## bus
| name | vn_kv | type | zone | in_service
0 | bus_LV_791-3_0_3_node_0 | 0.4 | n |  | TRUE
1 | bus_LV_791-3_0_3_node_1 | 0.4 | n |  | TRUE
2 | bus_LV_791-3_0_3_node_2 | 0.4 | n |  | TRUE
3 | bus_LV_791-3_0_3_node_3 | 0.4 | n |  | TRUE
4 | bus_LV_791-3_0_3_node_4 | 0.4 | n |  | TRUE
5 | bus_LV_791-3_0_3_node_5 | 0.4 | n |  | TRUE
6 | bus_LV_791-3_0_3_node_6 | 0.4 | n |  | TRUE
7 | bus_LV_791-3_0_3_node_43 | 0.4 | n |  | TRUE
8 | bus_LV_791-3_0_3_node_153 | 0.4 | n |  | TRUE
9 | bus_LV_791-3_0_3_node_44 | 0.4 | n |  | TRUE
10 | bus_LV_791-3_0_3_node_29 | 0.4 | n |  | TRUE
11 | bus_LV_791-3_0_3_node_30 | 0.4 | n |  | TRUE
12 | bus_LV_791-3_0_3_node_46 | 0.4 | n |  | TRUE
13 | bus_LV_791-3_0_3_node_41 | 0.4 | n |  | TRUE
14 | bus_LV_791-3_0_3_node_27 | 0.4 | n |  | TRUE
15 | bus_LV_791-3_0_3_node_22 | 0.4 | n |  | TRUE
16 | bus_LV_791-3_0_3_node_7 | 0.4 | n |  | TRUE
17 | bus_LV_791-3_0_3_node_8 | 0.4 | n |  | TRUE
18 | bus_LV_791-3_0_3_node_9 | 0.4 | n |  | TRUE
19 | bus_LV_791-3_0_3_node_10 | 0.4 | n |  | TRUE
20 | bus_LV_791-3_0_3_node_11 | 0.4 | n |  | TRUE
21 | bus_LV_791-3_0_3_node_20 | 0.4 | n |  | TRUE
22 | bus_LV_791-3_0_3_node_50 | 0.4 | n |  | TRUE
23 | bus_LV_791-3_0_3_node_36 | 0.4 | n |  | TRUE
24 | bus_LV_791-3_0_3_node_49 | 0.4 | n |  | TRUE
25 | bus_LV_791-3_0_3_node_37 | 0.4 | n |  | TRUE
26 | bus_LV_791-3_0_3_node_12 | 0.4 | n |  | TRUE
27 | bus_LV_791-3_0_3_node_13 | 0.4 | n |  | TRUE
28 | bus_LV_791-3_0_3_node_14 | 0.4 | n |  | TRUE
29 | bus_LV_791-3_0_3_node_16 | 0.4 | n |  | TRUE
30 | bus_LV_791-3_0_3_node_15 | 0.4 | n |  | TRUE
31 | bus_LV_791-3_0_3_node_17 | 0.4 | n |  | TRUE
32 | bus_LV_791-3_0_3_node_18 | 0.4 | n |  | TRUE
33 | bus_LV_791-3_0_3_node_54 | 0.4 | n |  | TRUE
34 | bus_LV_791-3_0_3_node_55 | 0.4 | n |  | TRUE
35 | bus_LV_791-3_0_3_node_187 | 0.4 | n |  | TRUE
36 | bus_LV_791-3_0_3_node_190 | 0.4 | n |  | TRUE
37 | bus_LV_791-3_0_3_node_19 | 0.4 | n |  | TRUE
38 | bus_LV_791-3_0_3_node_21 | 0.4 | n |  | TRUE
39 | bus_LV_791-3_0_3_node_24 | 0.4 | n |  | TRUE
40 | bus_LV_791-3_0_3_node_23 | 0.4 | n |  | TRUE
41 | bus_LV_791-3_0_3_node_35 | 0.4 | n |  | TRUE
42 | bus_LV_791-3_0_3_node_34 | 0.4 | n |  | TRUE
43 | bus_LV_791-3_0_3_node_32 | 0.4 | n |  | TRUE
44 | bus_LV_791-3_0_3_node_52 | 0.4 | n |  | TRUE
45 | bus_LV_791-3_0_3_node_31 | 0.4 | n |  | TRUE
46 | bus_LV_791-3_0_3_node_25 | 0.4 | n |  | TRUE
47 | bus_LV_791-3_0_3_node_26 | 0.4 | n |  | TRUE
48 | bus_LV_791-3_0_3_node_28 | 0.4 | n |  | TRUE
49 | bus_LV_791-3_0_3_node_33 | 0.4 | n |  | TRUE
50 | bus_LV_791-3_0_3_node_145 | 0.4 | n |  | TRUE
51 | bus_LV_791-3_0_3_node_86 | 0.4 | n |  | TRUE
52 | bus_LV_791-3_0_3_node_84 | 0.4 | n |  | TRUE
53 | bus_LV_791-3_0_3_node_144 | 0.4 | n |  | TRUE
54 | bus_LV_791-3_0_3_node_51 | 0.4 | n |  | TRUE
55 | bus_LV_791-3_0_3_node_38 | 0.4 | n |  | TRUE
56 | bus_LV_791-3_0_3_node_39 | 0.4 | n |  | TRUE
57 | bus_LV_791-3_0_3_node_117 | 0.4 | n |  | TRUE
58 | bus_LV_791-3_0_3_node_118 | 0.4 | n |  | TRUE
59 | bus_LV_791-3_0_3_node_188 | 0.4 | n |  | TRUE
60 | bus_LV_791-3_0_3_node_40 | 0.4 | n |  | TRUE
61 | bus_LV_791-3_0_3_node_42 | 0.4 | n |  | TRUE
62 | bus_LV_791-3_0_3_node_45 | 0.4 | n |  | TRUE
63 | bus_LV_791-3_0_3_node_47 | 0.4 | n |  | TRUE
64 | bus_LV_791-3_0_3_node_48 | 0.4 | n |  | TRUE
65 | bus_LV_791-3_0_3_node_151 | 0.4 | n |  | TRUE
66 | bus_LV_791-3_0_3_node_53 | 0.4 | n |  | TRUE
67 | bus_LV_791-3_0_3_node_193 | 0.4 | n |  | TRUE
68 | bus_LV_791-3_0_3_node_85 | 0.4 | n |  | TRUE
69 | bus_LV_791-3_0_3_node_189 | 0.4 | n |  | TRUE
70 | bus_LV_791-3_0_3_node_56 | 0.4 | n |  | TRUE
71 | bus_LV_791-3_0_3_node_57 | 0.4 | n |  | TRUE
72 | bus_LV_791-3_0_3_node_58 | 0.4 | n |  | TRUE
73 | bus_LV_791-3_0_3_node_59 | 0.4 | n |  | TRUE
74 | bus_LV_791-3_0_3_node_60 | 0.4 | n |  | TRUE
75 | bus_LV_791-3_0_3_node_136 | 0.4 | n |  | TRUE
76 | bus_LV_791-3_0_3_node_132 | 0.4 | n |  | TRUE
77 | bus_LV_791-3_0_3_node_135 | 0.4 | n |  | TRUE
78 | bus_LV_791-3_0_3_node_191 | 0.4 | n |  | TRUE
79 | bus_LV_791-3_0_3_node_164 | 0.4 | n |  | TRUE
80 | bus_LV_791-3_0_3_node_133 | 0.4 | n |  | TRUE
81 | bus_LV_791-3_0_3_node_61 | 0.4 | n |  | TRUE
82 | bus_LV_791-3_0_3_node_62 | 0.4 | n |  | TRUE
83 | bus_LV_791-3_0_3_node_131 | 0.4 | n |  | TRUE
84 | bus_LV_791-3_0_3_node_167 | 0.4 | n |  | TRUE
85 | bus_LV_791-3_0_3_node_129 | 0.4 | n |  | TRUE
86 | bus_LV_791-3_0_3_node_105 | 0.4 | n |  | TRUE
87 | bus_LV_791-3_0_3_node_106 | 0.4 | n |  | TRUE
88 | bus_LV_791-3_0_3_node_107 | 0.4 | n |  | TRUE
89 | bus_LV_791-3_0_3_node_108 | 0.4 | n |  | TRUE
90 | bus_LV_791-3_0_3_node_111 | 0.4 | n |  | TRUE
91 | bus_LV_791-3_0_3_node_110 | 0.4 | n |  | TRUE
92 | bus_LV_791-3_0_3_node_63 | 0.4 | n |  | TRUE
93 | bus_LV_791-3_0_3_node_64 | 0.4 | n |  | TRUE
94 | bus_LV_791-3_0_3_node_192 | 0.4 | n |  | TRUE
95 | bus_LV_791-3_0_3_node_94 | 0.4 | n |  | TRUE
96 | bus_LV_791-3_0_3_node_96 | 0.4 | n |  | TRUE
97 | bus_LV_791-3_0_3_node_93 | 0.4 | n |  | TRUE
98 | bus_LV_791-3_0_3_node_65 | 0.4 | n |  | TRUE
99 | bus_LV_791-3_0_3_node_66 | 0.4 | n |  | TRUE
100 | bus_LV_791-3_0_3_node_67 | 0.4 | n |  | TRUE
101 | bus_LV_791-3_0_3_node_68 | 0.4 | n |  | TRUE
102 | bus_LV_791-3_0_3_node_69 | 0.4 | n |  | TRUE
103 | bus_LV_791-3_0_3_node_183 | 0.4 | n |  | TRUE
104 | bus_LV_791-3_0_3_node_70 | 0.4 | n |  | TRUE
105 | bus_LV_791-3_0_3_node_71 | 0.4 | n |  | TRUE
106 | bus_LV_791-3_0_3_node_174 | 0.4 | n |  | TRUE
107 | bus_LV_791-3_0_3_node_173 | 0.4 | n |  | TRUE
108 | bus_LV_791-3_0_3_node_175 | 0.4 | n |  | TRUE
109 | bus_LV_791-3_0_3_node_172 | 0.4 | n |  | TRUE
110 | bus_LV_791-3_0_3_node_109 | 0.4 | n |  | TRUE
111 | bus_LV_791-3_0_3_node_72 | 0.4 | n |  | TRUE
112 | bus_LV_791-3_0_3_node_195 | 0.4 | n |  | TRUE
113 | bus_LV_791-3_0_3_node_73 | 0.4 | n |  | TRUE
114 | bus_LV_791-3_0_3_node_100 | 0.4 | n |  | TRUE
115 | bus_LV_791-3_0_3_node_152 | 0.4 | n |  | TRUE
116 | bus_LV_791-3_0_3_node_90 | 0.4 | n |  | TRUE
117 | bus_LV_791-3_0_3_node_74 | 0.4 | n |  | TRUE
118 | bus_LV_791-3_0_3_node_98 | 0.4 | n |  | TRUE
119 | bus_LV_791-3_0_3_node_92 | 0.4 | n |  | TRUE
120 | bus_LV_791-3_0_3_node_89 | 0.4 | n |  | TRUE
121 | bus_LV_791-3_0_3_node_99 | 0.4 | n |  | TRUE
122 | bus_LV_791-3_0_3_node_75 | 0.4 | n |  | TRUE
123 | bus_LV_791-3_0_3_node_76 | 0.4 | n |  | TRUE
124 | bus_LV_791-3_0_3_node_80 | 0.4 | n |  | TRUE
125 | bus_LV_791-3_0_3_node_81 | 0.4 | n |  | TRUE
126 | bus_LV_791-3_0_3_node_103 | 0.4 | n |  | TRUE
127 | bus_LV_791-3_0_3_node_113 | 0.4 | n |  | TRUE
128 | bus_LV_791-3_0_3_node_77 | 0.4 | n |  | TRUE
129 | bus_LV_791-3_0_3_node_78 | 0.4 | n |  | TRUE
130 | bus_LV_791-3_0_3_node_79 | 0.4 | n |  | TRUE
131 | bus_LV_791-3_0_3_node_148 | 0.4 | n |  | TRUE
132 | bus_LV_791-3_0_3_node_146 | 0.4 | n |  | TRUE
133 | bus_LV_791-3_0_3_node_116 | 0.4 | n |  | TRUE
134 | bus_LV_791-3_0_3_node_147 | 0.4 | n |  | TRUE
135 | bus_LV_791-3_0_3_node_154 | 0.4 | n |  | TRUE
136 | bus_LV_791-3_0_3_node_104 | 0.4 | n |  | TRUE
137 | bus_LV_791-3_0_3_node_101 | 0.4 | n |  | TRUE
138 | bus_LV_791-3_0_3_node_112 | 0.4 | n |  | TRUE
139 | bus_LV_791-3_0_3_node_82 | 0.4 | n |  | TRUE
140 | bus_LV_791-3_0_3_node_83 | 0.4 | n |  | TRUE
141 | bus_LV_791-3_0_3_node_87 | 0.4 | n |  | TRUE
142 | bus_LV_791-3_0_3_node_88 | 0.4 | n |  | TRUE
143 | bus_LV_791-3_0_3_node_91 | 0.4 | n |  | TRUE
144 | bus_LV_791-3_0_3_node_168 | 0.4 | n |  | TRUE
145 | bus_LV_791-3_0_3_node_95 | 0.4 | n |  | TRUE
146 | bus_LV_791-3_0_3_node_97 | 0.4 | n |  | TRUE
147 | bus_LV_791-3_0_3_node_169 | 0.4 | n |  | TRUE
148 | bus_LV_791-3_0_3_node_170 | 0.4 | n |  | TRUE
149 | bus_LV_791-3_0_3_node_171 | 0.4 | n |  | TRUE
150 | bus_LV_791-3_0_3_node_176 | 0.4 | n |  | TRUE
151 | bus_LV_791-3_0_3_node_177 | 0.4 | n |  | TRUE
152 | bus_LV_791-3_0_3_node_178 | 0.4 | n |  | TRUE
153 | bus_LV_791-3_0_3_node_179 | 0.4 | n |  | TRUE
154 | bus_LV_791-3_0_3_node_180 | 0.4 | n |  | TRUE
155 | bus_LV_791-3_0_3_node_181 | 0.4 | n |  | TRUE
156 | bus_LV_791-3_0_3_node_182 | 0.4 | n |  | TRUE
157 | bus_LV_791-3_0_3_node_194 | 0.4 | n |  | TRUE
158 | bus_LV_791-3_0_3_node_102 | 0.4 | n |  | TRUE
159 | bus_LV_791-3_0_3_node_140 | 0.4 | n |  | TRUE
160 | bus_LV_791-3_0_3_node_184 | 0.4 | n |  | TRUE
161 | bus_LV_791-3_0_3_node_139 | 0.4 | n |  | TRUE
162 | bus_LV_791-3_0_3_node_114 | 0.4 | n |  | TRUE
163 | bus_LV_791-3_0_3_node_115 | 0.4 | n |  | TRUE
164 | bus_LV_791-3_0_3_node_119 | 0.4 | n |  | TRUE
165 | bus_LV_791-3_0_3_node_120 | 0.4 | n |  | TRUE
166 | bus_LV_791-3_0_3_node_130 | 0.4 | n |  | TRUE
167 | bus_LV_791-3_0_3_node_150 | 0.4 | n |  | TRUE
168 | bus_LV_791-3_0_3_node_165 | 0.4 | n |  | TRUE
169 | bus_LV_791-3_0_3_node_121 | 0.4 | n |  | TRUE
170 | bus_LV_791-3_0_3_node_124 | 0.4 | n |  | TRUE
171 | bus_LV_791-3_0_3_node_126 | 0.4 | n |  | TRUE
172 | bus_LV_791-3_0_3_node_122 | 0.4 | n |  | TRUE
173 | bus_LV_791-3_0_3_node_123 | 0.4 | n |  | TRUE
174 | bus_LV_791-3_0_3_node_125 | 0.4 | n |  | TRUE
175 | bus_LV_791-3_0_3_node_185 | 0.4 | n |  | TRUE
176 | bus_LV_791-3_0_3_node_186 | 0.4 | n |  | TRUE
177 | bus_LV_791-3_0_3_node_127 | 0.4 | n |  | TRUE
178 | bus_LV_791-3_0_3_node_128 | 0.4 | n |  | TRUE
179 | bus_LV_791-3_0_3_node_166 | 0.4 | n |  | TRUE
180 | bus_LV_791-3_0_3_node_134 | 0.4 | n |  | TRUE
181 | bus_LV_791-3_0_3_node_137 | 0.4 | n |  | TRUE
182 | bus_LV_791-3_0_3_node_163 | 0.4 | n |  | TRUE
183 | bus_LV_791-3_0_3_node_162 | 0.4 | n |  | TRUE
184 | bus_LV_791-3_0_3_node_138 | 0.4 | n |  | TRUE
185 | bus_LV_791-3_0_3_node_143 | 0.4 | n |  | TRUE
186 | bus_LV_791-3_0_3_node_155 | 0.4 | n |  | TRUE
187 | bus_LV_791-3_0_3_node_156 | 0.4 | n |  | TRUE
188 | bus_LV_791-3_0_3_node_157 | 0.4 | n |  | TRUE
189 | bus_LV_791-3_0_3_node_158 | 0.4 | n |  | TRUE
190 | bus_LV_791-3_0_3_node_159 | 0.4 | n |  | TRUE
191 | bus_LV_791-3_0_3_node_160 | 0.4 | n |  | TRUE
192 | bus_LV_791-3_0_3_node_161 | 0.4 | n |  | TRUE
193 | bus_MV_147_0_node_9 | 20 | n |  | TRUE

## load
| name | bus | p_mw | q_mvar | const_z_percent | const_i_percent | sn_mva | scaling | in_service | type
0 | LV_791-3_0_3_load_0 | 0 | 0.00026699 | 6.6913e-05 | 0 | 0 |  | 1 | TRUE | wye
1 | LV_791-3_0_3_load_1 | 1 | 0.00010766 | 2.6982e-05 | 0 | 0 |  | 1 | TRUE | wye
2 | LV_791-3_0_3_load_5 | 5 | 0.0014893 | 0.00037325 | 0 | 0 |  | 1 | TRUE | wye
3 | LV_791-3_0_3_load_6 | 6 | 0.00016088 | 4.0319e-05 | 0 | 0 |  | 1 | TRUE | wye
4 | LV_791-3_0_3_load_153 | 8 | 0.00023139 | 5.7992e-05 | 0 | 0 |  | 1 | TRUE | wye
5 | LV_791-3_0_3_load_44 | 9 | 8.7542e-05 | 2.194e-05 | 0 | 0 |  | 1 | TRUE | wye
6 | LV_791-3_0_3_load_29 | 10 | 0.00022609 | 5.6663e-05 | 0 | 0 |  | 1 | TRUE | wye
7 | LV_791-3_0_3_load_30 | 11 | 0.0001075 | 2.6943e-05 | 0 | 0 |  | 1 | TRUE | wye
8 | LV_791-3_0_3_load_46 | 12 | 0.0001844 | 4.6214e-05 | 0 | 0 |  | 1 | TRUE | wye
9 | LV_791-3_0_3_load_27 | 14 | 0.00018224 | 4.5675e-05 | 0 | 0 |  | 1 | TRUE | wye
10 | LV_791-3_0_3_load_22 | 15 | 0.00047539 | 0.00011914 | 0 | 0 |  | 1 | TRUE | wye
11 | LV_791-3_0_3_load_7 | 16 | 0.0037302 | 0.00093488 | 0 | 0 |  | 1 | TRUE | wye
12 | LV_791-3_0_3_load_8 | 17 | 0.0025795 | 0.00064649 | 0 | 0 |  | 1 | TRUE | wye
13 | LV_791-3_0_3_load_9 | 18 | 0.0025022 | 0.00062712 | 0 | 0 |  | 1 | TRUE | wye
14 | LV_791-3_0_3_load_11 | 20 | 0.0032154 | 0.00080584 | 0 | 0 |  | 1 | TRUE | wye
15 | LV_791-3_0_3_load_50 | 22 | 0.0028492 | 0.00071409 | 0 | 0 |  | 1 | TRUE | wye
16 | LV_791-3_0_3_load_36 | 23 | 0.0033006 | 0.0008272 | 0 | 0 |  | 1 | TRUE | wye
17 | LV_791-3_0_3_load_49 | 24 | 0.0020493 | 0.00051361 | 0 | 0 |  | 1 | TRUE | wye
18 | LV_791-3_0_3_load_13 | 27 | 0.00082289 | 0.00020624 | 0 | 0 |  | 1 | TRUE | wye
19 | LV_791-3_0_3_load_14 | 28 | 0.0010758 | 0.00026963 | 0 | 0 |  | 1 | TRUE | wye
20 | LV_791-3_0_3_load_16 | 29 | 0.0048552 | 0.0012168 | 0 | 0 |  | 1 | TRUE | wye
21 | LV_791-3_0_3_load_15 | 30 | 0.0029354 | 0.00073567 | 0 | 0 |  | 1 | TRUE | wye
22 | LV_791-3_0_3_load_17 | 31 | 0.0011971 | 0.00030003 | 0 | 0 |  | 1 | TRUE | wye
23 | LV_791-3_0_3_load_54 | 33 | 0.0021118 | 0.00052926 | 0 | 0 |  | 1 | TRUE | wye
24 | LV_791-3_0_3_load_55 | 34 | 0.0029838 | 0.00074781 | 0 | 0 |  | 1 | TRUE | wye
25 | LV_791-3_0_3_load_190 | 36 | 0.0019091 | 0.00047847 | 0 | 0 |  | 1 | TRUE | wye
26 | LV_791-3_0_3_load_19 | 37 | 0.00070767 | 0.00017736 | 0 | 0 |  | 1 | TRUE | wye
27 | LV_791-3_0_3_load_24 | 39 | 0.00018544 | 4.6476e-05 | 0 | 0 |  | 1 | TRUE | wye
28 | LV_791-3_0_3_load_35 | 41 | 0.000593 | 0.00014862 | 0 | 0 |  | 1 | TRUE | wye
29 | LV_791-3_0_3_load_34 | 42 | 0.00090178 | 0.00022601 | 0 | 0 |  | 1 | TRUE | wye
30 | LV_791-3_0_3_load_52 | 44 | 0.0025055 | 0.00062794 | 0 | 0 |  | 1 | TRUE | wye
31 | LV_791-3_0_3_load_31 | 45 | 0.0002666 | 6.6816e-05 | 0 | 0 |  | 1 | TRUE | wye
32 | LV_791-3_0_3_load_25 | 46 | 0.0017151 | 0.00042984 | 0 | 0 |  | 1 | TRUE | wye
33 | LV_791-3_0_3_load_26 | 47 | 0.00022221 | 5.5692e-05 | 0 | 0 |  | 1 | TRUE | wye
34 | LV_791-3_0_3_load_28 | 48 | 0.0020692 | 0.00051859 | 0 | 0 |  | 1 | TRUE | wye
35 | LV_791-3_0_3_load_33 | 49 | 0.00074446 | 0.00018658 | 0 | 0 |  | 1 | TRUE | wye
36 | LV_791-3_0_3_load_145 | 50 | 0.00053367 | 0.00013375 | 0 | 0 |  | 1 | TRUE | wye
37 | LV_791-3_0_3_load_86 | 51 | 0.00021421 | 5.3687e-05 | 0 | 0 |  | 1 | TRUE | wye
38 | LV_791-3_0_3_load_84 | 52 | 0.00082509 | 0.00020679 | 0 | 0 |  | 1 | TRUE | wye
39 | LV_791-3_0_3_load_144 | 53 | 0.00018779 | 4.7064e-05 | 0 | 0 |  | 1 | TRUE | wye
40 | LV_791-3_0_3_load_38 | 55 | 0.0091975 | 0.0023051 | 0 | 0 |  | 1 | TRUE | wye
41 | LV_791-3_0_3_load_39 | 56 | 0.0027416 | 0.00068712 | 0 | 0 |  | 1 | TRUE | wye
42 | LV_791-3_0_3_load_117 | 57 | 0.0013423 | 0.00033641 | 0 | 0 |  | 1 | TRUE | wye
43 | LV_791-3_0_3_load_118 | 58 | 0.0037533 | 0.00094068 | 0 | 0 |  | 1 | TRUE | wye
44 | LV_791-3_0_3_load_188 | 59 | 0.0033141 | 0.00083058 | 0 | 0 |  | 1 | TRUE | wye
45 | LV_791-3_0_3_load_40 | 60 | 0.00050876 | 0.00012751 | 0 | 0 |  | 1 | TRUE | wye
46 | LV_791-3_0_3_load_42 | 61 | 0.0014087 | 0.00035305 | 0 | 0 |  | 1 | TRUE | wye
47 | LV_791-3_0_3_load_45 | 62 | 0.00036346 | 9.1093e-05 | 0 | 0 |  | 1 | TRUE | wye
48 | LV_791-3_0_3_load_47 | 63 | 8.5585e-05 | 2.145e-05 | 0 | 0 |  | 1 | TRUE | wye
49 | LV_791-3_0_3_load_48 | 64 | 0.00037278 | 9.3428e-05 | 0 | 0 |  | 1 | TRUE | wye
50 | LV_791-3_0_3_load_151 | 65 | 0.0029112 | 0.00072962 | 0 | 0 |  | 1 | TRUE | wye
51 | LV_791-3_0_3_load_193 | 67 | 0.00060855 | 0.00015252 | 0 | 0 |  | 1 | TRUE | wye
52 | LV_791-3_0_3_load_85 | 68 | 0.00051295 | 0.00012856 | 0 | 0 |  | 1 | TRUE | wye
53 | LV_791-3_0_3_load_189 | 69 | 0.0012218 | 0.00030621 | 0 | 0 |  | 1 | TRUE | wye
54 | LV_791-3_0_3_load_56 | 70 | 0.0032732 | 0.00082033 | 0 | 0 |  | 1 | TRUE | wye
55 | LV_791-3_0_3_load_57 | 71 | 0.0013613 | 0.00034118 | 0 | 0 |  | 1 | TRUE | wye
56 | LV_791-3_0_3_load_58 | 72 | 0.0042252 | 0.0010589 | 0 | 0 |  | 1 | TRUE | wye
57 | LV_791-3_0_3_load_59 | 73 | 0.00058026 | 0.00014543 | 0 | 0 |  | 1 | TRUE | wye
58 | LV_791-3_0_3_load_136 | 75 | 0.0037288 | 0.00093452 | 0 | 0 |  | 1 | TRUE | wye
59 | LV_791-3_0_3_load_132 | 76 | 0.0048919 | 0.001226 | 0 | 0 |  | 1 | TRUE | wye
60 | LV_791-3_0_3_load_191 | 78 | 0.0061882 | 0.0015509 | 0 | 0 |  | 1 | TRUE | wye
61 | LV_791-3_0_3_load_164 | 79 | 0.001667 | 0.00041779 | 0 | 0 |  | 1 | TRUE | wye
62 | LV_791-3_0_3_load_133 | 80 | 0.0012114 | 0.0003036 | 0 | 0 |  | 1 | TRUE | wye
63 | LV_791-3_0_3_load_61 | 81 | 0.00038074 | 9.5422e-05 | 0 | 0 |  | 1 | TRUE | wye
64 | LV_791-3_0_3_load_62 | 82 | 0.0013011 | 0.0003261 | 0 | 0 |  | 1 | TRUE | wye
65 | LV_791-3_0_3_load_167 | 84 | 0.0023213 | 0.00058178 | 0 | 0 |  | 1 | TRUE | wye
66 | LV_791-3_0_3_load_129 | 85 | 0.0009901 | 0.00024814 | 0 | 0 |  | 1 | TRUE | wye
67 | LV_791-3_0_3_load_105 | 86 | 0.00033663 | 8.4367e-05 | 0 | 0 |  | 1 | TRUE | wye
68 | LV_791-3_0_3_load_106 | 87 | 0.00033663 | 8.4367e-05 | 0 | 0 |  | 1 | TRUE | wye
69 | LV_791-3_0_3_load_108 | 89 | 0.00062794 | 0.00015738 | 0 | 0 |  | 1 | TRUE | wye
70 | LV_791-3_0_3_load_111 | 90 | 0.00043664 | 0.00010943 | 0 | 0 |  | 1 | TRUE | wye
71 | LV_791-3_0_3_load_110 | 91 | 0.00059815 | 0.00014991 | 0 | 0 |  | 1 | TRUE | wye
72 | LV_791-3_0_3_load_192 | 94 | 0.00018006 | 4.5127e-05 | 0 | 0 |  | 1 | TRUE | wye
73 | LV_791-3_0_3_load_96 | 96 | 0.00026334 | 6.6e-05 | 0 | 0 |  | 1 | TRUE | wye
74 | LV_791-3_0_3_load_93 | 97 | 0.00035946 | 9.0089e-05 | 0 | 0 |  | 1 | TRUE | wye
75 | LV_791-3_0_3_load_65 | 98 | 0.00031477 | 7.889e-05 | 0 | 0 |  | 1 | TRUE | wye
76 | LV_791-3_0_3_load_66 | 99 | 0.00057442 | 0.00014396 | 0 | 0 |  | 1 | TRUE | wye
77 | LV_791-3_0_3_load_67 | 100 | 0.00041404 | 0.00010377 | 0 | 0 |  | 1 | TRUE | wye
78 | LV_791-3_0_3_load_69 | 102 | 0.00038533 | 9.6572e-05 | 0 | 0 |  | 1 | TRUE | wye
79 | LV_791-3_0_3_load_183 | 103 | 0.00076089 | 0.0001907 | 0 | 0 |  | 1 | TRUE | wye
80 | LV_791-3_0_3_load_71 | 105 | 0.00064228 | 0.00016097 | 0 | 0 |  | 1 | TRUE | wye
81 | LV_791-3_0_3_load_174 | 106 | 0.00046664 | 0.00011695 | 0 | 0 |  | 1 | TRUE | wye
82 | LV_791-3_0_3_load_173 | 107 | 0.00056753 | 0.00014224 | 0 | 0 |  | 1 | TRUE | wye
83 | LV_791-3_0_3_load_172 | 109 | 0.00065898 | 0.00016516 | 0 | 0 |  | 1 | TRUE | wye
84 | LV_791-3_0_3_load_109 | 110 | 0.0010361 | 0.00025968 | 0 | 0 |  | 1 | TRUE | wye
85 | LV_791-3_0_3_load_72 | 111 | 0.00052096 | 0.00013057 | 0 | 0 |  | 1 | TRUE | wye
86 | LV_791-3_0_3_load_195 | 112 | 0.0012531 | 0.00031406 | 0 | 0 |  | 1 | TRUE | wye
87 | LV_791-3_0_3_load_152 | 115 | 0.00027912 | 6.9953e-05 | 0 | 0 |  | 1 | TRUE | wye
88 | LV_791-3_0_3_load_90 | 116 | 0.0003306 | 8.2856e-05 | 0 | 0 |  | 1 | TRUE | wye
89 | LV_791-3_0_3_load_74 | 117 | 0.00042815 | 0.0001073 | 0 | 0 |  | 1 | TRUE | wye
90 | LV_791-3_0_3_load_98 | 118 | 0.00029141 | 7.3033e-05 | 0 | 0 |  | 1 | TRUE | wye
91 | LV_791-3_0_3_load_92 | 119 | 0.00016248 | 4.072e-05 | 0 | 0 |  | 1 | TRUE | wye
92 | LV_791-3_0_3_load_99 | 121 | 0.00059773 | 0.00014981 | 0 | 0 |  | 1 | TRUE | wye
93 | LV_791-3_0_3_load_75 | 122 | 0.00043272 | 0.00010845 | 0 | 0 |  | 1 | TRUE | wye
94 | LV_791-3_0_3_load_80 | 124 | 0.00055271 | 0.00013852 | 0 | 0 |  | 1 | TRUE | wye
95 | LV_791-3_0_3_load_81 | 125 | 0.00055576 | 0.00013929 | 0 | 0 |  | 1 | TRUE | wye
96 | LV_791-3_0_3_load_113 | 127 | 0.0013065 | 0.00032743 | 0 | 0 |  | 1 | TRUE | wye
97 | LV_791-3_0_3_load_79 | 130 | 0.0034962 | 0.00087624 | 0 | 0 |  | 1 | TRUE | wye
98 | LV_791-3_0_3_load_148 | 131 | 0.00083989 | 0.0002105 | 0 | 0 |  | 1 | TRUE | wye
99 | LV_791-3_0_3_load_146 | 132 | 0.0015907 | 0.00039867 | 0 | 0 |  | 1 | TRUE | wye
100 | LV_791-3_0_3_load_147 | 134 | 0.00080911 | 0.00020278 | 0 | 0 |  | 1 | TRUE | wye
101 | LV_791-3_0_3_load_154 | 135 | 0.0022457 | 0.00056281 | 0 | 0 |  | 1 | TRUE | wye
102 | LV_791-3_0_3_load_104 | 136 | 0.00046061 | 0.00011544 | 0 | 0 |  | 1 | TRUE | wye
103 | LV_791-3_0_3_load_101 | 137 | 0.00063549 | 0.00015927 | 0 | 0 |  | 1 | TRUE | wye
104 | LV_791-3_0_3_load_112 | 138 | 0.0024805 | 0.00062166 | 0 | 0 |  | 1 | TRUE | wye
105 | LV_791-3_0_3_load_82 | 139 | 0.00054259 | 0.00013599 | 0 | 0 |  | 1 | TRUE | wye
106 | LV_791-3_0_3_load_83 | 140 | 0.00037322 | 9.3537e-05 | 0 | 0 |  | 1 | TRUE | wye
107 | LV_791-3_0_3_load_87 | 141 | 0.0003128 | 7.8396e-05 | 0 | 0 |  | 1 | TRUE | wye
108 | LV_791-3_0_3_load_88 | 142 | 0.00021421 | 5.3687e-05 | 0 | 0 |  | 1 | TRUE | wye
109 | LV_791-3_0_3_load_91 | 143 | 0.00056579 | 0.0001418 | 0 | 0 |  | 1 | TRUE | wye
110 | LV_791-3_0_3_load_168 | 144 | 0.00023071 | 5.7822e-05 | 0 | 0 |  | 1 | TRUE | wye
111 | LV_791-3_0_3_load_169 | 147 | 0.00048932 | 0.00012264 | 0 | 0 |  | 1 | TRUE | wye
112 | LV_791-3_0_3_load_170 | 148 | 0.00069396 | 0.00017392 | 0 | 0 |  | 1 | TRUE | wye
113 | LV_791-3_0_3_load_171 | 149 | 0.00052104 | 0.00013058 | 0 | 0 |  | 1 | TRUE | wye
114 | LV_791-3_0_3_load_176 | 150 | 0.00023838 | 5.9745e-05 | 0 | 0 |  | 1 | TRUE | wye
115 | LV_791-3_0_3_load_177 | 151 | 0.00024779 | 6.2103e-05 | 0 | 0 |  | 1 | TRUE | wye
116 | LV_791-3_0_3_load_178 | 152 | 0.0013885 | 0.00034799 | 0 | 0 |  | 1 | TRUE | wye
117 | LV_791-3_0_3_load_179 | 153 | 0.00041515 | 0.00010405 | 0 | 0 |  | 1 | TRUE | wye
118 | LV_791-3_0_3_load_180 | 154 | 0.0005347 | 0.00013401 | 0 | 0 |  | 1 | TRUE | wye
119 | LV_791-3_0_3_load_182 | 156 | 0.0005135 | 0.0001287 | 0 | 0 |  | 1 | TRUE | wye
120 | LV_791-3_0_3_load_194 | 157 | 0.00098853 | 0.00024775 | 0 | 0 |  | 1 | TRUE | wye
121 | LV_791-3_0_3_load_102 | 158 | 0.00057172 | 0.00014329 | 0 | 0 |  | 1 | TRUE | wye
122 | LV_791-3_0_3_load_140 | 159 | 0.00042981 | 0.00010772 | 0 | 0 |  | 1 | TRUE | wye
123 | LV_791-3_0_3_load_184 | 160 | 0.00047178 | 0.00011824 | 0 | 0 |  | 1 | TRUE | wye
124 | LV_791-3_0_3_load_139 | 161 | 0.0002921 | 7.3207e-05 | 0 | 0 |  | 1 | TRUE | wye
125 | LV_791-3_0_3_load_115 | 163 | 0.0019578 | 0.00049066 | 0 | 0 |  | 1 | TRUE | wye
126 | LV_791-3_0_3_load_119 | 164 | 0.0030691 | 0.00076919 | 0 | 0 |  | 1 | TRUE | wye
127 | LV_791-3_0_3_load_120 | 165 | 0.0056381 | 0.001413 | 0 | 0 |  | 1 | TRUE | wye
128 | LV_791-3_0_3_load_130 | 166 | 0.0028413 | 0.00071209 | 0 | 0 |  | 1 | TRUE | wye
129 | LV_791-3_0_3_load_150 | 167 | 0.0012939 | 0.00032429 | 0 | 0 |  | 1 | TRUE | wye
130 | LV_791-3_0_3_load_165 | 168 | 0.00059627 | 0.00014944 | 0 | 0 |  | 1 | TRUE | wye
131 | LV_791-3_0_3_load_121 | 169 | 0.0036929 | 0.00092552 | 0 | 0 |  | 1 | TRUE | wye
132 | LV_791-3_0_3_load_126 | 171 | 0.0010703 | 0.00026824 | 0 | 0 |  | 1 | TRUE | wye
133 | LV_791-3_0_3_load_122 | 172 | 0.0037548 | 0.00094103 | 0 | 0 |  | 1 | TRUE | wye
134 | LV_791-3_0_3_load_123 | 173 | 0.005004 | 0.0012541 | 0 | 0 |  | 1 | TRUE | wye
135 | LV_791-3_0_3_load_125 | 174 | 0.00147 | 0.00036841 | 0 | 0 |  | 1 | TRUE | wye
136 | LV_791-3_0_3_load_185 | 175 | 0.0040076 | 0.0010044 | 0 | 0 |  | 1 | TRUE | wye
137 | LV_791-3_0_3_load_127 | 177 | 0.0014831 | 0.00037171 | 0 | 0 |  | 1 | TRUE | wye
138 | LV_791-3_0_3_load_128 | 178 | 0.0019603 | 0.0004913 | 0 | 0 |  | 1 | TRUE | wye
139 | LV_791-3_0_3_load_166 | 179 | 0.0020343 | 0.00050984 | 0 | 0 |  | 1 | TRUE | wye
140 | LV_791-3_0_3_load_134 | 180 | 0.0023673 | 0.00059329 | 0 | 0 |  | 1 | TRUE | wye
141 | LV_791-3_0_3_load_137 | 181 | 0.0023173 | 0.00058076 | 0 | 0 |  | 1 | TRUE | wye
142 | LV_791-3_0_3_load_163 | 182 | 0.0020357 | 0.00051021 | 0 | 0 |  | 1 | TRUE | wye
143 | LV_791-3_0_3_load_162 | 183 | 0.00077634 | 0.00019457 | 0 | 0 |  | 1 | TRUE | wye
144 | LV_791-3_0_3_load_138 | 184 | 0.00044707 | 0.00011205 | 0 | 0 |  | 1 | TRUE | wye
145 | LV_791-3_0_3_load_143 | 185 | 0.00037285 | 9.3445e-05 | 0 | 0 |  | 1 | TRUE | wye
146 | LV_791-3_0_3_load_155 | 186 | 0.0032836 | 0.00082296 | 0 | 0 |  | 1 | TRUE | wye
147 | LV_791-3_0_3_load_156 | 187 | 0.0019849 | 0.00049747 | 0 | 0 |  | 1 | TRUE | wye
148 | LV_791-3_0_3_load_157 | 188 | 0.0033579 | 0.00084156 | 0 | 0 |  | 1 | TRUE | wye
149 | LV_791-3_0_3_load_158 | 189 | 0.0014837 | 0.00037186 | 0 | 0 |  | 1 | TRUE | wye
150 | LV_791-3_0_3_load_159 | 190 | 0.00067435 | 0.00016901 | 0 | 0 |  | 1 | TRUE | wye
151 | LV_791-3_0_3_load_160 | 191 | 0.001705 | 0.00042732 | 0 | 0 |  | 1 | TRUE | wye
152 | LV_791-3_0_3_load_161 | 192 | 0.0019805 | 0.00049636 | 0 | 0 |  | 1 | TRUE | wye

## ext_grid
| name | bus | vm_pu | va_degree | slack_weight | in_service
0 |  | 169 | 1 | 0 | 1 | TRUE

## line
| name | std_type | from_bus | to_bus | length_km | r_ohm_per_km | x_ohm_per_km | c_nf_per_km | g_us_per_km | max_i_ka | df | parallel | type | in_service
0 | LV_791-3_0_3_line_0 | NAYY 4x150 SE | 0 | 1 | 0.00036896 | 0.208 | 0.08 | 261 | 0 | 0.27 | 1 | 1 | cs | TRUE
1 | LV_791-3_0_3_line_1 | NAYY 4x150 SE | 0 | 2 | 0.019157 | 0.208 | 0.08 | 261 | 0 | 0.27 | 1 | 1 | cs | TRUE
2 | LV_791-3_0_3_line_2 | NAYY 4x150 SE | 1 | 3 | 0.032147 | 0.208 | 0.08 | 261 | 0 | 0.27 | 1 | 1 | cs | TRUE
3 | LV_791-3_0_3_line_3 | NAYY 4x150 SE | 2 | 4 | 0.072821 | 0.208 | 0.08 | 261 | 0 | 0.27 | 1 | 1 | cs | TRUE
4 | LV_791-3_0_3_line_4 | NAYY 4x150 SE | 2 | 5 | 0.036015 | 0.208 | 0.08 | 261 | 0 | 0.27 | 1 | 1 | cs | TRUE
5 | LV_791-3_0_3_line_5 | NAYY 4x150 SE | 2 | 6 | 0.017946 | 0.208 | 0.08 | 261 | 0 | 0.27 | 1 | 1 | cs | TRUE
6 | LV_791-3_0_3_line_6 | NAYY 4x150 SE | 3 | 7 | 0.007979 | 0.208 | 0.08 | 261 | 0 | 0.27 | 1 | 1 | cs | TRUE
7 | LV_791-3_0_3_line_7 | NAYY 4x150 SE | 3 | 8 | 7.6379e-05 | 0.208 | 0.08 | 261 | 0 | 0.27 | 1 | 1 | cs | TRUE
8 | LV_791-3_0_3_line_8 | NAYY 4x150 SE | 4 | 9 | 0.015598 | 0.208 | 0.08 | 261 | 0 | 0.27 | 1 | 1 | cs | TRUE
9 | LV_791-3_0_3_line_9 | NAYY 4x150 SE | 4 | 10 | 0.027399 | 0.208 | 0.08 | 261 | 0 | 0.27 | 1 | 1 | cs | TRUE
10 | LV_791-3_0_3_line_10 | NAYY 4x150 SE | 6 | 11 | 0.015842 | 0.208 | 0.08 | 261 | 0 | 0.27 | 1 | 1 | cs | TRUE
11 | LV_791-3_0_3_line_11 | NAYY 4x150 SE | 7 | 12 | 0.0239 | 0.208 | 0.08 | 261 | 0 | 0.27 | 1 | 1 | cs | TRUE
12 | LV_791-3_0_3_line_12 | NAYY 4x150 SE | 9 | 13 | 0.037185 | 0.208 | 0.08 | 261 | 0 | 0.27 | 1 | 1 | cs | TRUE
13 | LV_791-3_0_3_line_13 | NAYY 4x150 SE | 10 | 14 | 0.0010119 | 0.208 | 0.08 | 261 | 0 | 0.27 | 1 | 1 | cs | TRUE
14 | LV_791-3_0_3_line_14 | NAYY 4x150 SE | 11 | 15 | 0.037522 | 0.208 | 0.08 | 261 | 0 | 0.27 | 1 | 1 | cs | TRUE
15 | LV_791-3_0_3_line_15 | NAYY 4x150 SE | 12 | 62 | 0.0092478 | 0.208 | 0.08 | 261 | 0 | 0.27 | 1 | 1 | cs | TRUE
16 | LV_791-3_0_3_line_16 | NAYY 4x150 SE | 13 | 60 | 0.052027 | 0.208 | 0.08 | 261 | 0 | 0.27 | 1 | 1 | cs | TRUE
17 | LV_791-3_0_3_line_17 | NAYY 4x150 SE | 14 | 46 | 0.033814 | 0.208 | 0.08 | 261 | 0 | 0.27 | 1 | 1 | cs | TRUE
18 | LV_791-3_0_3_line_18 | NAYY 4x150 SE | 15 | 21 | 0.029238 | 0.208 | 0.08 | 261 | 0 | 0.27 | 1 | 1 | cs | TRUE
19 | LV_791-3_0_3_line_19 | NAYY 4x150 SE | 16 | 17 | 0.013676 | 0.208 | 0.08 | 261 | 0 | 0.27 | 1 | 1 | cs | TRUE
20 | LV_791-3_0_3_line_20 | NAYY 4x150 SE | 16 | 18 | 0.0035899 | 0.208 | 0.08 | 261 | 0 | 0.27 | 1 | 1 | cs | TRUE
21 | LV_791-3_0_3_line_21 | NAYY 4x150 SE | 17 | 19 | 0.029563 | 0.208 | 0.08 | 261 | 0 | 0.27 | 1 | 1 | cs | TRUE
22 | LV_791-3_0_3_line_22 | NAYY 4x150 SE | 18 | 20 | 0.027278 | 0.208 | 0.08 | 261 | 0 | 0.27 | 1 | 1 | cs | TRUE
23 | LV_791-3_0_3_line_23 | NAYY 4x150 SE | 19 | 21 | 0.012112 | 0.208 | 0.08 | 261 | 0 | 0.27 | 1 | 1 | cs | TRUE
24 | LV_791-3_0_3_line_24 | NAYY 4x150 SE | 19 | 22 | 0.023725 | 0.208 | 0.08 | 261 | 0 | 0.27 | 1 | 1 | cs | TRUE
25 | LV_791-3_0_3_line_25 | NAYY 4x150 SE | 20 | 23 | 0.0019162 | 0.208 | 0.08 | 261 | 0 | 0.27 | 1 | 1 | cs | TRUE
26 | LV_791-3_0_3_line_26 | NAYY 4x150 SE | 22 | 24 | 0.033493 | 0.208 | 0.08 | 261 | 0 | 0.27 | 1 | 1 | cs | TRUE
27 | LV_791-3_0_3_line_27 | NAYY 4x150 SE | 23 | 25 | 0.043275 | 0.208 | 0.08 | 261 | 0 | 0.27 | 1 | 1 | cs | TRUE
28 | LV_791-3_0_3_line_28 | NAYY 4x150 SE | 24 | 54 | 0.032575 | 0.208 | 0.08 | 261 | 0 | 0.27 | 1 | 1 | cs | TRUE
29 | LV_791-3_0_3_line_29 | NAYY 4x150 SE | 25 | 55 | 0.017013 | 0.208 | 0.08 | 261 | 0 | 0.27 | 1 | 1 | cs | TRUE
30 | LV_791-3_0_3_line_30 | NAYY 4x150 SE | 25 | 56 | 0.01758 | 0.208 | 0.08 | 261 | 0 | 0.27 | 1 | 1 | cs | TRUE
31 | LV_791-3_0_3_line_31 | NAYY 4x150 SE | 26 | 27 | 0.012408 | 0.208 | 0.08 | 261 | 0 | 0.27 | 1 | 1 | cs | TRUE
32 | LV_791-3_0_3_line_32 | NAYY 4x150 SE | 26 | 28 | 0.027254 | 0.208 | 0.08 | 261 | 0 | 0.27 | 1 | 1 | cs | TRUE
33 | LV_791-3_0_3_line_33 | NAYY 4x150 SE | 27 | 29 | 0.0029773 | 0.208 | 0.08 | 261 | 0 | 0.27 | 1 | 1 | cs | TRUE
34 | LV_791-3_0_3_line_34 | NAYY 4x150 SE | 29 | 30 | 0.01508 | 0.208 | 0.08 | 261 | 0 | 0.27 | 1 | 1 | cs | TRUE
35 | LV_791-3_0_3_line_35 | NAYY 4x150 SE | 30 | 31 | 0.056836 | 0.208 | 0.08 | 261 | 0 | 0.27 | 1 | 1 | cs | TRUE
36 | LV_791-3_0_3_line_36 | NAYY 4x150 SE | 31 | 32 | 0.0329 | 0.208 | 0.08 | 261 | 0 | 0.27 | 1 | 1 | cs | TRUE
37 | LV_791-3_0_3_line_37 | NAYY 4x150 SE | 32 | 33 | 0.004772 | 0.208 | 0.08 | 261 | 0 | 0.27 | 1 | 1 | cs | TRUE
38 | LV_791-3_0_3_line_38 | NAYY 4x150 SE | 32 | 34 | 0.0034825 | 0.208 | 0.08 | 261 | 0 | 0.27 | 1 | 1 | cs | TRUE
39 | LV_791-3_0_3_line_39 | NAYY 4x150 SE | 33 | 35 | 0.014733 | 0.208 | 0.08 | 261 | 0 | 0.27 | 1 | 1 | cs | TRUE
40 | LV_791-3_0_3_line_40 | NAYY 4x150 SE | 34 | 36 | 0.016168 | 0.208 | 0.08 | 261 | 0 | 0.27 | 1 | 1 | cs | TRUE
41 | LV_791-3_0_3_line_41 | NAYY 4x150 SE | 35 | 59 | 0.034587 | 0.208 | 0.08 | 261 | 0 | 0.27 | 1 | 1 | cs | TRUE
42 | LV_791-3_0_3_line_42 | NAYY 4x150 SE | 35 | 56 | 0.017596 | 0.208 | 0.08 | 261 | 0 | 0.27 | 1 | 1 | cs | TRUE
43 | LV_791-3_0_3_line_43 | NAYY 4x150 SE | 36 | 69 | 0.00070219 | 0.208 | 0.08 | 261 | 0 | 0.27 | 1 | 1 | cs | TRUE
44 | LV_791-3_0_3_line_44 | NAYY 4x150 SE | 37 | 38 | 0.047938 | 0.208 | 0.08 | 261 | 0 | 0.27 | 1 | 1 | cs | TRUE
45 | LV_791-3_0_3_line_45 | NAYY 4x150 SE | 38 | 39 | 0.012618 | 0.208 | 0.08 | 261 | 0 | 0.27 | 1 | 1 | cs | TRUE
46 | LV_791-3_0_3_line_46 | NAYY 4x150 SE | 39 | 43 | 0.059295 | 0.208 | 0.08 | 261 | 0 | 0.27 | 1 | 1 | cs | TRUE
47 | LV_791-3_0_3_line_47 | NAYY 4x150 SE | 40 | 41 | 0.054364 | 0.208 | 0.08 | 261 | 0 | 0.27 | 1 | 1 | cs | TRUE
48 | LV_791-3_0_3_line_48 | NAYY 4x150 SE | 40 | 42 | 0.010164 | 0.208 | 0.08 | 261 | 0 | 0.27 | 1 | 1 | cs | TRUE
49 | LV_791-3_0_3_line_49 | NAYY 4x150 SE | 41 | 44 | 0.0064801 | 0.208 | 0.08 | 261 | 0 | 0.27 | 1 | 1 | cs | TRUE
50 | LV_791-3_0_3_line_50 | NAYY 4x150 SE | 42 | 43 | 0.0023167 | 0.208 | 0.08 | 261 | 0 | 0.27 | 1 | 1 | cs | TRUE
51 | LV_791-3_0_3_line_51 | NAYY 4x150 SE | 43 | 45 | 0.0060354 | 0.208 | 0.08 | 261 | 0 | 0.27 | 1 | 1 | cs | TRUE
52 | LV_791-3_0_3_line_52 | NAYY 4x150 SE | 44 | 54 | 0.014743 | 0.208 | 0.08 | 261 | 0 | 0.27 | 1 | 1 | cs | TRUE
53 | LV_791-3_0_3_line_53 | NAYY 4x150 SE | 46 | 47 | 0.031343 | 0.208 | 0.08 | 261 | 0 | 0.27 | 1 | 1 | cs | TRUE
54 | LV_791-3_0_3_line_54 | NAYY 4x150 SE | 47 | 48 | 0.0028426 | 0.208 | 0.08 | 261 | 0 | 0.27 | 1 | 1 | cs | TRUE
55 | LV_791-3_0_3_line_55 | NAYY 4x150 SE | 49 | 50 | 0.15049 | 0.208 | 0.08 | 261 | 0 | 0.27 | 1 | 1 | cs | TRUE
56 | LV_791-3_0_3_line_56 | NAYY 4x150 SE | 50 | 53 | 0.017722 | 0.208 | 0.08 | 261 | 0 | 0.27 | 1 | 1 | cs | TRUE
57 | LV_791-3_0_3_line_57 | NAYY 4x150 SE | 50 | 51 | 0.011127 | 0.208 | 0.08 | 261 | 0 | 0.27 | 1 | 1 | cs | TRUE
58 | LV_791-3_0_3_line_58 | NAYY 4x150 SE | 51 | 52 | 0.063761 | 0.208 | 0.08 | 261 | 0 | 0.27 | 1 | 1 | cs | TRUE
59 | LV_791-3_0_3_line_59 | NAYY 4x150 SE | 52 | 139 | 0.041556 | 0.208 | 0.08 | 261 | 0 | 0.27 | 1 | 1 | cs | TRUE
60 | LV_791-3_0_3_line_60 | NAYY 4x150 SE | 53 | 185 | 0.040663 | 0.208 | 0.08 | 261 | 0 | 0.27 | 1 | 1 | cs | TRUE
61 | LV_791-3_0_3_line_61 | NAYY 4x150 SE | 54 | 66 | 0.027897 | 0.208 | 0.08 | 261 | 0 | 0.27 | 1 | 1 | cs | TRUE
62 | LV_791-3_0_3_line_62 | NAYY 4x150 SE | 55 | 57 | 0.0078656 | 0.208 | 0.08 | 261 | 0 | 0.27 | 1 | 1 | cs | TRUE
63 | LV_791-3_0_3_line_63 | NAYY 4x150 SE | 57 | 58 | 0.012769 | 0.208 | 0.08 | 261 | 0 | 0.27 | 1 | 1 | cs | TRUE
64 | LV_791-3_0_3_line_64 | NAYY 4x150 SE | 58 | 167 | 0.0025667 | 0.208 | 0.08 | 261 | 0 | 0.27 | 1 | 1 | cs | TRUE
65 | LV_791-3_0_3_line_65 | NAYY 4x150 SE | 60 | 61 | 0.0057929 | 0.208 | 0.08 | 261 | 0 | 0.27 | 1 | 1 | cs | TRUE
66 | LV_791-3_0_3_line_66 | NAYY 4x150 SE | 62 | 63 | 0.014351 | 0.208 | 0.08 | 261 | 0 | 0.27 | 1 | 1 | cs | TRUE
67 | LV_791-3_0_3_line_67 | NAYY 4x150 SE | 63 | 64 | 0.025394 | 0.208 | 0.08 | 261 | 0 | 0.27 | 1 | 1 | cs | TRUE
68 | LV_791-3_0_3_line_68 | NAYY 4x150 SE | 64 | 65 | 0.062327 | 0.208 | 0.08 | 261 | 0 | 0.27 | 1 | 1 | cs | TRUE
69 | LV_791-3_0_3_line_69 | NAYY 4x150 SE | 66 | 67 | 0.055236 | 0.208 | 0.08 | 261 | 0 | 0.27 | 1 | 1 | cs | TRUE
70 | LV_791-3_0_3_line_70 | NAYY 4x150 SE | 67 | 68 | 0.074559 | 0.208 | 0.08 | 261 | 0 | 0.27 | 1 | 1 | cs | TRUE
71 | LV_791-3_0_3_line_71 | NAYY 4x150 SE | 68 | 140 | 0.03019 | 0.208 | 0.08 | 261 | 0 | 0.27 | 1 | 1 | cs | TRUE
72 | LV_791-3_0_3_line_72 | NAYY 4x150 SE | 69 | 77 | 0.020798 | 0.208 | 0.08 | 261 | 0 | 0.27 | 1 | 1 | cs | TRUE
73 | LV_791-3_0_3_line_73 | NAYY 4x150 SE | 70 | 71 | 0.0039806 | 0.208 | 0.08 | 261 | 0 | 0.27 | 1 | 1 | cs | TRUE
74 | LV_791-3_0_3_line_74 | NAYY 4x150 SE | 70 | 72 | 0.010078 | 0.208 | 0.08 | 261 | 0 | 0.27 | 1 | 1 | cs | TRUE
75 | LV_791-3_0_3_line_75 | NAYY 4x150 SE | 71 | 73 | 0.0065785 | 0.208 | 0.08 | 261 | 0 | 0.27 | 1 | 1 | cs | TRUE
76 | LV_791-3_0_3_line_76 | NAYY 4x150 SE | 72 | 74 | 0.014658 | 0.208 | 0.08 | 261 | 0 | 0.27 | 1 | 1 | cs | TRUE
77 | LV_791-3_0_3_line_77 | NAYY 4x150 SE | 74 | 75 | 0.012418 | 0.208 | 0.08 | 261 | 0 | 0.27 | 1 | 1 | cs | TRUE
78 | LV_791-3_0_3_line_78 | NAYY 4x150 SE | 74 | 76 | 0.014828 | 0.208 | 0.08 | 261 | 0 | 0.27 | 1 | 1 | cs | TRUE
79 | LV_791-3_0_3_line_79 | NAYY 4x150 SE | 75 | 79 | 0.0068843 | 0.208 | 0.08 | 261 | 0 | 0.27 | 1 | 1 | cs | TRUE
80 | LV_791-3_0_3_line_80 | NAYY 4x150 SE | 76 | 80 | 0.0091023 | 0.208 | 0.08 | 261 | 0 | 0.27 | 1 | 1 | cs | TRUE
81 | LV_791-3_0_3_line_81 | NAYY 4x150 SE | 77 | 78 | 0.029669 | 0.208 | 0.08 | 261 | 0 | 0.27 | 1 | 1 | cs | TRUE
82 | LV_791-3_0_3_line_82 | NAYY 4x150 SE | 79 | 182 | 0.010979 | 0.208 | 0.08 | 261 | 0 | 0.27 | 1 | 1 | cs | TRUE
83 | LV_791-3_0_3_line_83 | NAYY 4x150 SE | 80 | 180 | 0.013637 | 0.208 | 0.08 | 261 | 0 | 0.27 | 1 | 1 | cs | TRUE
84 | LV_791-3_0_3_line_84 | NAYY 4x150 SE | 81 | 82 | 0.12612 | 0.208 | 0.08 | 261 | 0 | 0.27 | 1 | 1 | cs | TRUE
85 | LV_791-3_0_3_line_85 | NAYY 4x150 SE | 81 | 83 | 0.19811 | 0.208 | 0.08 | 261 | 0 | 0.27 | 1 | 1 | cs | TRUE
86 | LV_791-3_0_3_line_86 | NAYY 4x150 SE | 83 | 84 | 0.011819 | 0.208 | 0.08 | 261 | 0 | 0.27 | 1 | 2 | cs | TRUE
87 | LV_791-3_0_3_line_87 | NAYY 4x150 SE | 83 | 85 | 0.007353 | 0.208 | 0.08 | 261 | 0 | 0.27 | 1 | 2 | cs | TRUE
88 | LV_791-3_0_3_line_88 | NAYY 4x150 SE | 84 | 179 | 0.003514 | 0.208 | 0.08 | 261 | 0 | 0.27 | 1 | 2 | cs | TRUE
89 | LV_791-3_0_3_line_89 | NAYY 4x150 SE | 85 | 177 | 0.00047333 | 0.208 | 0.08 | 261 | 0 | 0.27 | 1 | 2 | cs | TRUE
90 | LV_791-3_0_3_line_90 | NAYY 4x150 SE | 86 | 87 | 0.0098715 | 0.208 | 0.08 | 261 | 0 | 0.27 | 1 | 1 | cs | TRUE
91 | LV_791-3_0_3_line_91 | NAYY 4x150 SE | 86 | 88 | 0.0084311 | 0.208 | 0.08 | 261 | 0 | 0.27 | 1 | 1 | cs | TRUE
92 | LV_791-3_0_3_line_92 | NAYY 4x150 SE | 87 | 89 | 0.063348 | 0.208 | 0.08 | 261 | 0 | 0.27 | 1 | 1 | cs | TRUE
93 | LV_791-3_0_3_line_93 | NAYY 4x150 SE | 88 | 110 | 0.028194 | 0.208 | 0.08 | 261 | 0 | 0.27 | 1 | 1 | cs | TRUE
94 | LV_791-3_0_3_line_94 | NAYY 4x150 SE | 88 | 105 | 0.031011 | 0.208 | 0.08 | 261 | 0 | 0.27 | 1 | 1 | cs | TRUE
95 | LV_791-3_0_3_line_95 | NAYY 4x150 SE | 89 | 90 | 0.044606 | 0.208 | 0.08 | 261 | 0 | 0.27 | 1 | 1 | cs | TRUE
96 | LV_791-3_0_3_line_96 | NAYY 4x150 SE | 90 | 91 | 0.0035257 | 0.208 | 0.08 | 261 | 0 | 0.27 | 1 | 1 | cs | TRUE
97 | LV_791-3_0_3_line_97 | NAYY 4x150 SE | 92 | 93 | 0.080401 | 0.208 | 0.08 | 261 | 0 | 0.27 | 1 | 1 | cs | TRUE
98 | LV_791-3_0_3_line_98 | NAYY 4x150 SE | 92 | 94 | 0.06249 | 0.208 | 0.08 | 261 | 0 | 0.27 | 1 | 1 | cs | TRUE
99 | LV_791-3_0_3_line_99 | NAYY 4x150 SE | 93 | 95 | 0.02169 | 0.208 | 0.08 | 261 | 0 | 0.27 | 1 | 1 | cs | TRUE
100 | LV_791-3_0_3_line_100 | NAYY 4x150 SE | 95 | 96 | 0.05169 | 0.208 | 0.08 | 261 | 0 | 0.27 | 1 | 1 | cs | TRUE
101 | LV_791-3_0_3_line_101 | NAYY 4x150 SE | 95 | 97 | 0.080318 | 0.208 | 0.08 | 261 | 0 | 0.27 | 1 | 1 | cs | TRUE
102 | LV_791-3_0_3_line_102 | NAYY 4x150 SE | 96 | 103 | 0.043953 | 0.208 | 0.08 | 261 | 0 | 0.27 | 1 | 1 | cs | TRUE
103 | LV_791-3_0_3_line_103 | NAYY 4x150 SE | 97 | 145 | 0.084207 | 0.208 | 0.08 | 261 | 0 | 0.27 | 1 | 1 | cs | TRUE
104 | LV_791-3_0_3_line_104 | NAYY 4x150 SE | 98 | 99 | 0.052006 | 0.208 | 0.08 | 261 | 0 | 0.27 | 1 | 1 | cs | TRUE
105 | LV_791-3_0_3_line_105 | NAYY 4x150 SE | 98 | 100 | 0.040829 | 0.208 | 0.08 | 261 | 0 | 0.27 | 1 | 1 | cs | TRUE
106 | LV_791-3_0_3_line_106 | NAYY 4x150 SE | 99 | 101 | 0.020986 | 0.208 | 0.08 | 261 | 0 | 0.27 | 1 | 1 | cs | TRUE
107 | LV_791-3_0_3_line_107 | NAYY 4x150 SE | 100 | 102 | 0.07419 | 0.208 | 0.08 | 261 | 0 | 0.27 | 1 | 1 | cs | TRUE
108 | LV_791-3_0_3_line_108 | NAYY 4x150 SE | 101 | 104 | 0.007764 | 0.208 | 0.08 | 261 | 0 | 0.27 | 1 | 1 | cs | TRUE
109 | LV_791-3_0_3_line_109 | NAYY 4x150 SE | 102 | 105 | 0.015753 | 0.208 | 0.08 | 261 | 0 | 0.27 | 1 | 1 | cs | TRUE
110 | LV_791-3_0_3_line_110 | NAYY 4x150 SE | 103 | 155 | 0.076252 | 0.208 | 0.08 | 261 | 0 | 0.27 | 1 | 1 | cs | TRUE
111 | LV_791-3_0_3_line_111 | NAYY 4x150 SE | 104 | 106 | 0.021832 | 0.208 | 0.08 | 261 | 0 | 0.27 | 1 | 1 | cs | TRUE
112 | LV_791-3_0_3_line_112 | NAYY 4x150 SE | 104 | 107 | 0.052441 | 0.208 | 0.08 | 261 | 0 | 0.27 | 1 | 1 | cs | TRUE
113 | LV_791-3_0_3_line_113 | NAYY 4x150 SE | 106 | 108 | 0.018823 | 0.208 | 0.08 | 261 | 0 | 0.27 | 1 | 1 | cs | TRUE
114 | LV_791-3_0_3_line_114 | NAYY 4x150 SE | 107 | 109 | 0.010121 | 0.208 | 0.08 | 261 | 0 | 0.27 | 1 | 1 | cs | TRUE
115 | LV_791-3_0_3_line_115 | NAYY 4x150 SE | 108 | 150 | 0.02653 | 0.208 | 0.08 | 261 | 0 | 0.27 | 1 | 1 | cs | TRUE
116 | LV_791-3_0_3_line_116 | NAYY 4x150 SE | 108 | 151 | 0.023029 | 0.208 | 0.08 | 261 | 0 | 0.27 | 1 | 1 | cs | TRUE
117 | LV_791-3_0_3_line_117 | NAYY 4x150 SE | 109 | 149 | 0.031047 | 0.208 | 0.08 | 261 | 0 | 0.27 | 1 | 1 | cs | TRUE
118 | LV_791-3_0_3_line_118 | NAYY 4x150 SE | 111 | 112 | 0.22984 | 0.208 | 0.08 | 261 | 0 | 0.27 | 1 | 1 | cs | TRUE
119 | LV_791-3_0_3_line_119 | NAYY 4x150 SE | 112 | 113 | 0.13725 | 0.208 | 0.08 | 261 | 0 | 0.27 | 1 | 1 | cs | TRUE
120 | LV_791-3_0_3_line_120 | NAYY 4x150 SE | 113 | 117 | 0.021937 | 0.208 | 0.08 | 261 | 0 | 0.27 | 1 | 1 | cs | TRUE
121 | LV_791-3_0_3_line_121 | NAYY 4x150 SE | 114 | 115 | 0.10876 | 0.208 | 0.08 | 261 | 0 | 0.27 | 1 | 1 | cs | TRUE
122 | LV_791-3_0_3_line_122 | NAYY 4x150 SE | 114 | 116 | 0.008982 | 0.208 | 0.08 | 261 | 0 | 0.27 | 1 | 1 | cs | TRUE
123 | LV_791-3_0_3_line_123 | NAYY 4x150 SE | 115 | 157 | 0.14262 | 0.208 | 0.08 | 261 | 0 | 0.27 | 1 | 1 | cs | TRUE
124 | LV_791-3_0_3_line_124 | NAYY 4x150 SE | 116 | 142 | 0.012076 | 0.208 | 0.08 | 261 | 0 | 0.27 | 1 | 1 | cs | TRUE
125 | LV_791-3_0_3_line_125 | NAYY 4x150 SE | 117 | 118 | 0.0099969 | 0.208 | 0.08 | 261 | 0 | 0.27 | 1 | 1 | cs | TRUE
126 | LV_791-3_0_3_line_126 | NAYY 4x150 SE | 118 | 121 | 0.016466 | 0.208 | 0.08 | 261 | 0 | 0.27 | 1 | 1 | cs | TRUE
127 | LV_791-3_0_3_line_127 | NAYY 4x150 SE | 119 | 120 | 0.0043355 | 0.208 | 0.08 | 261 | 0 | 0.27 | 1 | 1 | cs | TRUE
128 | LV_791-3_0_3_line_128 | NAYY 4x150 SE | 120 | 143 | 0.031889 | 0.208 | 0.08 | 261 | 0 | 0.27 | 1 | 1 | cs | TRUE
129 | LV_791-3_0_3_line_129 | NAYY 4x150 SE | 120 | 141 | 0.093996 | 0.208 | 0.08 | 261 | 0 | 0.27 | 1 | 1 | cs | TRUE
130 | LV_791-3_0_3_line_130 | NAYY 4x150 SE | 121 | 144 | 0.026656 | 0.208 | 0.08 | 261 | 0 | 0.27 | 1 | 1 | cs | TRUE
131 | LV_791-3_0_3_line_131 | NAYY 4x150 SE | 122 | 123 | 0.012574 | 0.208 | 0.08 | 261 | 0 | 0.27 | 1 | 1 | cs | TRUE
132 | LV_791-3_0_3_line_132 | NAYY 4x150 SE | 123 | 124 | 0.010534 | 0.208 | 0.08 | 261 | 0 | 0.27 | 1 | 1 | cs | TRUE
133 | LV_791-3_0_3_line_133 | NAYY 4x150 SE | 123 | 125 | 0.023376 | 0.208 | 0.08 | 261 | 0 | 0.27 | 1 | 1 | cs | TRUE
134 | LV_791-3_0_3_line_134 | NAYY 4x150 SE | 124 | 126 | 0.0015932 | 0.208 | 0.08 | 261 | 0 | 0.27 | 1 | 1 | cs | TRUE
135 | LV_791-3_0_3_line_135 | NAYY 4x150 SE | 125 | 127 | 0.014323 | 0.208 | 0.08 | 261 | 0 | 0.27 | 1 | 1 | cs | TRUE
136 | LV_791-3_0_3_line_136 | NAYY 4x150 SE | 126 | 136 | 0.026092 | 0.208 | 0.08 | 261 | 0 | 0.27 | 1 | 1 | cs | TRUE
137 | LV_791-3_0_3_line_137 | NAYY 4x150 SE | 126 | 137 | 0.041611 | 0.208 | 0.08 | 261 | 0 | 0.27 | 1 | 1 | cs | TRUE
138 | LV_791-3_0_3_line_138 | NAYY 4x150 SE | 127 | 138 | 0.031499 | 0.208 | 0.08 | 261 | 0 | 0.27 | 1 | 1 | cs | TRUE
139 | LV_791-3_0_3_line_139 | NAYY 4x150 SE | 128 | 129 | 0.043717 | 0.208 | 0.08 | 261 | 0 | 0.27 | 1 | 1 | cs | TRUE
140 | LV_791-3_0_3_line_140 | NAYY 4x150 SE | 128 | 130 | 0.069148 | 0.208 | 0.08 | 261 | 0 | 0.27 | 1 | 1 | cs | TRUE
141 | LV_791-3_0_3_line_141 | NAYY 4x150 SE | 129 | 131 | 0.056688 | 0.208 | 0.08 | 261 | 0 | 0.27 | 1 | 1 | cs | TRUE
142 | LV_791-3_0_3_line_142 | NAYY 4x150 SE | 129 | 132 | 0.016203 | 0.208 | 0.08 | 261 | 0 | 0.27 | 1 | 1 | cs | TRUE
143 | LV_791-3_0_3_line_143 | NAYY 4x150 SE | 130 | 133 | 0.022778 | 0.208 | 0.08 | 261 | 0 | 0.27 | 1 | 2 | cs | TRUE
144 | LV_791-3_0_3_line_144 | NAYY 4x150 SE | 132 | 134 | 0.020888 | 0.208 | 0.08 | 261 | 0 | 0.27 | 1 | 1 | cs | TRUE
145 | LV_791-3_0_3_line_145 | NAYY 4x150 SE | 133 | 135 | 0.041455 | 0.208 | 0.08 | 261 | 0 | 0.27 | 1 | 2 | cs | TRUE
146 | LV_791-3_0_3_line_146 | NAYY 4x150 SE | 134 | 146 | 0.040259 | 0.208 | 0.08 | 261 | 0 | 0.27 | 1 | 1 | cs | TRUE
147 | LV_791-3_0_3_line_147 | NAYY 4x150 SE | 135 | 166 | 0.0014236 | 0.208 | 0.08 | 261 | 0 | 0.27 | 1 | 2 | cs | TRUE
148 | LV_791-3_0_3_line_148 | NAYY 4x150 SE | 136 | 160 | 0.014162 | 0.208 | 0.08 | 261 | 0 | 0.27 | 1 | 1 | cs | TRUE
149 | LV_791-3_0_3_line_149 | NAYY 4x150 SE | 137 | 158 | 0.032658 | 0.208 | 0.08 | 261 | 0 | 0.27 | 1 | 1 | cs | TRUE
150 | LV_791-3_0_3_line_150 | NAYY 4x150 SE | 138 | 162 | 0.03662 | 0.208 | 0.08 | 261 | 0 | 0.27 | 1 | 1 | cs | TRUE
151 | LV_791-3_0_3_line_151 | NAYY 4x150 SE | 139 | 140 | 0.00014447 | 0.208 | 0.08 | 261 | 0 | 0.27 | 1 | 1 | cs | TRUE
152 | LV_791-3_0_3_line_152 | NAYY 4x150 SE | 141 | 142 | 0.028365 | 0.208 | 0.08 | 261 | 0 | 0.27 | 1 | 1 | cs | TRUE
153 | LV_791-3_0_3_line_153 | NAYY 4x150 SE | 144 | 147 | 0.021351 | 0.208 | 0.08 | 261 | 0 | 0.27 | 1 | 1 | cs | TRUE
154 | LV_791-3_0_3_line_154 | NAYY 4x150 SE | 145 | 146 | 0.087565 | 0.208 | 0.08 | 261 | 0 | 0.27 | 1 | 1 | cs | TRUE
155 | LV_791-3_0_3_line_155 | NAYY 4x150 SE | 147 | 148 | 0.0014642 | 0.208 | 0.08 | 261 | 0 | 0.27 | 1 | 1 | cs | TRUE
156 | LV_791-3_0_3_line_156 | NAYY 4x150 SE | 148 | 149 | 0.023381 | 0.208 | 0.08 | 261 | 0 | 0.27 | 1 | 1 | cs | TRUE
157 | LV_791-3_0_3_line_157 | NAYY 4x150 SE | 150 | 152 | 0.0027391 | 0.208 | 0.08 | 261 | 0 | 0.27 | 1 | 1 | cs | TRUE
158 | LV_791-3_0_3_line_158 | NAYY 4x150 SE | 152 | 153 | 0.049369 | 0.208 | 0.08 | 261 | 0 | 0.27 | 1 | 1 | cs | TRUE
159 | LV_791-3_0_3_line_159 | NAYY 4x150 SE | 153 | 154 | 0.02076 | 0.208 | 0.08 | 261 | 0 | 0.27 | 1 | 1 | cs | TRUE
160 | LV_791-3_0_3_line_160 | NAYY 4x150 SE | 154 | 155 | 0.0020385 | 0.208 | 0.08 | 261 | 0 | 0.27 | 1 | 1 | cs | TRUE
161 | LV_791-3_0_3_line_161 | NAYY 4x150 SE | 155 | 156 | 0.019877 | 0.208 | 0.08 | 261 | 0 | 0.27 | 1 | 1 | cs | TRUE
162 | LV_791-3_0_3_line_162 | NAYY 4x150 SE | 157 | 159 | 0.1269 | 0.208 | 0.08 | 261 | 0 | 0.27 | 1 | 1 | cs | TRUE
163 | LV_791-3_0_3_line_163 | NAYY 4x150 SE | 157 | 184 | 0.092406 | 0.208 | 0.08 | 261 | 0 | 0.27 | 1 | 1 | cs | TRUE
164 | LV_791-3_0_3_line_164 | NAYY 4x150 SE | 160 | 161 | 0.11879 | 0.208 | 0.08 | 261 | 0 | 0.27 | 1 | 1 | cs | TRUE
165 | LV_791-3_0_3_line_165 | NAYY 4x150 SE | 161 | 184 | 0.021133 | 0.208 | 0.08 | 261 | 0 | 0.27 | 1 | 1 | cs | TRUE
166 | LV_791-3_0_3_line_166 | NAYY 4x150 SE | 162 | 163 | 0.0051007 | 0.208 | 0.08 | 261 | 0 | 0.27 | 1 | 1 | cs | TRUE
167 | LV_791-3_0_3_line_167 | NAYY 4x150 SE | 163 | 164 | 0.029573 | 0.208 | 0.08 | 261 | 0 | 0.27 | 1 | 1 | cs | TRUE
168 | LV_791-3_0_3_line_168 | NAYY 4x150 SE | 164 | 165 | 0.026548 | 0.208 | 0.08 | 261 | 0 | 0.27 | 1 | 1 | cs | TRUE
169 | LV_791-3_0_3_line_169 | NAYY 4x150 SE | 165 | 169 | 0.04851 | 0.208 | 0.08 | 261 | 0 | 0.27 | 1 | 1 | cs | TRUE
170 | LV_791-3_0_3_line_170 | NAYY 4x150 SE | 166 | 178 | 0.015667 | 0.208 | 0.08 | 261 | 0 | 0.27 | 1 | 2 | cs | TRUE
171 | LV_791-3_0_3_line_171 | NAYY 4x150 SE | 167 | 168 | 8.33e-05 | 0.208 | 0.08 | 261 | 0 | 0.27 | 1 | 1 | cs | TRUE
172 | LV_791-3_0_3_line_172 | NAYY 4x150 SE | 168 | 171 | 0.0029553 | 0.208 | 0.08 | 261 | 0 | 0.27 | 1 | 1 | cs | TRUE
173 | LV_791-3_0_3_line_173 | NAYY 4x150 SE | 169 | 170 | 0.021843 | 0.208 | 0.08 | 261 | 0 | 0.27 | 1 | 2 | cs | TRUE
174 | LV_791-3_0_3_line_174 | NAYY 4x150 SE | 170 | 171 | 0.021507 | 0.208 | 0.08 | 261 | 0 | 0.27 | 1 | 1 | cs | TRUE
175 | LV_791-3_0_3_line_175 | NAYY 4x150 SE | 170 | 172 | 0.0073364 | 0.208 | 0.08 | 261 | 0 | 0.27 | 1 | 2 | cs | TRUE
176 | LV_791-3_0_3_line_176 | NAYY 4x150 SE | 172 | 173 | 0.0082801 | 0.208 | 0.08 | 261 | 0 | 0.27 | 1 | 2 | cs | TRUE
177 | LV_791-3_0_3_line_177 | NAYY 4x150 SE | 173 | 174 | 0.0054831 | 0.208 | 0.08 | 261 | 0 | 0.27 | 1 | 2 | cs | TRUE
178 | LV_791-3_0_3_line_178 | NAYY 4x150 SE | 174 | 175 | 0.0033073 | 0.208 | 0.08 | 261 | 0 | 0.27 | 1 | 2 | cs | TRUE
179 | LV_791-3_0_3_line_179 | NAYY 4x150 SE | 175 | 176 | 0.011911 | 0.208 | 0.08 | 261 | 0 | 0.27 | 1 | 2 | cs | TRUE
180 | LV_791-3_0_3_line_180 | NAYY 4x150 SE | 176 | 183 | 0.0044058 | 0.208 | 0.08 | 261 | 0 | 0.27 | 1 | 2 | cs | TRUE
181 | LV_791-3_0_3_line_181 | NAYY 4x150 SE | 176 | 181 | 0.0096075 | 0.208 | 0.08 | 261 | 0 | 0.27 | 1 | 1 | cs | TRUE
182 | LV_791-3_0_3_line_182 | NAYY 4x150 SE | 177 | 178 | 0.014035 | 0.208 | 0.08 | 261 | 0 | 0.27 | 1 | 2 | cs | TRUE
183 | LV_791-3_0_3_line_183 | NAYY 4x150 SE | 179 | 192 | 0.00044791 | 0.208 | 0.08 | 261 | 0 | 0.27 | 1 | 2 | cs | TRUE
184 | LV_791-3_0_3_line_184 | NAYY 4x150 SE | 180 | 181 | 0.015156 | 0.208 | 0.08 | 261 | 0 | 0.27 | 1 | 1 | cs | TRUE
185 | LV_791-3_0_3_line_185 | NAYY 4x150 SE | 182 | 188 | 0.00013256 | 0.208 | 0.08 | 261 | 0 | 0.27 | 1 | 1 | cs | TRUE
186 | LV_791-3_0_3_line_186 | NAYY 4x150 SE | 183 | 191 | 0.0076394 | 0.208 | 0.08 | 261 | 0 | 0.27 | 1 | 2 | cs | TRUE
187 | LV_791-3_0_3_line_187 | NAYY 4x150 SE | 186 | 187 | 0.014051 | 0.208 | 0.08 | 261 | 0 | 0.27 | 1 | 1 | cs | TRUE
188 | LV_791-3_0_3_line_188 | NAYY 4x150 SE | 187 | 188 | 0.018529 | 0.208 | 0.08 | 261 | 0 | 0.27 | 1 | 1 | cs | TRUE
189 | LV_791-3_0_3_line_189 | NAYY 4x150 SE | 189 | 190 | 0.0080228 | 0.208 | 0.08 | 261 | 0 | 0.27 | 1 | 2 | cs | TRUE
190 | LV_791-3_0_3_line_190 | NAYY 4x150 SE | 189 | 191 | 0.018274 | 0.208 | 0.08 | 261 | 0 | 0.27 | 1 | 2 | cs | TRUE
191 | LV_791-3_0_3_line_191 | NAYY 4x150 SE | 190 | 192 | 0.0087104 | 0.208 | 0.08 | 261 | 0 | 0.27 | 1 | 2 | cs | TRUE

## trafo
| name | std_type | hv_bus | lv_bus | sn_mva | vn_hv_kv | vn_lv_kv | vk_percent | vkr_percent | pfe_kw | i0_percent | shift_degree | tap_side | tap_neutral | tap_min | tap_max | tap_step_percent | tap_step_degree | tap_pos | tap_phase_shifter | parallel | df | in_service
0 | LV_791-3_0_3_trafo_121 | 0.25 MVA 20/0.4 kV | 193 | 169 | 0.25 | 20 | 0.4 | 6 | 1.44 | 0.8 | 0.32 | 150 | hv | 0 | -2 | 2 | 2.5 | 0 | 0 | FALSE | 1 | 1 | TRUE

## line_geodata
| x0 | y0 | x1 | y1 | x2 | y2 | x3 | y3 | x4 | y4 | x5 | y5 | x6 | y6 | x7 | y7 | x8 | y8 | x9 | y9 | x10 | y10
0 | 2596272.4816 | 1164012.9579 | 2596272.7089 | 1164012.6672
1 | 2596264.7697 | 1164030.3408 | 2596270.1751 | 1164015.908 | 2596272.4816 | 1164012.9579
2 | 2596279.8003 | 1163989.2665 | 2596287.1099 | 1163994.6312 | 2596274.9578 | 1164009.7908 | 2596272.7089 | 1164012.6672
3 | 2596264.7697 | 1164030.3408 | 2596253.9896 | 1164023.1885 | 2596207.4476 | 1163985.3106
4 | 2596264.7697 | 1164030.3408 | 2596297.9031 | 1164044.4568
5 | 2596264.7697 | 1164030.3408 | 2596260.6402 | 1164039.9037 | 2596255.569 | 1164045.4691
6 | 2596279.8003 | 1163989.2665 | 2596284.399 | 1163982.7381
7 | 2596279.7394 | 1163989.2203 | 2596279.8003 | 1163989.2665
8 | 2596207.4476 | 1163985.3106 | 2596209.8974 | 1163971.9802 | 2596209.8711 | 1163969.9361
9 | 2596207.4476 | 1163985.3106 | 2596186.3852 | 1163967.7868
10 | 2596255.569 | 1164045.4691 | 2596244.8989 | 1164057.1791
11 | 2596284.399 | 1163982.7381 | 2596304.1508 | 1163996.1949
12 | 2596224.4034 | 1163937.1314 | 2596216.6135 | 1163947.3192 | 2596214.5015 | 1163950.0775 | 2596213.79 | 1163951.2563 | 2596211.6019 | 1163954.8818 | 2596210.3027 | 1163959.0736 | 2596209.8007 | 1163964.4766 | 2596209.8711 | 1163969.9361
13 | 2596185.6073 | 1163967.1396 | 2596186.3852 | 1163967.7868
14 | 2596244.8989 | 1164057.1791 | 2596242.2344 | 1164060.1032 | 2596224.6017 | 1164079.3796 | 2596219.4795 | 1164084.7776
15 | 2596304.1508 | 1163996.1949 | 2596311.7935 | 1164001.4017
16 | 2596224.4034 | 1163937.1314 | 2596246.0044 | 1163907.0805 | 2596252.401 | 1163897.4828 | 2596253.7911 | 1163894.288
17 | 2596185.6073 | 1163967.1396 | 2596183.4558 | 1163965.3495 | 2596171.3382 | 1163962.6894 | 2596158.442 | 1163949.2734
18 | 2596199.3538 | 1164105.9868 | 2596219.4795 | 1164084.7776
19 | 2596224.6195 | 1164142.1522 | 2596213.7112 | 1164133.9039
20 | 2596224.6195 | 1164142.1522 | 2596227.483 | 1164144.3174
21 | 2596191.1038 | 1164114.8743 | 2596197.372 | 1164120.473 | 2596208.7738 | 1164130.1705 | 2596213.7112 | 1164133.9039
22 | 2596227.483 | 1164144.3174 | 2596232.1738 | 1164147.8643 | 2596249.7263 | 1164160.1012
23 | 2596191.1038 | 1164114.8743 | 2596199.3538 | 1164105.9868
24 | 2596191.1038 | 1164114.8743 | 2596176.4677 | 1164101.6661 | 2596173.6911 | 1164098.7723
25 | 2596251.2983 | 1164161.1971 | 2596249.7263 | 1164160.1012
26 | 2596151.1209 | 1164074.051 | 2596158.7188 | 1164083.1685 | 2596173.6911 | 1164098.7723
27 | 2596288.829 | 1164182.6234 | 2596285.267 | 1164181.1693 | 2596273.5688 | 1164174.8736 | 2596262.169 | 1164168.1664 | 2596254.2702 | 1164163.269 | 2596251.2983 | 1164161.1971
28 | 2596129.0744 | 1164050.1048 | 2596133.6647 | 1164054.5707 | 2596143.7196 | 1164065.1694 | 2596151.1209 | 1164074.051
29 | 2596288.829 | 1164182.6234 | 2596289.5436 | 1164198.6197 | 2596289.5067 | 1164199.6197
30 | 2596288.829 | 1164182.6234 | 2596289.4035 | 1164182.8565 | 2596297.7685 | 1164186.264 | 2596305.2511 | 1164188.8835
31 | 2596411.0799 | 1164147.797 | 2596408.1081 | 1164147.1541 | 2596398.8112 | 1164146.0059
32 | 2596411.0799 | 1164147.797 | 2596416.9087 | 1164149.0496 | 2596426.5149 | 1164153.4571 | 2596429.7115 | 1164158.5466 | 2596431.1081 | 1164163.048
33 | 2596395.8564 | 1164145.641 | 2596398.8112 | 1164146.0059
34 | 2596381.5376 | 1164141.0114 | 2596394.3144 | 1164145.4505 | 2596395.8564 | 1164145.641
35 | 2596351.0583 | 1164170.724 | 2596363.8124 | 1164134.8529 | 2596381.5376 | 1164141.0114
36 | 2596340.0365 | 1164201.723 | 2596351.0583 | 1164170.724
37 | 2596340.0365 | 1164201.723 | 2596337.4625 | 1164200.4129 | 2596335.6936 | 1164199.7649
38 | 2596340.0365 | 1164201.723 | 2596343.142 | 1164203.299
39 | 2596321.8591 | 1164194.6975 | 2596335.6936 | 1164199.7649
40 | 2596343.142 | 1164203.299 | 2596350.0567 | 1164206.8082 | 2596357.09 | 1164211.4264
41 | 2596321.8591 | 1164194.6975 | 2596325.6656 | 1164183.0005 | 2596327.7584 | 1164174.1059 | 2596329.6649 | 1164161.0982
42 | 2596321.8591 | 1164194.6975 | 2596305.2511 | 1164188.8835
43 | 2596357.677 | 1164211.8118 | 2596357.09 | 1164211.4264
44 | 2596146.6344 | 1164013.6975 | 2596153.1395 | 1164018.4067 | 2596162.2417 | 1164024.3481 | 2596169.1871 | 1164034.8711 | 2596157.6993 | 1164046.6164
45 | 2596146.6344 | 1164013.6975 | 2596137.7458 | 1164004.7409
46 | 2596086.0394 | 1163977.6084 | 2596091.2398 | 1163978.0051 | 2596096.7396 | 1163979.5022 | 2596105.0365 | 1163983.4987 | 2596133.3381 | 1164000.2995 | 2596137.7458 | 1164004.7409
47 | 2596086.4994 | 1163989.9809 | 2596087.2367 | 1163993.0041 | 2596089.7375 | 1163999.3056 | 2596093.2343 | 1164006.1066 | 2596098.24 | 1164013.1068 | 2596103.6355 | 1164019.1062 | 2596113.038 | 1164027.5041 | 2596115.9355 | 1164031.4042 | 2596117.1394 | 1164033.8046
48 | 2596086.4994 | 1163989.9809 | 2596085.9388 | 1163987.7023 | 2596086.4334 | 1163982.7996 | 2596086.2147 | 1163979.9184
49 | 2596118.1393 | 1164040.2071 | 2596117.1394 | 1164033.8046
50 | 2596086.0394 | 1163977.6084 | 2596086.2147 | 1163979.9184
51 | 2596086.0394 | 1163977.6084 | 2596084.8796 | 1163972.5733 | 2596084.4003 | 1163971.8491
52 | 2596118.1393 | 1164040.2071 | 2596122.6678 | 1164043.8726 | 2596129.0744 | 1164050.1048
53 | 2596158.442 | 1163949.2734 | 2596136.7212 | 1163926.6771
54 | 2596134.7513 | 1163924.6277 | 2596136.7212 | 1163926.6771
55 | 2595876.0884 | 1163925.6338 | 2595953.9816 | 1163796.8745
56 | 2595876.0884 | 1163925.6338 | 2595868.5274 | 1163920.7062 | 2595861.1727 | 1163916.0652
57 | 2595876.0884 | 1163925.6338 | 2595885.4104 | 1163931.7091
58 | 2595940.4236 | 1163963.7899 | 2595930.106 | 1163958.7823 | 2595916.7063 | 1163951.6769 | 2595902.708 | 1163942.9823 | 2595885.4104 | 1163931.7091
59 | 2595979.1763 | 1163978.7223 | 2595970.4784 | 1163975.8519 | 2595944.3098 | 1163965.6759 | 2595940.4236 | 1163963.7899
60 | 2595826.474 | 1163894.879 | 2595839.2278 | 1163902.2176 | 2595861.1727 | 1163916.0652
61 | 2596108.4856 | 1164068.9499 | 2596116.1322 | 1164062.5528 | 2596123.0283 | 1164056.3563 | 2596129.0744 | 1164050.1048
62 | 2596289.5067 | 1164199.6197 | 2596289.2159 | 1164207.4799
63 | 2596289.5185 | 1164220.1562 | 2596288.8434 | 1164217.5518 | 2596289.2159 | 1164207.4799
64 | 2596290.1625 | 1164222.6408 | 2596289.5185 | 1164220.1562
65 | 2596256.1023 | 1163888.9762 | 2596253.7911 | 1163894.288
66 | 2596323.6535 | 1164009.4818 | 2596311.7935 | 1164001.4017
67 | 2596344.4864 | 1164024.0015 | 2596328.0559 | 1164012.4811 | 2596323.6535 | 1164009.4818
68 | 2596344.4864 | 1164024.0015 | 2596352.0067 | 1164029.2745 | 2596357.6067 | 1164031.9279 | 2596364.8322 | 1164037.5818 | 2596372.2949 | 1164043.0466 | 2596395.539 | 1164059.5742
69 | 2596062.1398 | 1164039.1103 | 2596071.4347 | 1164046.908 | 2596081.4413 | 1164053.8048 | 2596092.0371 | 1164060.2009 | 2596101.6897 | 1164064.5522 | 2596108.4856 | 1164068.9499
70 | 2596062.1398 | 1164039.1103 | 2596008.1406 | 1163987.6992
71 | 2596008.1406 | 1163987.6992 | 2595998.8367 | 1163985.2151 | 2595983.8915 | 1163980.2783 | 2595979.3135 | 1163978.7676
72 | 2596373.5558 | 1164225.1139 | 2596368.5594 | 1164219.8144 | 2596360.5604 | 1164213.7051 | 2596357.677 | 1164211.8118
73 | 2596409.8676 | 1164238.1653 | 2596413.7979 | 1164237.5349
74 | 2596400.0146 | 1164240.1313 | 2596401.8005 | 1164239.4593 | 2596409.8676 | 1164238.1653
75 | 2596420.2934 | 1164236.4931 | 2596413.7979 | 1164237.5349
76 | 2596386.2962 | 1164245.2939 | 2596400.0146 | 1164240.1313
77 | 2596386.2962 | 1164245.2939 | 2596389.4626 | 1164251.1059 | 2596391.884 | 1164253.4056 | 2596393.6617 | 1164255.1053
78 | 2596386.2962 | 1164245.2939 | 2596376.4274 | 1164249.6354 | 2596372.7884 | 1164251.4059
79 | 2596399.4612 | 1164258.8147 | 2596399.4612 | 1164258.8147 | 2596393.6617 | 1164255.1053
80 | 2596372.7884 | 1164251.4059 | 2596368.6261 | 1164253.431 | 2596364.5027 | 1164255.1658
81 | 2596379.5652 | 1164196.4071 | 2596376.1264 | 1164220.888 | 2596373.5558 | 1164225.1139
82 | 2596399.4612 | 1164258.8147 | 2596406.1566 | 1164262.2123 | 2596409.375 | 1164263.5122
83 | 2596351.8711 | 1164260.292 | 2596354.1252 | 1164259.5319 | 2596364.5027 | 1164255.1658
84 | 2596370.3058 | 1164474.24 | 2596493.4742 | 1164501.3771
85 | 2596275.3866 | 1164300.3458 | 2596370.3058 | 1164474.24
86 | 2596275.3866 | 1164300.3458 | 2596285.5443 | 1164294.3038
87 | 2596275.3866 | 1164300.3458 | 2596269.2711 | 1164296.2633
88 | 2596288.592 | 1164292.5569 | 2596287.7345 | 1164293.001 | 2596285.5443 | 1164294.3038
89 | 2596269.2711 | 1164296.2633 | 2596268.8774 | 1164296.0004
90 | 2596267.9873 | 1164887.066 | 2596263.4047 | 1164884.6545 | 2596259.2742 | 1164882.4265
91 | 2596252.802 | 1164877.0575 | 2596258.4027 | 1164881.9563 | 2596259.2742 | 1164882.4265
92 | 2596267.9873 | 1164887.066 | 2596271.4017 | 1164888.8626 | 2596279.8039 | 1164892.159 | 2596291.5078 | 1164897.6654 | 2596325.1313 | 1164914.337
93 | 2596252.802 | 1164877.0575 | 2596243.0113 | 1164893.8832 | 2596241.0143 | 1164896.3857 | 2596236.7131 | 1164899.8902
94 | 2596252.802 | 1164877.0575 | 2596238.2023 | 1164857.6571 | 2596233.108 | 1164853.2581
95 | 2596363.7027 | 1164936.662 | 2596348.4048 | 1164926.7555 | 2596328.0065 | 1164915.7627 | 2596325.1313 | 1164914.337
96 | 2596363.7027 | 1164936.662 | 2596363.7027 | 1164936.662 | 2596367.1046 | 1164937.588
97 | 2596058.2786 | 1164483.9002 | 2596045.907 | 1164489.2223 | 2596031.6558 | 1164500.7153 | 2596023.1534 | 1164508.9696 | 2595993.1032 | 1164530.4228
98 | 2596058.2786 | 1164483.9002 | 2596026.5804 | 1164430.0469
99 | 2595971.8017 | 1164534.217 | 2595985.7074 | 1164532.8179 | 2595993.1032 | 1164530.4228
100 | 2595971.8017 | 1164534.217 | 2595972.7692 | 1164538.0849 | 2595971.3667 | 1164547.5794 | 2595967.9039 | 1164556.7641 | 2595959.6069 | 1164573.8672 | 2595956.6571 | 1164582.6736
101 | 2595971.8017 | 1164534.217 | 2595969.7691 | 1164529.3826 | 2595964.066 | 1164521.1824 | 2595960.6675 | 1164512.3804 | 2595958.5699 | 1164502.0767 | 2595959.1911 | 1164481.1215 | 2595960.4529 | 1164467.2804 | 2595962.3528 | 1164457.1852
102 | 2595956.6571 | 1164582.6736 | 2595924.9059 | 1164613.0661
103 | 2595984.5669 | 1164376.1965 | 2595977.0364 | 1164394.6664 | 2595972.7304 | 1164413.9233 | 2595968.7546 | 1164434.4807 | 2595965.6529 | 1164445.3771 | 2595962.3528 | 1164457.1852
104 | 2596111.0332 | 1164807.9756 | 2596089.2049 | 1164801.1594 | 2596060.7305 | 1164794.9744
105 | 2596111.0332 | 1164807.9756 | 2596111.3014 | 1164808.0593 | 2596149.8267 | 1164820.7047
106 | 2596041.2061 | 1164787.3623 | 2596050.0072 | 1164791.2584 | 2596059.3057 | 1164794.6649 | 2596060.7305 | 1164794.9744
107 | 2596219.9751 | 1164844.6513 | 2596215.2047 | 1164842.1642 | 2596149.8267 | 1164820.7047
108 | 2596041.2061 | 1164787.3623 | 2596035.0081 | 1164782.6641
109 | 2596219.9751 | 1164844.6513 | 2596224.4044 | 1164846.9607 | 2596230.9084 | 1164851.3587 | 2596233.108 | 1164853.2581
110 | 2595924.9059 | 1164613.0661 | 2595928.4031 | 1164620.6674 | 2595933.7012 | 1164630.1685 | 2595941.5056 | 1164643.0695 | 2595947.8065 | 1164652.2698 | 2595952.0004 | 1164659.7706 | 2595956.0032 | 1164667.7718 | 2595957.4019 | 1164675.0745 | 2595956.9541 | 1164680.8888
111 | 2596035.0081 | 1164782.6641 | 2596031.4051 | 1164776.7636 | 2596024.4049 | 1164763.6618 | 2596024.3815 | 1164763.6022
112 | 2596035.0081 | 1164782.6641 | 2596027.3213 | 1164784.7037 | 2596019.3188 | 1164784.1977 | 2596007.5703 | 1164781.4487 | 2595997.3224 | 1164778.1985 | 2595983.7668 | 1164776.5662
113 | 2596021.0079 | 1164745.355 | 2596020.8057 | 1164752.0585 | 2596022.2034 | 1164758.0606 | 2596024.3815 | 1164763.6022
114 | 2595983.7668 | 1164776.5662 | 2595982.8178 | 1164776.4519 | 2595973.6625 | 1164776.0371
115 | 2596021.0079 | 1164745.355 | 2596012.7212 | 1164743.5153 | 2596003.8747 | 1164740.6198 | 2595995.8951 | 1164737.0717
116 | 2596021.0079 | 1164745.355 | 2596023.0031 | 1164728.8566 | 2596022.5087 | 1164722.4649
117 | 2595943.3721 | 1164770.8495 | 2595943.9752 | 1164771.1536 | 2595952.9751 | 1164774.5491 | 2595960.8247 | 1164775.4553 | 2595973.6625 | 1164776.0371
118 | 2595714.5548 | 1164654.1798 | 2595505.9919 | 1164557.5916
119 | 2595831.9743 | 1164725.2533 | 2595714.5548 | 1164654.1798
120 | 2595831.9743 | 1164725.2533 | 2595844.4723 | 1164726.3562 | 2595853.3725 | 1164729.3514 | 2595853.3725 | 1164729.3514
121 | 2595785.8857 | 1164449.7604 | 2595746.841 | 1164348.2466
122 | 2595785.8857 | 1164449.7604 | 2595787.135 | 1164451.2158 | 2595791.1584 | 1164457.022
123 | 2595746.841 | 1164348.2466 | 2595857.2763 | 1164257.9925
124 | 2595797.7324 | 1164467.1473 | 2595794.1339 | 1164461.3158 | 2595791.1584 | 1164457.022
125 | 2595862.1763 | 1164734.0874 | 2595859.6005 | 1164732.682 | 2595853.3725 | 1164729.3514
126 | 2595877.2938 | 1164740.5942 | 2595877.1725 | 1164740.5514 | 2595863.5686 | 1164734.847 | 2595862.1763 | 1164734.0874
127 | 2595857.0311 | 1164574.1162 | 2595859.2353 | 1164577.8496
128 | 2595857.0311 | 1164574.1162 | 2595849.79 | 1164567.7626 | 2595835.2198 | 1164550.939
129 | 2595857.0311 | 1164574.1162 | 2595843.0299 | 1164548.5133 | 2595832.0331 | 1164526.6213 | 2595814.1287 | 1164493.7177 | 2595812.6285 | 1164491.2866
130 | 2595877.2938 | 1164740.5942 | 2595894.4752 | 1164746.6535 | 2595902.1947 | 1164750.0606
131 | 2596087.7254 | 1164152.5273 | 2596084.6265 | 1164156.6203 | 2596082.9227 | 1164162.5244 | 2596083.0902 | 1164163.8084
132 | 2596087.7254 | 1164152.5273 | 2596084.2318 | 1164150.3397 | 2596079.426 | 1164146.0957
133 | 2596087.7254 | 1164152.5273 | 2596094.4257 | 1164151.3223 | 2596100.7289 | 1164151.9295 | 2596105.2259 | 1164154.3278 | 2596109.291 | 1164157.4725
134 | 2596078.2318 | 1164145.041 | 2596079.426 | 1164146.0957
135 | 2596109.291 | 1164157.4725 | 2596111.2561 | 1164158.9928 | 2596120.6176 | 1164166.2391
136 | 2596078.2318 | 1164145.041 | 2596063.9298 | 1164139.1365 | 2596053.9869 | 1164135.4085
137 | 2596078.2318 | 1164145.041 | 2596060.331 | 1164128.6337 | 2596047.1862 | 1164117.3428
138 | 2596150.3223 | 1164175.2147 | 2596148.6849 | 1164174.7871 | 2596137.4877 | 1164173.5939 | 2596128.7249 | 1164171.0206 | 2596120.7266 | 1164166.3235 | 2596120.6176 | 1164166.2391
139 | 2596124.188 | 1164317.5852 | 2596125.3446 | 1164317.8178 | 2596158.7434 | 1164320.6196 | 2596162.143 | 1164319.6169 | 2596164.2405 | 1164318.426 | 2596165.7473 | 1164315.6237
140 | 2596165.7473 | 1164315.6237 | 2596169.7861 | 1164320.1566 | 2596175.1249 | 1164321.7873 | 2596190.5321 | 1164320.3544 | 2596199.3582 | 1164314.6125 | 2596201.6121 | 1164306.6182 | 2596201.6069 | 1164298.4364 | 2596203.457 | 1164293.5216 | 2596202.625 | 1164285.9406 | 2596202.2739 | 1164283.8438
141 | 2596124.188 | 1164317.5852 | 2596122.0772 | 1164310.1384 | 2596119.0787 | 1164303.8372 | 2596096.9996 | 1164268.1119
142 | 2596124.188 | 1164317.5852 | 2596113.6431 | 1164318.0256 | 2596108.0038 | 1164318.3616
143 | 2596205.0074 | 1164263.239 | 2596199.7425 | 1164269.3565 | 2596200.9798 | 1164276.1146 | 2596202.2739 | 1164283.8438
144 | 2596108.0038 | 1164318.3616 | 2596091.9409 | 1164319.3184 | 2596087.1488 | 1164319.1085
145 | 2596205.0074 | 1164263.239 | 2596216.1775 | 1164270.1685 | 2596225.8294 | 1164274.3533 | 2596231.1772 | 1164278.0406 | 2596242.1789 | 1164280.594
146 | 2596047.4537 | 1164317.536 | 2596050.9449 | 1164316.1219 | 2596058.9472 | 1164315.5162 | 2596071.1016 | 1164316.9199 | 2596076.532 | 1164318.1169 | 2596082.9423 | 1164318.9242 | 2596087.1488 | 1164319.1085
147 | 2596243.5627 | 1164280.9254 | 2596243.501 | 1164280.9008 | 2596242.1789 | 1164280.594
148 | 2596040.7268 | 1164130.4366 | 2596053.9869 | 1164135.4085
149 | 2596023.7318 | 1164094.7415 | 2596031.9327 | 1164104.2406 | 2596047.1862 | 1164117.3428
150 | 2596179.684 | 1164195.7885 | 2596175.1705 | 1164191.456 | 2596164.6874 | 1164181.3911 | 2596158.2824 | 1164177.2932 | 2596150.3223 | 1164175.2147
151 | 2595979.1763 | 1163978.7223 | 2595979.3135 | 1163978.7676
152 | 2595812.6285 | 1164491.2866 | 2595797.7324 | 1164467.1473
153 | 2595902.1947 | 1164750.0606 | 2595906.4706 | 1164751.9478 | 2595917.0732 | 1164758.4548 | 2595920.9459 | 1164760.1741
154 | 2595984.5669 | 1164376.1965 | 2595987.4692 | 1164375.9944 | 2595990.2713 | 1164374.892 | 2595993.2708 | 1164371.2993 | 2595998.1668 | 1164363.6922 | 2596003.9738 | 1164355.6954 | 2596021.8739 | 1164337.6966 | 2596032.3665 | 1164327.7957 | 2596044.0468 | 1164318.9168 | 2596047.0632 | 1164317.6919 | 2596047.4537 | 1164317.536
155 | 2595920.9459 | 1164760.1741 | 2595922.2841 | 1164760.7682
156 | 2595922.2841 | 1164760.7682 | 2595931.4738 | 1164764.848 | 2595943.3721 | 1164770.8495
157 | 2595995.8951 | 1164737.0717 | 2595993.3923 | 1164735.9588
158 | 2595973.8691 | 1164694.5914 | 2595974.754 | 1164697.2959 | 2595976.5748 | 1164717.1156 | 2595980.97 | 1164728.018 | 2595987.6741 | 1164733.4161 | 2595993.3923 | 1164735.9588
159 | 2595958.9095 | 1164681.4648 | 2595962.7521 | 1164682.5968 | 2595968.7509 | 1164686.7948 | 2595973.1502 | 1164692.3946 | 2595973.8691 | 1164694.5914
160 | 2595956.9541 | 1164680.8888 | 2595958.9095 | 1164681.4648
161 | 2595956.9541 | 1164680.8888 | 2595944.4564 | 1164680.2971 | 2595938.5508 | 1164677.9889 | 2595937.6847 | 1164677.4415
162 | 2595857.2763 | 1164257.9925 | 2595812.9855 | 1164139.0772
163 | 2595926.7872 | 1164197.1071 | 2595857.2763 | 1164257.9925
164 | 2596040.7268 | 1164130.4366 | 2595946.9101 | 1164203.296
165 | 2595926.7872 | 1164197.1071 | 2595932.922 | 1164199.7777 | 2595944.5721 | 1164202.4265 | 2595946.9101 | 1164203.296
166 | 2596179.684 | 1164195.7885 | 2596183.8497 | 1164198.732
167 | 2596183.8497 | 1164198.732 | 2596191.5827 | 1164204.1961 | 2596201.2812 | 1164209.0923 | 2596209.9117 | 1164212.3912
168 | 2596209.9117 | 1164212.3912 | 2596220.3856 | 1164216.3947 | 2596234.8807 | 1164221.4009
169 | 2596281.0995 | 1164236.0804 | 2596267.8231 | 1164232.2501 | 2596258.5856 | 1164229.588 | 2596234.8807 | 1164221.4009
170 | 2596243.5627 | 1164280.9254 | 2596253.7732 | 1164284.9852 | 2596257.41 | 1164287.9286
171 | 2596290.1834 | 1164222.7214 | 2596290.1625 | 1164222.6408
172 | 2596290.925 | 1164225.5822 | 2596290.1834 | 1164222.7214
173 | 2596301.4348 | 1164243.9903 | 2596293.3837 | 1164240.3936 | 2596283.5866 | 1164236.798 | 2596281.0995 | 1164236.0804
174 | 2596301.4348 | 1164243.9903 | 2596296.8428 | 1164236.4561 | 2596292.344 | 1164231.0563 | 2596290.925 | 1164225.5822
175 | 2596301.4348 | 1164243.9903 | 2596307.4532 | 1164248.1856
176 | 2596314.0156 | 1164253.226 | 2596310.0387 | 1164249.9879 | 2596307.4532 | 1164248.1856
177 | 2596314.0156 | 1164253.226 | 2596315.632 | 1164254.5422 | 2596317.8607 | 1164257.108
178 | 2596320.0296 | 1164259.6049 | 2596317.8607 | 1164257.108
179 | 2596328.7816 | 1164267.5627 | 2596323.9318 | 1164264.0973 | 2596320.0296 | 1164259.6049
180 | 2596328.7816 | 1164267.5627 | 2596325.2713 | 1164270.2251
181 | 2596328.7816 | 1164267.5627 | 2596337.5491 | 1164263.6339
182 | 2596268.8774 | 1164296.0004 | 2596260.3473 | 1164290.3059 | 2596257.41 | 1164287.9286
183 | 2596288.9897 | 1164292.3508 | 2596288.592 | 1164292.5569
184 | 2596351.8711 | 1164260.292 | 2596347.487 | 1164261.7704 | 2596343.1903 | 1164261.1061 | 2596337.5491 | 1164263.6339
185 | 2596409.375 | 1164263.5122 | 2596409.498 | 1164263.5619
186 | 2596325.2713 | 1164270.2251 | 2596319.1845 | 1164274.8416
187 | 2596439.4748 | 1164276.2714 | 2596434.3615 | 1164274.5124 | 2596426.4861 | 1164270.9512
188 | 2596409.498 | 1164263.5619 | 2596415.5555 | 1164266.0085 | 2596426.4861 | 1164270.9512
189 | 2596296.7241 | 1164288.3445 | 2596303.8479 | 1164284.6545
190 | 2596319.1845 | 1164274.8416 | 2596311.4135 | 1164280.7356 | 2596303.8479 | 1164284.6545
191 | 2596288.9897 | 1164292.3508 | 2596296.7241 | 1164288.3445

## bus_geodata
| x | y | coords
0 | 2596272.4816 | 1164012.9579
1 | 2596272.7089 | 1164012.6672
2 | 2596264.7697 | 1164030.3408
3 | 2596279.8003 | 1163989.2665
4 | 2596207.4476 | 1163985.3106
5 | 2596297.9031 | 1164044.4568
6 | 2596255.569 | 1164045.4691
7 | 2596284.399 | 1163982.7381
8 | 2596279.7394 | 1163989.2203
9 | 2596209.8711 | 1163969.9361
10 | 2596186.3852 | 1163967.7868
11 | 2596244.8989 | 1164057.1791
12 | 2596304.1508 | 1163996.1949
13 | 2596224.4034 | 1163937.1314
14 | 2596185.6073 | 1163967.1396
15 | 2596219.4796 | 1164084.7776
16 | 2596224.6195 | 1164142.1522
17 | 2596213.7112 | 1164133.9039
18 | 2596227.483 | 1164144.3174
19 | 2596191.1038 | 1164114.8743
20 | 2596249.7263 | 1164160.1012
21 | 2596199.3538 | 1164105.9868
22 | 2596173.6911 | 1164098.7723
23 | 2596251.2983 | 1164161.1971
24 | 2596151.1209 | 1164074.051
25 | 2596288.829 | 1164182.6234
26 | 2596411.0799 | 1164147.797
27 | 2596398.8112 | 1164146.0059
28 | 2596431.1081 | 1164163.048
29 | 2596395.8564 | 1164145.641
30 | 2596381.5376 | 1164141.0114
31 | 2596351.0583 | 1164170.724
32 | 2596340.0365 | 1164201.723
33 | 2596335.6936 | 1164199.765
34 | 2596343.142 | 1164203.299
35 | 2596321.8591 | 1164194.6975
36 | 2596357.09 | 1164211.4264
37 | 2596157.6993 | 1164046.6164
38 | 2596146.6344 | 1164013.6975
39 | 2596137.7458 | 1164004.7409
40 | 2596086.4994 | 1163989.9809
41 | 2596117.1394 | 1164033.8046
42 | 2596086.2147 | 1163979.9184
43 | 2596086.0394 | 1163977.6084
44 | 2596118.1393 | 1164040.2071
45 | 2596084.4003 | 1163971.8491
46 | 2596158.442 | 1163949.2734
47 | 2596136.7212 | 1163926.6771
48 | 2596134.7513 | 1163924.6277
49 | 2595953.9816 | 1163796.8745
50 | 2595876.0884 | 1163925.6338
51 | 2595885.4104 | 1163931.7091
52 | 2595940.4236 | 1163963.7899
53 | 2595861.1727 | 1163916.0652
54 | 2596129.0744 | 1164050.1048
55 | 2596289.5067 | 1164199.6197
56 | 2596305.2511 | 1164188.8835
57 | 2596289.2159 | 1164207.4799
58 | 2596289.5185 | 1164220.1562
59 | 2596329.6649 | 1164161.0982
60 | 2596253.7911 | 1163894.288
61 | 2596256.1023 | 1163888.9762
62 | 2596311.7935 | 1164001.4017
63 | 2596323.6535 | 1164009.4818
64 | 2596344.4864 | 1164024.0015
65 | 2596395.539 | 1164059.5742
66 | 2596108.4856 | 1164068.9499
67 | 2596062.1398 | 1164039.1103
68 | 2596008.1406 | 1163987.6992
69 | 2596357.677 | 1164211.8118
70 | 2596409.8676 | 1164238.1653
71 | 2596413.7979 | 1164237.5349
72 | 2596400.0146 | 1164240.1313
73 | 2596420.2934 | 1164236.4931
74 | 2596386.2962 | 1164245.2939
75 | 2596393.6617 | 1164255.1053
76 | 2596372.7884 | 1164251.4059
77 | 2596373.5558 | 1164225.1139
78 | 2596379.5652 | 1164196.4071
79 | 2596399.4612 | 1164258.8147
80 | 2596364.5027 | 1164255.1658
81 | 2596370.3058 | 1164474.24
82 | 2596493.4742 | 1164501.3771
83 | 2596275.3866 | 1164300.3458
84 | 2596285.5443 | 1164294.3038
85 | 2596269.2711 | 1164296.2633
86 | 2596259.2742 | 1164882.4265
87 | 2596267.9873 | 1164887.066
88 | 2596252.802 | 1164877.0575
89 | 2596325.1313 | 1164914.337
90 | 2596363.7027 | 1164936.662
91 | 2596367.1046 | 1164937.588
92 | 2596058.2786 | 1164483.9002
93 | 2595993.1032 | 1164530.4228
94 | 2596026.5804 | 1164430.0469
95 | 2595971.8017 | 1164534.217
96 | 2595956.6571 | 1164582.6736
97 | 2595962.3528 | 1164457.1852
98 | 2596111.0332 | 1164807.9756
99 | 2596060.7305 | 1164794.9744
100 | 2596149.8267 | 1164820.7047
101 | 2596041.2061 | 1164787.3623
102 | 2596219.9751 | 1164844.6513
103 | 2595924.9059 | 1164613.0661
104 | 2596035.0081 | 1164782.6641
105 | 2596233.108 | 1164853.2581
106 | 2596024.3815 | 1164763.6022
107 | 2595983.7668 | 1164776.5662
108 | 2596021.0079 | 1164745.355
109 | 2595973.6625 | 1164776.0371
110 | 2596236.7131 | 1164899.8902
111 | 2595505.9919 | 1164557.5916
112 | 2595714.5548 | 1164654.1798
113 | 2595831.9743 | 1164725.2533
114 | 2595785.8857 | 1164449.7604
115 | 2595746.841 | 1164348.2466
116 | 2595791.1584 | 1164457.022
117 | 2595853.3725 | 1164729.3514
118 | 2595862.1763 | 1164734.0874
119 | 2595859.2353 | 1164577.8496
120 | 2595857.0311 | 1164574.1162
121 | 2595877.2938 | 1164740.5942
122 | 2596083.0902 | 1164163.8084
123 | 2596087.7254 | 1164152.5273
124 | 2596079.426 | 1164146.0957
125 | 2596109.291 | 1164157.4725
126 | 2596078.2318 | 1164145.041
127 | 2596120.6176 | 1164166.2391
128 | 2596165.7473 | 1164315.6237
129 | 2596124.188 | 1164317.5852
130 | 2596202.2739 | 1164283.8438
131 | 2596096.9996 | 1164268.1119
132 | 2596108.0038 | 1164318.3616
133 | 2596205.0074 | 1164263.239
134 | 2596087.1488 | 1164319.1085
135 | 2596242.1789 | 1164280.594
136 | 2596053.9869 | 1164135.4085
137 | 2596047.1862 | 1164117.3428
138 | 2596150.3223 | 1164175.2147
139 | 2595979.1763 | 1163978.7223
140 | 2595979.3135 | 1163978.7676
141 | 2595812.6285 | 1164491.2866
142 | 2595797.7324 | 1164467.1473
143 | 2595835.2198 | 1164550.939
144 | 2595902.1947 | 1164750.0606
145 | 2595984.5669 | 1164376.1965
146 | 2596047.4537 | 1164317.536
147 | 2595920.9459 | 1164760.1741
148 | 2595922.2841 | 1164760.7682
149 | 2595943.3721 | 1164770.8495
150 | 2595995.8951 | 1164737.0717
151 | 2596022.5087 | 1164722.4649
152 | 2595993.3923 | 1164735.9588
153 | 2595973.8691 | 1164694.5914
154 | 2595958.9095 | 1164681.4648
155 | 2595956.9541 | 1164680.8888
156 | 2595937.6847 | 1164677.4415
157 | 2595857.2763 | 1164257.9925
158 | 2596023.7318 | 1164094.7415
159 | 2595812.9855 | 1164139.0772
160 | 2596040.7268 | 1164130.4366
161 | 2595946.9101 | 1164203.296
162 | 2596179.684 | 1164195.7885
163 | 2596183.8497 | 1164198.732
164 | 2596209.9117 | 1164212.3912
165 | 2596234.8807 | 1164221.4009
166 | 2596243.5627 | 1164280.9254
167 | 2596290.1625 | 1164222.6408
168 | 2596290.1834 | 1164222.7214
169 | 2596281.0995 | 1164236.0804
170 | 2596301.4348 | 1164243.9903
171 | 2596290.925 | 1164225.5822
172 | 2596307.4532 | 1164248.1856
173 | 2596314.0156 | 1164253.226
174 | 2596317.8607 | 1164257.108
175 | 2596320.0296 | 1164259.6049
176 | 2596328.7816 | 1164267.5627
177 | 2596268.8774 | 1164296.0004
178 | 2596257.41 | 1164287.9286
179 | 2596288.592 | 1164292.5569
180 | 2596351.8711 | 1164260.292
181 | 2596337.5491 | 1164263.6339
182 | 2596409.375 | 1164263.5122
183 | 2596325.2713 | 1164270.2251
184 | 2595926.7872 | 1164197.1071
185 | 2595826.474 | 1163894.879
186 | 2596439.4748 | 1164276.2714
187 | 2596426.4861 | 1164270.9512
188 | 2596409.498 | 1164263.5619
189 | 2596303.8479 | 1164284.6545
190 | 2596296.7241 | 1164288.3445
191 | 2596319.1845 | 1164274.8416
192 | 2596288.9897 | 1164292.3508
193 | 2596301.4348 | 1164243.9903

## line_std_types
| c_nf_per_km | r_ohm_per_km | x_ohm_per_km | max_i_ka | type | q_mm2 | alpha | voltage_rating
NAYY 4x50 SE | 210 | 0.642 | 0.083 | 0.142 | cs | 50 | 0.00403 | LV
NAYY 4x120 SE | 264 | 0.225 | 0.08 | 0.242 | cs | 120 | 0.00403 | LV
NAYY 4x150 SE | 261 | 0.208 | 0.08 | 0.27 | cs | 150 | 0.00403 | LV
NA2XS2Y 1x95 RM/25 12/20 kV | 216 | 0.313 | 0.132 | 0.252 | cs | 95 | 0.00403 | MV
NA2XS2Y 1x185 RM/25 12/20 kV | 273 | 0.161 | 0.117 | 0.362 | cs | 185 | 0.00403 | MV
NA2XS2Y 1x240 RM/25 12/20 kV | 304 | 0.122 | 0.112 | 0.421 | cs | 240 | 0.00403 | MV
NA2XS2Y 1x95 RM/25 6/10 kV | 315 | 0.313 | 0.123 | 0.249 | cs | 95 | 0.00403 | MV
NA2XS2Y 1x185 RM/25 6/10 kV | 406 | 0.161 | 0.11 | 0.358 | cs | 185 | 0.00403 | MV
NA2XS2Y 1x240 RM/25 6/10 kV | 456 | 0.122 | 0.105 | 0.416 | cs | 240 | 0.00403 | MV
NA2XS2Y 1x150 RM/25 12/20 kV | 250 | 0.206 | 0.116 | 0.319 | cs | 150 | 0.00403 | MV
NA2XS2Y 1x120 RM/25 12/20 kV | 230 | 0.253 | 0.119 | 0.283 | cs | 120 | 0.00403 | MV
NA2XS2Y 1x70 RM/25 12/20 kV | 190 | 0.443 | 0.132 | 0.22 | cs | 70 | 0.00403 | MV
NA2XS2Y 1x150 RM/25 6/10 kV | 360 | 0.206 | 0.11 | 0.315 | cs | 150 | 0.00403 | MV
NA2XS2Y 1x120 RM/25 6/10 kV | 340 | 0.253 | 0.113 | 0.28 | cs | 120 | 0.00403 | MV
NA2XS2Y 1x70 RM/25 6/10 kV | 280 | 0.443 | 0.123 | 0.217 | cs | 70 | 0.00403 | MV
N2XS(FL)2Y 1x120 RM/35 64/110 kV | 112 | 0.153 | 0.166 | 0.366 | cs | 120 | 0.00393 | HV
N2XS(FL)2Y 1x185 RM/35 64/110 kV | 125 | 0.099 | 0.156 | 0.457 | cs | 185 | 0.00393 | HV
N2XS(FL)2Y 1x240 RM/35 64/110 kV | 135 | 0.075 | 0.149 | 0.526 | cs | 240 | 0.00393 | HV
N2XS(FL)2Y 1x300 RM/35 64/110 kV | 144 | 0.06 | 0.144 | 0.588 | cs | 300 | 0.00393 | HV
15-AL1/3-ST1A 0.4 | 11 | 1.8769 | 0.35 | 0.105 | ol | 16 | 0.00403 | LV
24-AL1/4-ST1A 0.4 | 11.25 | 1.2012 | 0.335 | 0.14 | ol | 24 | 0.00403 | LV
48-AL1/8-ST1A 0.4 | 12.2 | 0.5939 | 0.3 | 0.21 | ol | 48 | 0.00403 | LV
94-AL1/15-ST1A 0.4 | 13.2 | 0.306 | 0.29 | 0.35 | ol | 94 | 0.00403 | LV
34-AL1/6-ST1A 10.0 | 9.7 | 0.8342 | 0.36 | 0.17 | ol | 34 | 0.00403 | MV
48-AL1/8-ST1A 10.0 | 10.1 | 0.5939 | 0.35 | 0.21 | ol | 48 | 0.00403 | MV
70-AL1/11-ST1A 10.0 | 10.4 | 0.4132 | 0.339 | 0.29 | ol | 70 | 0.00403 | MV
94-AL1/15-ST1A 10.0 | 10.75 | 0.306 | 0.33 | 0.35 | ol | 94 | 0.00403 | MV
122-AL1/20-ST1A 10.0 | 11.1 | 0.2376 | 0.323 | 0.41 | ol | 122 | 0.00403 | MV
149-AL1/24-ST1A 10.0 | 11.25 | 0.194 | 0.315 | 0.47 | ol | 149 | 0.00403 | MV
34-AL1/6-ST1A 20.0 | 9.15 | 0.8342 | 0.382 | 0.17 | ol | 34 | 0.00403 | MV
48-AL1/8-ST1A 20.0 | 9.5 | 0.5939 | 0.372 | 0.21 | ol | 48 | 0.00403 | MV
70-AL1/11-ST1A 20.0 | 9.7 | 0.4132 | 0.36 | 0.29 | ol | 70 | 0.00403 | MV
94-AL1/15-ST1A 20.0 | 10 | 0.306 | 0.35 | 0.35 | ol | 94 | 0.00403 | MV
122-AL1/20-ST1A 20.0 | 10.3 | 0.2376 | 0.344 | 0.41 | ol | 122 | 0.00403 | MV
149-AL1/24-ST1A 20.0 | 10.5 | 0.194 | 0.337 | 0.47 | ol | 149 | 0.00403 | MV
184-AL1/30-ST1A 20.0 | 10.75 | 0.1571 | 0.33 | 0.535 | ol | 184 | 0.00403 | MV
243-AL1/39-ST1A 20.0 | 11 | 0.1188 | 0.32 | 0.645 | ol | 243 | 0.00403 | MV
48-AL1/8-ST1A 110.0 | 8 | 0.5939 | 0.46 | 0.21 | ol | 48 | 0.00403 | HV
70-AL1/11-ST1A 110.0 | 8.4 | 0.4132 | 0.45 | 0.29 | ol | 70 | 0.00403 | HV
94-AL1/15-ST1A 110.0 | 8.65 | 0.306 | 0.44 | 0.35 | ol | 94 | 0.00403 | HV
122-AL1/20-ST1A 110.0 | 8.5 | 0.2376 | 0.43 | 0.41 | ol | 122 | 0.00403 | HV
149-AL1/24-ST1A 110.0 | 8.75 | 0.194 | 0.41 | 0.47 | ol | 149 | 0.00403 | HV
184-AL1/30-ST1A 110.0 | 8.8 | 0.1571 | 0.4 | 0.535 | ol | 184 | 0.00403 | HV
243-AL1/39-ST1A 110.0 | 9 | 0.1188 | 0.39 | 0.645 | ol | 243 | 0.00403 | HV
305-AL1/39-ST1A 110.0 | 9.2 | 0.0949 | 0.38 | 0.74 | ol | 305 | 0.00403 | HV
490-AL1/64-ST1A 110.0 | 9.75 | 0.059 | 0.37 | 0.96 | ol | 490 | 0.00403 | HV
679-AL1/86-ST1A 110.0 | 9.95 | 0.042 | 0.36 | 1.15 | ol | 679 | 0.00403 | HV
490-AL1/64-ST1A 220.0 | 10 | 0.059 | 0.285 | 0.96 | ol | 490 | 0.00403 | HV
679-AL1/86-ST1A 220.0 | 11.7 | 0.042 | 0.275 | 1.15 | ol | 679 | 0.00403 | HV
490-AL1/64-ST1A 380.0 | 11 | 0.059 | 0.253 | 0.96 | ol | 490 | 0.00403 | HV
679-AL1/86-ST1A 380.0 | 14.6 | 0.042 | 0.25 | 1.15 | ol | 679 | 0.00403 | HV

## trafo_std_types
| i0_percent | pfe_kw | vkr_percent | sn_mva | vn_lv_kv | vn_hv_kv | vk_percent | shift_degree | vector_group | tap_side | tap_neutral | tap_min | tap_max | tap_step_degree | tap_step_percent | tap_phase_shifter
160 MVA 380/110 kV | 0.06 | 60 | 0.25 | 160 | 110 | 380 | 12.2 | 0 | Yy0 | hv | 0 | -9 | 9 | 0 | 1.5 | FALSE
100 MVA 220/110 kV | 0.06 | 55 | 0.26 | 100 | 110 | 220 | 12 | 0 | Yy0 | hv | 0 | -9 | 9 | 0 | 1.5 | FALSE
63 MVA 110/20 kV | 0.04 | 22 | 0.32 | 63 | 20 | 110 | 18 | 150 | YNd5 | hv | 0 | -9 | 9 | 0 | 1.5 | FALSE
40 MVA 110/20 kV | 0.05 | 18 | 0.34 | 40 | 20 | 110 | 16.2 | 150 | YNd5 | hv | 0 | -9 | 9 | 0 | 1.5 | FALSE
25 MVA 110/20 kV | 0.07 | 14 | 0.41 | 25 | 20 | 110 | 12 | 150 | YNd5 | hv | 0 | -9 | 9 | 0 | 1.5 | FALSE
63 MVA 110/10 kV | 0.04 | 22 | 0.32 | 63 | 10 | 110 | 18 | 150 | YNd5 | hv | 0 | -9 | 9 | 0 | 1.5 | FALSE
40 MVA 110/10 kV | 0.05 | 18 | 0.34 | 40 | 10 | 110 | 16.2 | 150 | YNd5 | hv | 0 | -9 | 9 | 0 | 1.5 | FALSE
25 MVA 110/10 kV | 0.07 | 14 | 0.41 | 25 | 10 | 110 | 12 | 150 | YNd5 | hv | 0 | -9 | 9 | 0 | 1.5 | FALSE
0.25 MVA 20/0.4 kV | 0.32 | 0.8 | 1.44 | 0.25 | 0.4 | 20 | 6 | 150 | Yzn5 | hv | 0 | -2 | 2 | 0 | 2.5 | FALSE
0.4 MVA 20/0.4 kV | 0.3375 | 1.35 | 1.425 | 0.4 | 0.4 | 20 | 6 | 150 | Dyn5 | hv | 0 | -2 | 2 | 0 | 2.5 | FALSE
0.63 MVA 20/0.4 kV | 0.2619 | 1.65 | 1.206 | 0.63 | 0.4 | 20 | 6 | 150 | Dyn5 | hv | 0 | -2 | 2 | 0 | 2.5 | FALSE
0.25 MVA 10/0.4 kV | 0.24 | 0.6 | 1.2 | 0.25 | 0.4 | 10 | 4 | 150 | Dyn5 | hv | 0 | -2 | 2 | 0 | 2.5 | FALSE
0.4 MVA 10/0.4 kV | 0.2375 | 0.95 | 1.325 | 0.4 | 0.4 | 10 | 4 | 150 | Dyn5 | hv | 0 | -2 | 2 | 0 | 2.5 | FALSE
0.63 MVA 10/0.4 kV | 0.1873 | 1.18 | 1.0794 | 0.63 | 0.4 | 10 | 4 | 150 | Dyn5 | hv | 0 | -2 | 2 | 0 | 2.5 | FALSE

## trafo3w_std_types
| sn_hv_mva | sn_mv_mva | sn_lv_mva | vn_hv_kv | vn_mv_kv | vn_lv_kv | vk_hv_percent | vk_mv_percent | vk_lv_percent | vkr_hv_percent | vkr_mv_percent | vkr_lv_percent | pfe_kw | i0_percent | shift_mv_degree | shift_lv_degree | vector_group | tap_side | tap_neutral | tap_min | tap_max | tap_step_percent
63/25/38 MVA 110/20/10 kV | 63 | 25 | 38 | 110 | 20 | 10 | 10.4 | 10.4 | 10.4 | 0.28 | 0.32 | 0.35 | 35 | 0.89 | 0 | 0 | YN0yn0yn0 | hv | 0 | -10 | 10 | 1.2
63/25/38 MVA 110/10/10 kV | 63 | 25 | 38 | 110 | 10 | 10 | 10.4 | 10.4 | 10.4 | 0.28 | 0.32 | 0.35 | 35 | 0.89 | 0 | 0 | YN0yn0yn0 | hv | 0 | -10 | 10 | 1.2

## fuse_std_types
| fuse_type | i_rated_a | t_avg | t_min | t_total | x_avg | x_min | x_total
HV 100A | HV 100A | 100 | 0 | [10.0, 3.64, 0.854, 0.281, 0.1, 0.0531, 0.022, 0.01] | [10.0, 4.267, 1.21, 0.403, 0.1, 0.058, 0.022, 0.01] | 0 | [300.0, 350.0, 450.0, 550.0, 700.0, 850.0, 1200.0, 1752.0] | [600.0, 700.0, 900.0, 1150.0, 1665.0, 2000.0, 3000.0, 4313.0]
HV 10A | HV 10A | 10 | 0 | [10.0, 1675.0, 0.344, 0.156, 0.1, 0.0417, 0.0171, 0.01] | [10.0, 1.3, 0.3, 0.155, 0.1, 0.0555, 0.023, 0.01] | 0 | [30.0, 32.0, 35.0, 37.0, 39.0, 50.0, 70.0, 88.0] | [60.0, 70.0, 80.0, 87.0, 94.0, 110.0, 150.0, 216.0]
HV 125A | HV 125A | 125 | 0 | [10.0, 1.82, 0.344, 0.1, 0.0467, 0.0269, 0.01] | [10.0, 2.478, 0.426, 0.1, 0.0427, 0.0211, 0.01] | 0 | [375.0, 500.0, 700.0, 925.0, 1200.0, 1500.0, 2341.0] | [750.0, 1000.0, 1500.0, 2200.0, 3000.0, 4000.0, 5765.0]
HV 160A | HV 160A | 160 | 0 | [10.0, 4.15, 1.03, 0.198, 0.1, 0.051, 0.0172, 0.01] | [10.0, 2.3, 0.734, 0.274, 0.1, 0.046, 0.0177, 0.01] | 0 | [480.0, 550.0, 700.0, 1000.0, 1260.0, 1600.0, 2500.0, 3227.0] | [960.0, 1300.0, 1700.0, 2200.0, 2996.0, 4000.0, 6000.0, 7946.0]
HV 16A | HV 16A | 16 | 0 | [10.0, 0.352, 0.164, 0.1, 0.0649, 0.0342, 0.01] | [10.0, 2.34, 0.722, 0.181, 0.1, 0.055, 0.0296, 0.01] | 0 | [48.0, 60.0, 65.0, 71.0, 80.0, 100.0, 162.0] | [96.0, 110.0, 125.0, 150.0, 168.0, 200.0, 250.0, 398.0]
HV 200A | HV 200A | 200 | 0 | [10.0, 4.267, 1.21, 0.403, 0.1, 0.058, 0.022, 0.01] | [10.0, 3.73, 1.654, 0.328, 0.1, 0.0531, 0.019, 0.01] | 0 | [600.0, 700.0, 900.0, 1150.0, 1665.0, 2000.0, 3000.0, 4313.0] | [1200.0, 1500.0, 1800.0, 2700.0, 3960.0, 5000.0, 7500.0, 10620.0]
HV 20A | HV 20A | 20 | 0 | [10.0, 1.3, 0.3, 0.155, 0.1, 0.0555, 0.023, 0.01] | [10.0, 1.3, 0.161, 0.1, 0.0611, 0.0399, 0.0141, 0.01] | 0 | [60.0, 70.0, 80.0, 87.0, 94.0, 110.0, 150.0, 216.0] | [120.0, 150.0, 200.0, 223.0, 260.0, 300.0, 450.0, 532.0]
HV 25A | HV 25A | 25 | 0 | [10.0, 2.512, 0.833, 0.299, 0.1, 0.0372, 0.0223, 0.01] | [10.0, 3.125, 0.597, 0.198, 0.1, 0.0378, 0.022, 0.01] | 0 | [75.0, 82.0, 90.0, 100.0, 124.0, 170.0, 200.0, 289.0] | [150.0, 170.0, 210.0, 250.0, 294.0, 400.0, 500.0, 711.0]
HV 31.5A | HV 31.5A | 31.5 | 0 | [10.0, 2.34, 0.722, 0.181, 0.1, 0.055, 0.0296, 0.01] | [10.0, 2.84, 0.368, 0.164, 0.1, 0.0621, 0.0378, 0.0195, 0.01] | 0 | [95.0, 110.0, 125.0, 150.0, 165.0, 200.0, 250.0, 390.0] | [189.0, 220.0, 300.0, 350.0, 393.0, 450.0, 530.0, 700.0, 960.0]
HV 40A | HV 40A | 40 | 0 | [10.0, 1.3, 0.161, 0.1, 0.0611, 0.0399, 0.0141, 0.01] | [10.0, 2.05, 0.369, 0.198, 0.1, 0.051, 0.0298, 0.01] | 0 | [120.0, 150.0, 200.0, 223.0, 260.0, 300.0, 450.0, 532.0] | [240.0, 300.0, 400.0, 450.0, 530.0, 650.0, 800.0, 1311.0]
HV 50A | HV 50A | 50 | 0 | [10.0, 3.215, 0.597, 0.198, 0.1, 0.0378, 0.022, 0.01] | [10.0, 3.64, 0.854, 0.281, 0.1, 0.0531, 0.022, 0.01] | 0 | [150.0, 170.0, 210.0, 250.0, 294.0, 400.0, 500.0, 711.0] | [300.0, 350.0, 450.0, 550.0, 700.0, 850.0, 1200.0, 1752.0]
HV 6.3A | HV 6.3A | 6.3 | 0 | [10.0, 1.39, 0.344, 0.168, 0.1, 0.056, 0.0263, 0.01] | [10.0, 1.711, 0.516, 0.198, 0.1, 0.0634, 0.0303, 0.01] | 0 | [19.0, 19.5, 20.4, 20.8, 22.0, 25.0, 32.0, 48.0] | [38.0, 40.0, 43.0, 48.0, 53.0, 60.0, 75.0, 118.0]
HV 63A | HV 63A | 63 | 0 | [10.0, 2.84, 0.368, 0.164, 0.1, 0.0621, 0.0378, 0.0195, 0.01] | [10.0, 1.82, 0.344, 0.1, 0.0467, 0.0269, 0.01] | 0 | [189.0, 220.0, 300.0, 350.0, 393.0, 450.0, 530.0, 700.0, 961.0] | [378.0, 500.0, 700.0, 934.0, 1200.0, 1500.0, 2366.0]
HV 80A | HV 80A | 80 | 0 | [10.0, 2.05, 0.369, 0.198, 0.1, 0.051, 0.0298, 0.01] | [10.0, 4.15, 1.03, 0.198, 0.1, 0.051, 0.0172, 0.01] | 0 | [240.0, 300.0, 400.0, 450.0, 530.0, 650.0, 800.0, 1311.0] | [480.0, 550.0, 700.0, 1000.0, 1260.0, 1600.0, 2500.0, 3227.0]
Siemens NH-1-100 | Siemens NH-1-100 | 100 | [5400.0, 2000.0, 400.0, 20.0, 1.0, 0.2, 0.012, 0.004] | 0 | 0 | [150.0, 190.0, 250.0, 430.0, 900.0, 1250.0, 2700.0, 3600.0] | 0 | 0
Siemens NH-1-125 | Siemens NH-1-125 | 125 | [4800.0, 120.0, 7.0, 0.1, 0.004] | 0 | 0 | [180.0, 400.0, 740.0, 2000.0, 4250.0] | 0 | 0
Siemens NH-1-16 | Siemens NH-1-16 | 16 | [4000.0, 400.0, 2.0, 0.1, 0.04, 0.01] | 0 | 0 | [26.0, 35.0, 75.0, 150.0, 200.0, 300.0] | 0 | 0
Siemens NH-1-160 | Siemens NH-1-160 | 160 | [4800.0, 120.0, 7.0, 0.1, 0.004] | 0 | 0 | [210.0, 500.0, 900.0, 2300.0, 5000.0] | 0 | 0
Siemens NH-1-25 | Siemens NH-1-25 | 25 | [4000.0, 1000.0, 10.0, 0.2, 0.02, 0.01] | 0 | 0 | [40.0, 50.0, 100.0, 210.0, 400.0, 500.0] | 0 | 0
Siemens NH-1-50 | Siemens NH-1-50 | 50 | [4000.0, 40.0, 4.0, 1.0, 0.02, 0.01] | 0 | 0 | [86.0, 200.0, 300.0, 400.0, 1000.0, 1280.0] | 0 | 0
Siemens NH-1-63 | Siemens NH-1-63 | 63 | [4000.0, 100.0, 10.0, 2.0, 0.04, 0.01] | 0 | 0 | [100.0, 200.0, 300.0, 400.0, 1000.0, 1500.0] | 0 | 0
Siemens NH-1-80 | Siemens NH-1-80 | 80 | [4800.0, 120.0, 7.0, 0.1, 0.01] | 0 | 0 | [150.58, 250.0, 450.0, 1150.0, 2470.0] | 0 | 0
Siemens NH-2-1000 | Siemens NH-2-1000 | 1000 | [4800.0, 120.0, 7.0, 0.1, 0.004] | 0 | 0 | [1900.0, 3500.0, 8400.0, 24000.0, 52000.0] | 0 | 0
Siemens NH-2-200 | Siemens NH-2-200 | 200 | [4800.0, 120.0, 7.0, 0.1, 0.004] | 0 | 0 | [280.0, 650.0, 1200.0, 3000.0, 7000.0] | 0 | 0
Siemens NH-2-224 | Siemens NH-2-224 | 224 | [4800.0, 120.0, 7.0, 0.2, 0.04, 0.004] | 0 | 0 | [400.0, 750.0, 1453.0, 3025.0, 4315.0, 7600.0] | 0 | 0
Siemens NH-2-250 | Siemens NH-2-250 | 250 | [4800.0, 120.0, 7.0, 0.1, 0.004] | 0 | 0 | [450.0, 800.0, 1650.0, 4000.0, 8500.0] | 0 | 0
Siemens NH-2-315 | Siemens NH-2-315 | 315 | [4800.0, 120.0, 7.0, 0.1, 0.004] | 0 | 0 | [550.0, 920.0, 1900.0, 5000.0, 11000.0] | 0 | 0
Siemens NH-2-355 | Siemens NH-2-355 | 355 | [4800.0, 120.0, 6.0, 0.1, 0.004] | 0 | 0 | [650.0, 1116.27, 2350.0, 5840.0, 12790.0] | 0 | 0
Siemens NH-2-400 | Siemens NH-2-400 | 400 | [4800.0, 120.0, 7.0, 0.1, 0.004] | 0 | 0 | [720.0, 1350.0, 2800.0, 6500.0, 15000.0] | 0 | 0
Siemens NH-2-425 | Siemens NH-2-425 | 425 | [4800.0, 120.0, 7.0, 0.1, 0.004] | 0 | 0 | [850.0, 1500.0, 3050.0, 7500.0, 16500.0] | 0 | 0
Siemens NH-2-630 | Siemens NH-2-630 | 630 | [4800.0, 120.0, 7.0, 0.1, 0.004] | 0 | 0 | [1200.0, 2000.0, 4800.0, 12000.0, 26000.0] | 0 | 0

## dtypes
| element | column | dtype
0 | bus | name | object
1 | bus | vn_kv | float64
2 | bus | type | object
3 | bus | zone | object
4 | bus | in_service | bool
5 | load | name | object
6 | load | bus | uint32
7 | load | p_mw | float64
8 | load | q_mvar | float64
9 | load | const_z_percent | float64
10 | load | const_i_percent | float64
11 | load | sn_mva | float64
12 | load | scaling | float64
13 | load | in_service | bool
14 | load | type | object
15 | ext_grid | name | object
16 | ext_grid | bus | uint32
17 | ext_grid | vm_pu | float64
18 | ext_grid | va_degree | float64
19 | ext_grid | slack_weight | float64
20 | ext_grid | in_service | bool
21 | line | name | object
22 | line | std_type | object
23 | line | from_bus | uint32
24 | line | to_bus | uint32
25 | line | length_km | float64
26 | line | r_ohm_per_km | float64
27 | line | x_ohm_per_km | float64
28 | line | c_nf_per_km | float64
29 | line | g_us_per_km | float64
30 | line | max_i_ka | float64
31 | line | df | float64
32 | line | parallel | uint32
33 | line | type | object
34 | line | in_service | bool
35 | trafo | name | object
36 | trafo | std_type | object
37 | trafo | hv_bus | uint32
38 | trafo | lv_bus | uint32
39 | trafo | sn_mva | float64
40 | trafo | vn_hv_kv | float64
41 | trafo | vn_lv_kv | float64
42 | trafo | vk_percent | float64
43 | trafo | vkr_percent | float64
44 | trafo | pfe_kw | float64
45 | trafo | i0_percent | float64
46 | trafo | shift_degree | float64
47 | trafo | tap_side | object
48 | trafo | tap_neutral | int32
49 | trafo | tap_min | int32
50 | trafo | tap_max | int32
51 | trafo | tap_step_percent | float64
52 | trafo | tap_step_degree | float64
53 | trafo | tap_pos | int32
54 | trafo | tap_phase_shifter | bool
55 | trafo | parallel | uint32
56 | trafo | df | float64
57 | trafo | in_service | bool
58 | line_geodata | coords | object
59 | bus_geodata | x | float64
60 | bus_geodata | y | float64
61 | bus_geodata | coords | object

## parameters
| version | format_version | converged | OPF_converged | name | f_hz | sn_mva
0 | 2.14.6 | 2.14.0 | FALSE | FALSE |  | 50 | 1