## bus
| name | vn_kv | type | zone | in_service
0 | bus_LV_792-25_0_4_node_0 | 0.4 | n |  | TRUE
1 | bus_LV_792-25_0_4_node_1 | 0.4 | n |  | TRUE
2 | bus_LV_792-25_0_4_node_2 | 0.4 | n |  | TRUE
3 | bus_LV_792-25_0_4_node_147 | 0.4 | n |  | TRUE
4 | bus_LV_792-25_0_4_node_149 | 0.4 | n |  | TRUE
5 | bus_LV_792-25_0_4_node_145 | 0.4 | n |  | TRUE
6 | bus_LV_792-25_0_4_node_3 | 0.4 | n |  | TRUE
7 | bus_LV_792-25_0_4_node_144 | 0.4 | n |  | TRUE
8 | bus_LV_792-25_0_4_node_166 | 0.4 | n |  | TRUE
9 | bus_LV_792-25_0_4_node_146 | 0.4 | n |  | TRUE
10 | bus_LV_792-25_0_4_node_148 | 0.4 | n |  | TRUE
11 | bus_LV_792-25_0_4_node_165 | 0.4 | n |  | TRUE
12 | bus_LV_792-25_0_4_node_4 | 0.4 | n |  | TRUE
13 | bus_LV_792-25_0_4_node_5 | 0.4 | n |  | TRUE
14 | bus_LV_792-25_0_4_node_155 | 0.4 | n |  | TRUE
15 | bus_LV_792-25_0_4_node_73 | 0.4 | n |  | TRUE
16 | bus_LV_792-25_0_4_node_76 | 0.4 | n |  | TRUE
17 | bus_LV_792-25_0_4_node_71 | 0.4 | n |  | TRUE
18 | bus_LV_792-25_0_4_node_6 | 0.4 | n |  | TRUE
19 | bus_LV_792-25_0_4_node_7 | 0.4 | n |  | TRUE
20 | bus_LV_792-25_0_4_node_8 | 0.4 | n |  | TRUE
21 | bus_LV_792-25_0_4_node_9 | 0.4 | n |  | TRUE
22 | bus_LV_792-25_0_4_node_10 | 0.4 | n |  | TRUE
23 | bus_LV_792-25_0_4_node_11 | 0.4 | n |  | TRUE
24 | bus_LV_792-25_0_4_node_12 | 0.4 | n |  | TRUE
25 | bus_LV_792-25_0_4_node_13 | 0.4 | n |  | TRUE
26 | bus_LV_792-25_0_4_node_19 | 0.4 | n |  | TRUE
27 | bus_LV_792-25_0_4_node_17 | 0.4 | n |  | TRUE
28 | bus_LV_792-25_0_4_node_20 | 0.4 | n |  | TRUE
29 | bus_LV_792-25_0_4_node_15 | 0.4 | n |  | TRUE
30 | bus_LV_792-25_0_4_node_14 | 0.4 | n |  | TRUE
31 | bus_LV_792-25_0_4_node_16 | 0.4 | n |  | TRUE
32 | bus_LV_792-25_0_4_node_18 | 0.4 | n |  | TRUE
33 | bus_LV_792-25_0_4_node_88 | 0.4 | n |  | TRUE
34 | bus_LV_792-25_0_4_node_89 | 0.4 | n |  | TRUE
35 | bus_LV_792-25_0_4_node_21 | 0.4 | n |  | TRUE
36 | bus_LV_792-25_0_4_node_22 | 0.4 | n |  | TRUE
37 | bus_LV_792-25_0_4_node_27 | 0.4 | n |  | TRUE
38 | bus_LV_792-25_0_4_node_30 | 0.4 | n |  | TRUE
39 | bus_LV_792-25_0_4_node_163 | 0.4 | n |  | TRUE
40 | bus_LV_792-25_0_4_node_26 | 0.4 | n |  | TRUE
41 | bus_LV_792-25_0_4_node_29 | 0.4 | n |  | TRUE
42 | bus_LV_792-25_0_4_node_23 | 0.4 | n |  | TRUE
43 | bus_LV_792-25_0_4_node_24 | 0.4 | n |  | TRUE
44 | bus_LV_792-25_0_4_node_32 | 0.4 | n |  | TRUE
45 | bus_LV_792-25_0_4_node_25 | 0.4 | n |  | TRUE
46 | bus_LV_792-25_0_4_node_31 | 0.4 | n |  | TRUE
47 | bus_LV_792-25_0_4_node_33 | 0.4 | n |  | TRUE
48 | bus_LV_792-25_0_4_node_34 | 0.4 | n |  | TRUE
49 | bus_LV_792-25_0_4_node_28 | 0.4 | n |  | TRUE
50 | bus_LV_792-25_0_4_node_122 | 0.4 | n |  | TRUE
51 | bus_LV_792-25_0_4_node_35 | 0.4 | n |  | TRUE
52 | bus_LV_792-25_0_4_node_123 | 0.4 | n |  | TRUE
53 | bus_LV_792-25_0_4_node_121 | 0.4 | n |  | TRUE
54 | bus_LV_792-25_0_4_node_164 | 0.4 | n |  | TRUE
55 | bus_LV_792-25_0_4_node_39 | 0.4 | n |  | TRUE
56 | bus_LV_792-25_0_4_node_36 | 0.4 | n |  | TRUE
57 | bus_LV_792-25_0_4_node_37 | 0.4 | n |  | TRUE
58 | bus_LV_792-25_0_4_node_38 | 0.4 | n |  | TRUE
59 | bus_LV_792-25_0_4_node_115 | 0.4 | n |  | TRUE
60 | bus_LV_792-25_0_4_node_113 | 0.4 | n |  | TRUE
61 | bus_LV_792-25_0_4_node_40 | 0.4 | n |  | TRUE
62 | bus_LV_792-25_0_4_node_41 | 0.4 | n |  | TRUE
63 | bus_LV_792-25_0_4_node_42 | 0.4 | n |  | TRUE
64 | bus_LV_792-25_0_4_node_58 | 0.4 | n |  | TRUE
65 | bus_LV_792-25_0_4_node_57 | 0.4 | n |  | TRUE
66 | bus_LV_792-25_0_4_node_48 | 0.4 | n |  | TRUE
67 | bus_LV_792-25_0_4_node_44 | 0.4 | n |  | TRUE
68 | bus_LV_792-25_0_4_node_45 | 0.4 | n |  | TRUE
69 | bus_LV_792-25_0_4_node_43 | 0.4 | n |  | TRUE
70 | bus_LV_792-25_0_4_node_47 | 0.4 | n |  | TRUE
71 | bus_LV_792-25_0_4_node_59 | 0.4 | n |  | TRUE
72 | bus_LV_792-25_0_4_node_167 | 0.4 | n |  | TRUE
73 | bus_LV_792-25_0_4_node_46 | 0.4 | n |  | TRUE
74 | bus_LV_792-25_0_4_node_160 | 0.4 | n |  | TRUE
75 | bus_LV_792-25_0_4_node_159 | 0.4 | n |  | TRUE
76 | bus_LV_792-25_0_4_node_49 | 0.4 | n |  | TRUE
77 | bus_LV_792-25_0_4_node_50 | 0.4 | n |  | TRUE
78 | bus_LV_792-25_0_4_node_169 | 0.4 | n |  | TRUE
79 | bus_LV_792-25_0_4_node_74 | 0.4 | n |  | TRUE
80 | bus_LV_792-25_0_4_node_51 | 0.4 | n |  | TRUE
81 | bus_LV_792-25_0_4_node_53 | 0.4 | n |  | TRUE
82 | bus_LV_792-25_0_4_node_102 | 0.4 | n |  | TRUE
83 | bus_LV_792-25_0_4_node_52 | 0.4 | n |  | TRUE
84 | bus_LV_792-25_0_4_node_56 | 0.4 | n |  | TRUE
85 | bus_LV_792-25_0_4_node_54 | 0.4 | n |  | TRUE
86 | bus_LV_792-25_0_4_node_55 | 0.4 | n |  | TRUE
87 | bus_LV_792-25_0_4_node_60 | 0.4 | n |  | TRUE
88 | bus_LV_792-25_0_4_node_61 | 0.4 | n |  | TRUE
89 | bus_LV_792-25_0_4_node_62 | 0.4 | n |  | TRUE
90 | bus_LV_792-25_0_4_node_63 | 0.4 | n |  | TRUE
91 | bus_LV_792-25_0_4_node_64 | 0.4 | n |  | TRUE
92 | bus_LV_792-25_0_4_node_67 | 0.4 | n |  | TRUE
93 | bus_LV_792-25_0_4_node_68 | 0.4 | n |  | TRUE
94 | bus_LV_792-25_0_4_node_65 | 0.4 | n |  | TRUE
95 | bus_LV_792-25_0_4_node_77 | 0.4 | n |  | TRUE
96 | bus_LV_792-25_0_4_node_79 | 0.4 | n |  | TRUE
97 | bus_LV_792-25_0_4_node_66 | 0.4 | n |  | TRUE
98 | bus_LV_792-25_0_4_node_80 | 0.4 | n |  | TRUE
99 | bus_LV_792-25_0_4_node_81 | 0.4 | n |  | TRUE
100 | bus_LV_792-25_0_4_node_78 | 0.4 | n |  | TRUE
101 | bus_LV_792-25_0_4_node_69 | 0.4 | n |  | TRUE
102 | bus_LV_792-25_0_4_node_70 | 0.4 | n |  | TRUE
103 | bus_LV_792-25_0_4_node_72 | 0.4 | n |  | TRUE
104 | bus_LV_792-25_0_4_node_75 | 0.4 | n |  | TRUE
105 | bus_LV_792-25_0_4_node_168 | 0.4 | n |  | TRUE
106 | bus_LV_792-25_0_4_node_84 | 0.4 | n |  | TRUE
107 | bus_LV_792-25_0_4_node_82 | 0.4 | n |  | TRUE
108 | bus_LV_792-25_0_4_node_83 | 0.4 | n |  | TRUE
109 | bus_LV_792-25_0_4_node_85 | 0.4 | n |  | TRUE
110 | bus_LV_792-25_0_4_node_86 | 0.4 | n |  | TRUE
111 | bus_LV_792-25_0_4_node_87 | 0.4 | n |  | TRUE
112 | bus_LV_792-25_0_4_node_137 | 0.4 | n |  | TRUE
113 | bus_LV_792-25_0_4_node_133 | 0.4 | n |  | TRUE
114 | bus_LV_792-25_0_4_node_99 | 0.4 | n |  | TRUE
115 | bus_LV_792-25_0_4_node_161 | 0.4 | n |  | TRUE
116 | bus_LV_792-25_0_4_node_132 | 0.4 | n |  | TRUE
117 | bus_LV_792-25_0_4_node_100 | 0.4 | n |  | TRUE
118 | bus_LV_792-25_0_4_node_150 | 0.4 | n |  | TRUE
119 | bus_LV_792-25_0_4_node_151 | 0.4 | n |  | TRUE
120 | bus_LV_792-25_0_4_node_90 | 0.4 | n |  | TRUE
121 | bus_LV_792-25_0_4_node_91 | 0.4 | n |  | TRUE
122 | bus_LV_792-25_0_4_node_92 | 0.4 | n |  | TRUE
123 | bus_LV_792-25_0_4_node_93 | 0.4 | n |  | TRUE
124 | bus_LV_792-25_0_4_node_103 | 0.4 | n |  | TRUE
125 | bus_LV_792-25_0_4_node_104 | 0.4 | n |  | TRUE
126 | bus_LV_792-25_0_4_node_94 | 0.4 | n |  | TRUE
127 | bus_LV_792-25_0_4_node_95 | 0.4 | n |  | TRUE
128 | bus_LV_792-25_0_4_node_96 | 0.4 | n |  | TRUE
129 | bus_LV_792-25_0_4_node_97 | 0.4 | n |  | TRUE
130 | bus_LV_792-25_0_4_node_98 | 0.4 | n |  | TRUE
131 | bus_LV_792-25_0_4_node_101 | 0.4 | n |  | TRUE
132 | bus_LV_792-25_0_4_node_107 | 0.4 | n |  | TRUE
133 | bus_LV_792-25_0_4_node_117 | 0.4 | n |  | TRUE
134 | bus_LV_792-25_0_4_node_109 | 0.4 | n |  | TRUE
135 | bus_LV_792-25_0_4_node_106 | 0.4 | n |  | TRUE
136 | bus_LV_792-25_0_4_node_139 | 0.4 | n |  | TRUE
137 | bus_LV_792-25_0_4_node_138 | 0.4 | n |  | TRUE
138 | bus_LV_792-25_0_4_node_118 | 0.4 | n |  | TRUE
139 | bus_LV_792-25_0_4_node_105 | 0.4 | n |  | TRUE
140 | bus_LV_792-25_0_4_node_136 | 0.4 | n |  | TRUE
141 | bus_LV_792-25_0_4_node_129 | 0.4 | n |  | TRUE
142 | bus_LV_792-25_0_4_node_108 | 0.4 | n |  | TRUE
143 | bus_LV_792-25_0_4_node_110 | 0.4 | n |  | TRUE
144 | bus_LV_792-25_0_4_node_111 | 0.4 | n |  | TRUE
145 | bus_LV_792-25_0_4_node_130 | 0.4 | n |  | TRUE
146 | bus_LV_792-25_0_4_node_116 | 0.4 | n |  | TRUE
147 | bus_LV_792-25_0_4_node_131 | 0.4 | n |  | TRUE
148 | bus_LV_792-25_0_4_node_127 | 0.4 | n |  | TRUE
149 | bus_LV_792-25_0_4_node_114 | 0.4 | n |  | TRUE
150 | bus_LV_792-25_0_4_node_112 | 0.4 | n |  | TRUE
151 | bus_LV_792-25_0_4_node_125 | 0.4 | n |  | TRUE
152 | bus_LV_792-25_0_4_node_119 | 0.4 | n |  | TRUE
153 | bus_LV_792-25_0_4_node_142 | 0.4 | n |  | TRUE
154 | bus_LV_792-25_0_4_node_143 | 0.4 | n |  | TRUE
155 | bus_LV_792-25_0_4_node_120 | 0.4 | n |  | TRUE
156 | bus_LV_792-25_0_4_node_124 | 0.4 | n |  | TRUE
157 | bus_LV_792-25_0_4_node_126 | 0.4 | n |  | TRUE
158 | bus_LV_792-25_0_4_node_128 | 0.4 | n |  | TRUE
159 | bus_LV_792-25_0_4_node_156 | 0.4 | n |  | TRUE
160 | bus_LV_792-25_0_4_node_157 | 0.4 | n |  | TRUE
161 | bus_LV_792-25_0_4_node_134 | 0.4 | n |  | TRUE
162 | bus_LV_792-25_0_4_node_135 | 0.4 | n |  | TRUE
163 | bus_LV_792-25_0_4_node_162 | 0.4 | n |  | TRUE
164 | bus_LV_792-25_0_4_node_140 | 0.4 | n |  | TRUE
165 | bus_LV_792-25_0_4_node_141 | 0.4 | n |  | TRUE
166 | bus_LV_792-25_0_4_node_154 | 0.4 | n |  | TRUE
167 | bus_LV_792-25_0_4_node_153 | 0.4 | n |  | TRUE
168 | bus_LV_792-25_0_4_node_152 | 0.4 | n |  | TRUE
169 | bus_LV_792-25_0_4_node_158 | 0.4 | n |  | TRUE
170 | bus_MV_209_0_node_45 | 20 | n |  | TRUE

## load
| name | bus | p_mw | q_mvar | const_z_percent | const_i_percent | sn_mva | scaling | in_service | type
0 | LV_792-25_0_4_load_0 | 0 | 0.0021238 | 0.00053229 | 0 | 0 |  | 1 | TRUE | wye
1 | LV_792-25_0_4_load_1 | 1 | 0.00039227 | 9.8313e-05 | 0 | 0 |  | 1 | TRUE | wye
2 | LV_792-25_0_4_load_147 | 3 | 0.0013183 | 0.00033039 | 0 | 0 |  | 1 | TRUE | wye
3 | LV_792-25_0_4_load_149 | 4 | 0.00059707 | 0.00014964 | 0 | 0 |  | 1 | TRUE | wye
4 | LV_792-25_0_4_load_145 | 5 | 0.0023236 | 0.00058235 | 0 | 0 |  | 1 | TRUE | wye
5 | LV_792-25_0_4_load_144 | 7 | 0.0038369 | 0.00096161 | 0 | 0 |  | 1 | TRUE | wye
6 | LV_792-25_0_4_load_166 | 8 | 0.00034323 | 8.6022e-05 | 0 | 0 |  | 1 | TRUE | wye
7 | LV_792-25_0_4_load_165 | 11 | 0.0012109 | 0.00030347 | 0 | 0 |  | 1 | TRUE | wye
8 | LV_792-25_0_4_load_4 | 12 | 0.0016824 | 0.00042165 | 0 | 0 |  | 1 | TRUE | wye
9 | LV_792-25_0_4_load_155 | 14 | 0.0009302 | 0.00023313 | 0 | 0 |  | 1 | TRUE | wye
10 | LV_792-25_0_4_load_76 | 16 | 0.00096867 | 0.00024277 | 0 | 0 |  | 1 | TRUE | wye
11 | LV_792-25_0_4_load_71 | 17 | 0.00053432 | 0.00013391 | 0 | 0 |  | 1 | TRUE | wye
12 | LV_792-25_0_4_load_6 | 18 | 0.00088191 | 0.00022103 | 0 | 0 |  | 1 | TRUE | wye
13 | LV_792-25_0_4_load_7 | 19 | 0.00022705 | 5.6905e-05 | 0 | 0 |  | 1 | TRUE | wye
14 | LV_792-25_0_4_load_9 | 21 | 0.00029936 | 7.5028e-05 | 0 | 0 |  | 1 | TRUE | wye
15 | LV_792-25_0_4_load_10 | 22 | 0.00030556 | 7.658e-05 | 0 | 0 |  | 1 | TRUE | wye
16 | LV_792-25_0_4_load_12 | 24 | 0.00038023 | 9.5296e-05 | 0 | 0 |  | 1 | TRUE | wye
17 | LV_792-25_0_4_load_13 | 25 | 0.00043399 | 0.00010877 | 0 | 0 |  | 1 | TRUE | wye
18 | LV_792-25_0_4_load_19 | 26 | 0.00018229 | 4.5686e-05 | 0 | 0 |  | 1 | TRUE | wye
19 | LV_792-25_0_4_load_17 | 27 | 0.00043351 | 0.00010865 | 0 | 0 |  | 1 | TRUE | wye
20 | LV_792-25_0_4_load_14 | 30 | 0.00046983 | 0.00011775 | 0 | 0 |  | 1 | TRUE | wye
21 | LV_792-25_0_4_load_18 | 32 | 0.0009993 | 0.00025045 | 0 | 0 |  | 1 | TRUE | wye
22 | LV_792-25_0_4_load_88 | 33 | 0.00017542 | 4.3965e-05 | 0 | 0 |  | 1 | TRUE | wye
23 | LV_792-25_0_4_load_27 | 37 | 0.00055583 | 0.0001393 | 0 | 0 |  | 1 | TRUE | wye
24 | LV_792-25_0_4_load_30 | 38 | 0.00039709 | 9.952e-05 | 0 | 0 |  | 1 | TRUE | wye
25 | LV_792-25_0_4_load_163 | 39 | 0.00021114 | 5.2917e-05 | 0 | 0 |  | 1 | TRUE | wye
26 | LV_792-25_0_4_load_26 | 40 | 0.00025892 | 6.4892e-05 | 0 | 0 |  | 1 | TRUE | wye
27 | LV_792-25_0_4_load_29 | 41 | 0.00037077 | 9.2924e-05 | 0 | 0 |  | 1 | TRUE | wye
28 | LV_792-25_0_4_load_23 | 42 | 0.00035354 | 8.8605e-05 | 0 | 0 |  | 1 | TRUE | wye
29 | LV_792-25_0_4_load_24 | 43 | 0.00023395 | 5.8634e-05 | 0 | 0 |  | 1 | TRUE | wye
30 | LV_792-25_0_4_load_32 | 44 | 0.00091163 | 0.00022848 | 0 | 0 |  | 1 | TRUE | wye
31 | LV_792-25_0_4_load_25 | 45 | 0.00017475 | 4.3796e-05 | 0 | 0 |  | 1 | TRUE | wye
32 | LV_792-25_0_4_load_33 | 47 | 0.0013395 | 0.0003357 | 0 | 0 |  | 1 | TRUE | wye
33 | LV_792-25_0_4_load_34 | 48 | 0.00045948 | 0.00011516 | 0 | 0 |  | 1 | TRUE | wye
34 | LV_792-25_0_4_load_28 | 49 | 0.00022436 | 5.6231e-05 | 0 | 0 |  | 1 | TRUE | wye
35 | LV_792-25_0_4_load_122 | 50 | 0.00081265 | 0.00020367 | 0 | 0 |  | 1 | TRUE | wye
36 | LV_792-25_0_4_load_35 | 51 | 0.00041936 | 0.0001051 | 0 | 0 |  | 1 | TRUE | wye
37 | LV_792-25_0_4_load_123 | 52 | 0.00067448 | 0.00016904 | 0 | 0 |  | 1 | TRUE | wye
38 | LV_792-25_0_4_load_121 | 53 | 0.0014419 | 0.00036137 | 0 | 0 |  | 1 | TRUE | wye
39 | LV_792-25_0_4_load_164 | 54 | 0.0024062 | 0.00060304 | 0 | 0 |  | 1 | TRUE | wye
40 | LV_792-25_0_4_load_39 | 55 | 0.00097713 | 0.00024489 | 0 | 0 |  | 1 | TRUE | wye
41 | LV_792-25_0_4_load_36 | 56 | 0.00064315 | 0.00016119 | 0 | 0 |  | 1 | TRUE | wye
42 | LV_792-25_0_4_load_38 | 58 | 0.0020796 | 0.0005212 | 0 | 0 |  | 1 | TRUE | wye
43 | LV_792-25_0_4_load_115 | 59 | 0.0010865 | 0.00027231 | 0 | 0 |  | 1 | TRUE | wye
44 | LV_792-25_0_4_load_113 | 60 | 0.00074786 | 0.00018743 | 0 | 0 |  | 1 | TRUE | wye
45 | LV_792-25_0_4_load_40 | 61 | 0.00030782 | 7.7148e-05 | 0 | 0 |  | 1 | TRUE | wye
46 | LV_792-25_0_4_load_42 | 63 | 0.00038173 | 9.567e-05 | 0 | 0 |  | 1 | TRUE | wye
47 | LV_792-25_0_4_load_58 | 64 | 0.00023154 | 5.803e-05 | 0 | 0 |  | 1 | TRUE | wye
48 | LV_792-25_0_4_load_48 | 66 | 0.00177 | 0.00044361 | 0 | 0 |  | 1 | TRUE | wye
49 | LV_792-25_0_4_load_44 | 67 | 0.0010208 | 0.00025585 | 0 | 0 |  | 1 | TRUE | wye
50 | LV_792-25_0_4_load_43 | 69 | 0.00018039 | 4.5211e-05 | 0 | 0 |  | 1 | TRUE | wye
51 | LV_792-25_0_4_load_59 | 71 | 0.00033956 | 8.5102e-05 | 0 | 0 |  | 1 | TRUE | wye
52 | LV_792-25_0_4_load_167 | 72 | 0.00061519 | 0.00015418 | 0 | 0 |  | 1 | TRUE | wye
53 | LV_792-25_0_4_load_46 | 73 | 0.00017688 | 4.433e-05 | 0 | 0 |  | 1 | TRUE | wye
54 | LV_792-25_0_4_load_160 | 74 | 0.00020752 | 5.2009e-05 | 0 | 0 |  | 1 | TRUE | wye
55 | LV_792-25_0_4_load_159 | 75 | 0.00021273 | 5.3314e-05 | 0 | 0 |  | 1 | TRUE | wye
56 | LV_792-25_0_4_load_49 | 76 | 0.00071575 | 0.00017938 | 0 | 0 |  | 1 | TRUE | wye
57 | LV_792-25_0_4_load_50 | 77 | 0.0010315 | 0.00025852 | 0 | 0 |  | 1 | TRUE | wye
58 | LV_792-25_0_4_load_169 | 78 | 0.0020668 | 0.000518 | 0 | 0 |  | 1 | TRUE | wye
59 | LV_792-25_0_4_load_51 | 80 | 0.00046301 | 0.00011604 | 0 | 0 |  | 1 | TRUE | wye
60 | LV_792-25_0_4_load_53 | 81 | 0.00032828 | 8.2274e-05 | 0 | 0 |  | 1 | TRUE | wye
61 | LV_792-25_0_4_load_102 | 82 | 0.00025262 | 6.3312e-05 | 0 | 0 |  | 1 | TRUE | wye
62 | LV_792-25_0_4_load_52 | 83 | 0.00072425 | 0.00018151 | 0 | 0 |  | 1 | TRUE | wye
63 | LV_792-25_0_4_load_56 | 84 | 0.00079419 | 0.00019904 | 0 | 0 |  | 1 | TRUE | wye
64 | LV_792-25_0_4_load_54 | 85 | 0.0006663 | 0.00016699 | 0 | 0 |  | 1 | TRUE | wye
65 | LV_792-25_0_4_load_60 | 87 | 0.0012311 | 0.00030855 | 0 | 0 |  | 1 | TRUE | wye
66 | LV_792-25_0_4_load_61 | 88 | 0.0015987 | 0.00040067 | 0 | 0 |  | 1 | TRUE | wye
67 | LV_792-25_0_4_load_62 | 89 | 0.00047114 | 0.00011808 | 0 | 0 |  | 1 | TRUE | wye
68 | LV_792-25_0_4_load_64 | 91 | 0.0015523 | 0.00038903 | 0 | 0 |  | 1 | TRUE | wye
69 | LV_792-25_0_4_load_67 | 92 | 0.00072024 | 0.00018051 | 0 | 0 |  | 1 | TRUE | wye
70 | LV_792-25_0_4_load_68 | 93 | 0.0011431 | 0.00028649 | 0 | 0 |  | 1 | TRUE | wye
71 | LV_792-25_0_4_load_65 | 94 | 0.00090001 | 0.00022556 | 0 | 0 |  | 1 | TRUE | wye
72 | LV_792-25_0_4_load_77 | 95 | 0.00066578 | 0.00016686 | 0 | 0 |  | 1 | TRUE | wye
73 | LV_792-25_0_4_load_79 | 96 | 0.0014001 | 0.0003509 | 0 | 0 |  | 1 | TRUE | wye
74 | LV_792-25_0_4_load_66 | 97 | 0.0015072 | 0.00037775 | 0 | 0 |  | 1 | TRUE | wye
75 | LV_792-25_0_4_load_80 | 98 | 0.00055285 | 0.00013856 | 0 | 0 |  | 1 | TRUE | wye
76 | LV_792-25_0_4_load_81 | 99 | 0.00057192 | 0.00014334 | 0 | 0 |  | 1 | TRUE | wye
77 | LV_792-25_0_4_load_78 | 100 | 0.00085553 | 0.00021442 | 0 | 0 |  | 1 | TRUE | wye
78 | LV_792-25_0_4_load_69 | 101 | 0.00057264 | 0.00014352 | 0 | 0 |  | 1 | TRUE | wye
79 | LV_792-25_0_4_load_70 | 102 | 0.00082651 | 0.00020714 | 0 | 0 |  | 1 | TRUE | wye
80 | LV_792-25_0_4_load_75 | 104 | 0.00085675 | 0.00021472 | 0 | 0 |  | 1 | TRUE | wye
81 | LV_792-25_0_4_load_168 | 105 | 0.0034151 | 0.00085591 | 0 | 0 |  | 1 | TRUE | wye
82 | LV_792-25_0_4_load_84 | 106 | 0.0019583 | 0.00049078 | 0 | 0 |  | 1 | TRUE | wye
83 | LV_792-25_0_4_load_82 | 107 | 0.0013574 | 0.0003402 | 0 | 0 |  | 1 | TRUE | wye
84 | LV_792-25_0_4_load_83 | 108 | 0.00156 | 0.00039097 | 0 | 0 |  | 1 | TRUE | wye
85 | LV_792-25_0_4_load_87 | 111 | 0.0033873 | 0.00084894 | 0 | 0 |  | 1 | TRUE | wye
86 | LV_792-25_0_4_load_137 | 112 | 0.00058514 | 0.00014665 | 0 | 0 |  | 1 | TRUE | wye
87 | LV_792-25_0_4_load_133 | 113 | 0.0020195 | 0.00050614 | 0 | 0 |  | 1 | TRUE | wye
88 | LV_792-25_0_4_load_99 | 114 | 0.0045281 | 0.0011349 | 0 | 0 |  | 1 | TRUE | wye
89 | LV_792-25_0_4_load_161 | 115 | 0.0024129 | 0.00060472 | 0 | 0 |  | 1 | TRUE | wye
90 | LV_792-25_0_4_load_132 | 116 | 0.0016563 | 0.00041512 | 0 | 0 |  | 1 | TRUE | wye
91 | LV_792-25_0_4_load_100 | 117 | 0.0015407 | 0.00038612 | 0 | 0 |  | 1 | TRUE | wye
92 | LV_792-25_0_4_load_150 | 118 | 0.0063492 | 0.0015913 | 0 | 0 |  | 1 | TRUE | wye
93 | LV_792-25_0_4_load_151 | 119 | 0.00051374 | 0.00012875 | 0 | 0 |  | 1 | TRUE | wye
94 | LV_792-25_0_4_load_90 | 120 | 0.0013733 | 0.00034419 | 0 | 0 |  | 1 | TRUE | wye
95 | LV_792-25_0_4_load_91 | 121 | 0.0017408 | 0.00043628 | 0 | 0 |  | 1 | TRUE | wye
96 | LV_792-25_0_4_load_92 | 122 | 0.0031268 | 0.00078366 | 0 | 0 |  | 1 | TRUE | wye
97 | LV_792-25_0_4_load_93 | 123 | 0.0014039 | 0.00035184 | 0 | 0 |  | 1 | TRUE | wye
98 | LV_792-25_0_4_load_103 | 124 | 0.0024044 | 0.0006026 | 0 | 0 |  | 1 | TRUE | wye
99 | LV_792-25_0_4_load_104 | 125 | 0.0016328 | 0.00040923 | 0 | 0 |  | 1 | TRUE | wye
100 | LV_792-25_0_4_load_94 | 126 | 0.0016669 | 0.00041777 | 0 | 0 |  | 1 | TRUE | wye
101 | LV_792-25_0_4_load_95 | 127 | 0.0015746 | 0.00039462 | 0 | 0 |  | 1 | TRUE | wye
102 | LV_792-25_0_4_load_96 | 128 | 0.0019984 | 0.00050085 | 0 | 0 |  | 1 | TRUE | wye
103 | LV_792-25_0_4_load_97 | 129 | 0.002479 | 0.00062131 | 0 | 0 |  | 1 | TRUE | wye
104 | LV_792-25_0_4_load_98 | 130 | 0.0014159 | 0.00035487 | 0 | 0 |  | 1 | TRUE | wye
105 | LV_792-25_0_4_load_101 | 131 | 0.0028258 | 0.00070821 | 0 | 0 |  | 1 | TRUE | wye
106 | LV_792-25_0_4_load_117 | 133 | 0.0031519 | 0.00078993 | 0 | 0 |  | 1 | TRUE | wye
107 | LV_792-25_0_4_load_109 | 134 | 0.00082944 | 0.00020788 | 0 | 0 |  | 1 | TRUE | wye
108 | LV_792-25_0_4_load_106 | 135 | 0.00067859 | 0.00017007 | 0 | 0 |  | 1 | TRUE | wye
109 | LV_792-25_0_4_load_139 | 136 | 0.0021708 | 0.00054405 | 0 | 0 |  | 1 | TRUE | wye
110 | LV_792-25_0_4_load_138 | 137 | 0.0020647 | 0.00051745 | 0 | 0 |  | 1 | TRUE | wye
111 | LV_792-25_0_4_load_118 | 138 | 0.0011784 | 0.00029533 | 0 | 0 |  | 1 | TRUE | wye
112 | LV_792-25_0_4_load_105 | 139 | 0.0014035 | 0.00035175 | 0 | 0 |  | 1 | TRUE | wye
113 | LV_792-25_0_4_load_136 | 140 | 0.0022824 | 0.00057202 | 0 | 0 |  | 1 | TRUE | wye
114 | LV_792-25_0_4_load_129 | 141 | 0.00098388 | 0.00024658 | 0 | 0 |  | 1 | TRUE | wye
115 | LV_792-25_0_4_load_110 | 143 | 0.0014393 | 0.00036072 | 0 | 0 |  | 1 | TRUE | wye
116 | LV_792-25_0_4_load_111 | 144 | 0.0012203 | 0.00030582 | 0 | 0 |  | 1 | TRUE | wye
117 | LV_792-25_0_4_load_130 | 145 | 0.0022613 | 0.00056673 | 0 | 0 |  | 1 | TRUE | wye
118 | LV_792-25_0_4_load_131 | 147 | 0.0046677 | 0.0011698 | 0 | 0 |  | 1 | TRUE | wye
119 | LV_792-25_0_4_load_127 | 148 | 0.0011252 | 0.000282 | 0 | 0 |  | 1 | TRUE | wye
120 | LV_792-25_0_4_load_114 | 149 | 0.0010461 | 0.00026217 | 0 | 0 |  | 1 | TRUE | wye
121 | LV_792-25_0_4_load_112 | 150 | 0.00089929 | 0.00022538 | 0 | 0 |  | 1 | TRUE | wye
122 | LV_792-25_0_4_load_125 | 151 | 0.0013777 | 0.00034528 | 0 | 0 |  | 1 | TRUE | wye
123 | LV_792-25_0_4_load_119 | 152 | 0.0015268 | 0.00038265 | 0 | 0 |  | 1 | TRUE | wye
124 | LV_792-25_0_4_load_142 | 153 | 0.0012449 | 0.00031199 | 0 | 0 |  | 1 | TRUE | wye
125 | LV_792-25_0_4_load_143 | 154 | 0.00098094 | 0.00024585 | 0 | 0 |  | 1 | TRUE | wye
126 | LV_792-25_0_4_load_120 | 155 | 0.00048273 | 0.00012098 | 0 | 0 |  | 1 | TRUE | wye
127 | LV_792-25_0_4_load_124 | 156 | 0.0021456 | 0.00053773 | 0 | 0 |  | 1 | TRUE | wye
128 | LV_792-25_0_4_load_128 | 158 | 0.0011382 | 0.00028527 | 0 | 0 |  | 1 | TRUE | wye
129 | LV_792-25_0_4_load_156 | 159 | 0.00099317 | 0.00024891 | 0 | 0 |  | 1 | TRUE | wye
130 | LV_792-25_0_4_load_157 | 160 | 0.00073684 | 0.00018467 | 0 | 0 |  | 1 | TRUE | wye
131 | LV_792-25_0_4_load_134 | 161 | 0.0016482 | 0.00041307 | 0 | 0 |  | 1 | TRUE | wye
132 | LV_792-25_0_4_load_135 | 162 | 0.0012625 | 0.00031641 | 0 | 0 |  | 1 | TRUE | wye
133 | LV_792-25_0_4_load_162 | 163 | 0.00085992 | 0.00021552 | 0 | 0 |  | 1 | TRUE | wye
134 | LV_792-25_0_4_load_140 | 164 | 0.0024654 | 0.00061789 | 0 | 0 |  | 1 | TRUE | wye
135 | LV_792-25_0_4_load_141 | 165 | 0.0011808 | 0.00029594 | 0 | 0 |  | 1 | TRUE | wye
136 | LV_792-25_0_4_load_154 | 166 | 0.0014192 | 0.00035568 | 0 | 0 |  | 1 | TRUE | wye
137 | LV_792-25_0_4_load_153 | 167 | 0.0019428 | 0.00048691 | 0 | 0 |  | 1 | TRUE | wye
138 | LV_792-25_0_4_load_152 | 168 | 0.0027755 | 0.00069561 | 0 | 0 |  | 1 | TRUE | wye
139 | LV_792-25_0_4_load_158 | 169 | 0.0037149 | 0.00093105 | 0 | 0 |  | 1 | TRUE | wye

## ext_grid
| name | bus | vm_pu | va_degree | slack_weight | in_service
0 |  | 161 | 1 | 0 | 1 | TRUE

## line
| name | std_type | from_bus | to_bus | length_km | r_ohm_per_km | x_ohm_per_km | c_nf_per_km | g_us_per_km | max_i_ka | df | parallel | type | in_service
0 | LV_792-25_0_4_line_0 | NAYY 4x150 SE | 0 | 1 | 0.023102 | 0.208 | 0.08 | 261 | 0 | 0.27 | 1 | 1 | cs | TRUE
1 | LV_792-25_0_4_line_1 | NAYY 4x150 SE | 1 | 2 | 0.0784 | 0.208 | 0.08 | 261 | 0 | 0.27 | 1 | 1 | cs | TRUE
2 | LV_792-25_0_4_line_2 | NAYY 4x150 SE | 2 | 6 | 0.050624 | 0.208 | 0.08 | 261 | 0 | 0.27 | 1 | 1 | cs | TRUE
3 | LV_792-25_0_4_line_3 | NAYY 4x150 SE | 3 | 4 | 0.042241 | 0.208 | 0.08 | 261 | 0 | 0.27 | 1 | 1 | cs | TRUE
4 | LV_792-25_0_4_line_4 | NAYY 4x150 SE | 3 | 5 | 0.023053 | 0.208 | 0.08 | 261 | 0 | 0.27 | 1 | 1 | cs | TRUE
5 | LV_792-25_0_4_line_5 | NAYY 4x150 SE | 4 | 34 | 0.018441 | 0.208 | 0.08 | 261 | 0 | 0.27 | 1 | 1 | cs | TRUE
6 | LV_792-25_0_4_line_6 | NAYY 4x150 SE | 5 | 7 | 0.0065373 | 0.208 | 0.08 | 261 | 0 | 0.27 | 1 | 1 | cs | TRUE
7 | LV_792-25_0_4_line_7 | NAYY 4x150 SE | 6 | 8 | 0.0539 | 0.208 | 0.08 | 261 | 0 | 0.27 | 1 | 1 | cs | TRUE
8 | LV_792-25_0_4_line_8 | NAYY 4x150 SE | 7 | 9 | 0.043493 | 0.208 | 0.08 | 261 | 0 | 0.27 | 1 | 1 | cs | TRUE
9 | LV_792-25_0_4_line_9 | NAYY 4x150 SE | 8 | 11 | 0.18759 | 0.208 | 0.08 | 261 | 0 | 0.27 | 1 | 1 | cs | TRUE
10 | LV_792-25_0_4_line_10 | NAYY 4x150 SE | 9 | 10 | 0.13667 | 0.208 | 0.08 | 261 | 0 | 0.27 | 1 | 1 | cs | TRUE
11 | LV_792-25_0_4_line_11 | NAYY 4x150 SE | 10 | 11 | 0.012203 | 0.208 | 0.08 | 261 | 0 | 0.27 | 1 | 1 | cs | TRUE
12 | LV_792-25_0_4_line_12 | NAYY 4x150 SE | 10 | 12 | 0.21038 | 0.208 | 0.08 | 261 | 0 | 0.27 | 1 | 1 | cs | TRUE
13 | LV_792-25_0_4_line_13 | NAYY 4x150 SE | 12 | 13 | 0.11896 | 0.208 | 0.08 | 261 | 0 | 0.27 | 1 | 1 | cs | TRUE
14 | LV_792-25_0_4_line_14 | NAYY 4x150 SE | 13 | 14 | 0.22105 | 0.208 | 0.08 | 261 | 0 | 0.27 | 1 | 1 | cs | TRUE
15 | LV_792-25_0_4_line_15 | NAYY 4x150 SE | 15 | 16 | 0.061433 | 0.208 | 0.08 | 261 | 0 | 0.27 | 1 | 1 | cs | TRUE
16 | LV_792-25_0_4_line_16 | NAYY 4x150 SE | 15 | 17 | 0.096372 | 0.208 | 0.08 | 261 | 0 | 0.27 | 1 | 1 | cs | TRUE
17 | LV_792-25_0_4_line_17 | NAYY 4x150 SE | 16 | 82 | 0.066925 | 0.208 | 0.08 | 261 | 0 | 0.27 | 1 | 1 | cs | TRUE
18 | LV_792-25_0_4_line_18 | NAYY 4x150 SE | 17 | 101 | 0.037474 | 0.208 | 0.08 | 261 | 0 | 0.27 | 1 | 1 | cs | TRUE
19 | LV_792-25_0_4_line_19 | NAYY 4x150 SE | 18 | 19 | 0.037171 | 0.208 | 0.08 | 261 | 0 | 0.27 | 1 | 1 | cs | TRUE
20 | LV_792-25_0_4_line_20 | NAYY 4x150 SE | 18 | 20 | 0.010855 | 0.208 | 0.08 | 261 | 0 | 0.27 | 1 | 1 | cs | TRUE
21 | LV_792-25_0_4_line_21 | NAYY 4x150 SE | 19 | 21 | 0.019892 | 0.208 | 0.08 | 261 | 0 | 0.27 | 1 | 1 | cs | TRUE
22 | LV_792-25_0_4_line_22 | NAYY 4x150 SE | 20 | 22 | 0.043434 | 0.208 | 0.08 | 261 | 0 | 0.27 | 1 | 1 | cs | TRUE
23 | LV_792-25_0_4_line_23 | NAYY 4x150 SE | 21 | 23 | 0.022421 | 0.208 | 0.08 | 261 | 0 | 0.27 | 1 | 1 | cs | TRUE
24 | LV_792-25_0_4_line_24 | NAYY 4x150 SE | 23 | 24 | 0.022223 | 0.208 | 0.08 | 261 | 0 | 0.27 | 1 | 3 | cs | TRUE
25 | LV_792-25_0_4_line_25 | NAYY 4x150 SE | 23 | 25 | 0.013843 | 0.208 | 0.08 | 261 | 0 | 0.27 | 1 | 3 | cs | TRUE
26 | LV_792-25_0_4_line_26 | NAYY 4x150 SE | 24 | 26 | 0.01549 | 0.208 | 0.08 | 261 | 0 | 0.27 | 1 | 3 | cs | TRUE
27 | LV_792-25_0_4_line_27 | NAYY 4x150 SE | 25 | 27 | 0.01859 | 0.208 | 0.08 | 261 | 0 | 0.27 | 1 | 3 | cs | TRUE
28 | LV_792-25_0_4_line_28 | NAYY 4x150 SE | 26 | 28 | 0.0079351 | 0.208 | 0.08 | 261 | 0 | 0.27 | 1 | 3 | cs | TRUE
29 | LV_792-25_0_4_line_29 | NAYY 4x150 SE | 27 | 29 | 0.053279 | 0.208 | 0.08 | 261 | 0 | 0.27 | 1 | 3 | cs | TRUE
30 | LV_792-25_0_4_line_30 | NAYY 4x150 SE | 28 | 35 | 0.006566 | 0.208 | 0.08 | 261 | 0 | 0.27 | 1 | 3 | cs | TRUE
31 | LV_792-25_0_4_line_31 | NAYY 4x150 SE | 28 | 36 | 0.10203 | 0.208 | 0.08 | 261 | 0 | 0.27 | 1 | 1 | cs | TRUE
32 | LV_792-25_0_4_line_32 | NAYY 4x150 SE | 29 | 30 | 0.023498 | 0.208 | 0.08 | 261 | 0 | 0.27 | 1 | 3 | cs | TRUE
33 | LV_792-25_0_4_line_33 | NAYY 4x150 SE | 30 | 31 | 0.018921 | 0.208 | 0.08 | 261 | 0 | 0.27 | 1 | 3 | cs | TRUE
34 | LV_792-25_0_4_line_34 | NAYY 4x150 SE | 31 | 32 | 0.097451 | 0.208 | 0.08 | 261 | 0 | 0.27 | 1 | 3 | cs | TRUE
35 | LV_792-25_0_4_line_35 | NAYY 4x150 SE | 32 | 33 | 0.049912 | 0.208 | 0.08 | 261 | 0 | 0.27 | 1 | 3 | cs | TRUE
36 | LV_792-25_0_4_line_36 | NAYY 4x150 SE | 33 | 34 | 0.11254 | 0.208 | 0.08 | 261 | 0 | 0.27 | 1 | 2 | cs | TRUE
37 | LV_792-25_0_4_line_37 | NAYY 4x150 SE | 34 | 118 | 0.010229 | 0.208 | 0.08 | 261 | 0 | 0.27 | 1 | 1 | cs | TRUE
38 | LV_792-25_0_4_line_38 | NAYY 4x150 SE | 35 | 37 | 0.016929 | 0.208 | 0.08 | 261 | 0 | 0.27 | 1 | 3 | cs | TRUE
39 | LV_792-25_0_4_line_39 | NAYY 4x150 SE | 35 | 38 | 0.0098115 | 0.208 | 0.08 | 261 | 0 | 0.27 | 1 | 1 | cs | TRUE
40 | LV_792-25_0_4_line_40 | NAYY 4x150 SE | 36 | 39 | 0.13155 | 0.208 | 0.08 | 261 | 0 | 0.27 | 1 | 1 | cs | TRUE
41 | LV_792-25_0_4_line_41 | NAYY 4x150 SE | 37 | 40 | 0.0056237 | 0.208 | 0.08 | 261 | 0 | 0.27 | 1 | 3 | cs | TRUE
42 | LV_792-25_0_4_line_42 | NAYY 4x150 SE | 38 | 41 | 0.016512 | 0.208 | 0.08 | 261 | 0 | 0.27 | 1 | 1 | cs | TRUE
43 | LV_792-25_0_4_line_43 | NAYY 4x150 SE | 40 | 45 | 0.0066263 | 0.208 | 0.08 | 261 | 0 | 0.27 | 1 | 3 | cs | TRUE
44 | LV_792-25_0_4_line_44 | NAYY 4x150 SE | 41 | 49 | 0.0010951 | 0.208 | 0.08 | 261 | 0 | 0.27 | 1 | 1 | cs | TRUE
45 | LV_792-25_0_4_line_45 | NAYY 4x150 SE | 42 | 43 | 0.0013218 | 0.208 | 0.08 | 261 | 0 | 0.27 | 1 | 3 | cs | TRUE
46 | LV_792-25_0_4_line_46 | NAYY 4x150 SE | 42 | 44 | 0.11943 | 0.208 | 0.08 | 261 | 0 | 0.27 | 1 | 3 | cs | TRUE
47 | LV_792-25_0_4_line_47 | NAYY 4x150 SE | 43 | 45 | 0.015084 | 0.208 | 0.08 | 261 | 0 | 0.27 | 1 | 3 | cs | TRUE
48 | LV_792-25_0_4_line_48 | NAYY 4x150 SE | 44 | 46 | 0.011256 | 0.208 | 0.08 | 261 | 0 | 0.27 | 1 | 3 | cs | TRUE
49 | LV_792-25_0_4_line_49 | NAYY 4x150 SE | 46 | 47 | 0.068268 | 0.208 | 0.08 | 261 | 0 | 0.27 | 1 | 3 | cs | TRUE
50 | LV_792-25_0_4_line_50 | NAYY 4x150 SE | 46 | 48 | 0.013662 | 0.208 | 0.08 | 261 | 0 | 0.27 | 1 | 1 | cs | TRUE
51 | LV_792-25_0_4_line_51 | NAYY 4x150 SE | 47 | 50 | 0.13239 | 0.208 | 0.08 | 261 | 0 | 0.27 | 1 | 3 | cs | TRUE
52 | LV_792-25_0_4_line_52 | NAYY 4x150 SE | 48 | 51 | 0.088308 | 0.208 | 0.08 | 261 | 0 | 0.27 | 1 | 1 | cs | TRUE
53 | LV_792-25_0_4_line_53 | NAYY 4x150 SE | 50 | 52 | 0.013902 | 0.208 | 0.08 | 261 | 0 | 0.27 | 1 | 3 | cs | TRUE
54 | LV_792-25_0_4_line_54 | NAYY 4x150 SE | 50 | 53 | 0.026498 | 0.208 | 0.08 | 261 | 0 | 0.27 | 1 | 1 | cs | TRUE
55 | LV_792-25_0_4_line_55 | NAYY 4x150 SE | 52 | 143 | 0.034689 | 0.208 | 0.08 | 261 | 0 | 0.27 | 1 | 3 | cs | TRUE
56 | LV_792-25_0_4_line_56 | NAYY 4x150 SE | 53 | 155 | 0.00076309 | 0.208 | 0.08 | 261 | 0 | 0.27 | 1 | 1 | cs | TRUE
57 | LV_792-25_0_4_line_57 | NAYY 4x150 SE | 54 | 55 | 0.076426 | 0.208 | 0.08 | 261 | 0 | 0.27 | 1 | 1 | cs | TRUE
58 | LV_792-25_0_4_line_58 | NAYY 4x150 SE | 55 | 57 | 0.014913 | 0.208 | 0.08 | 261 | 0 | 0.27 | 1 | 1 | cs | TRUE
59 | LV_792-25_0_4_line_59 | NAYY 4x150 SE | 56 | 57 | 0.040623 | 0.208 | 0.08 | 261 | 0 | 0.27 | 1 | 1 | cs | TRUE
60 | LV_792-25_0_4_line_60 | NAYY 4x150 SE | 57 | 58 | 0.014633 | 0.208 | 0.08 | 261 | 0 | 0.27 | 1 | 1 | cs | TRUE
61 | LV_792-25_0_4_line_61 | NAYY 4x150 SE | 58 | 59 | 0.010901 | 0.208 | 0.08 | 261 | 0 | 0.27 | 1 | 1 | cs | TRUE
62 | LV_792-25_0_4_line_62 | NAYY 4x150 SE | 59 | 60 | 0.0019962 | 0.208 | 0.08 | 261 | 0 | 0.27 | 1 | 1 | cs | TRUE
63 | LV_792-25_0_4_line_63 | NAYY 4x150 SE | 60 | 150 | 0.016397 | 0.208 | 0.08 | 261 | 0 | 0.27 | 1 | 1 | cs | TRUE
64 | LV_792-25_0_4_line_64 | NAYY 4x150 SE | 61 | 62 | 0.066982 | 0.208 | 0.08 | 261 | 0 | 0.27 | 1 | 1 | cs | TRUE
65 | LV_792-25_0_4_line_65 | NAYY 4x150 SE | 62 | 63 | 0.016487 | 0.208 | 0.08 | 261 | 0 | 0.27 | 1 | 1 | cs | TRUE
66 | LV_792-25_0_4_line_66 | NAYY 4x150 SE | 63 | 67 | 0.00076837 | 0.208 | 0.08 | 261 | 0 | 0.27 | 1 | 1 | cs | TRUE
67 | LV_792-25_0_4_line_67 | NAYY 4x150 SE | 64 | 65 | 0.052164 | 0.208 | 0.08 | 261 | 0 | 0.27 | 1 | 1 | cs | TRUE
68 | LV_792-25_0_4_line_68 | NAYY 4x150 SE | 64 | 66 | 0.11032 | 0.208 | 0.08 | 261 | 0 | 0.27 | 1 | 1 | cs | TRUE
69 | LV_792-25_0_4_line_69 | NAYY 4x150 SE | 65 | 71 | 0.10598 | 0.208 | 0.08 | 261 | 0 | 0.27 | 1 | 1 | cs | TRUE
70 | LV_792-25_0_4_line_70 | NAYY 4x150 SE | 66 | 76 | 0.022028 | 0.208 | 0.08 | 261 | 0 | 0.27 | 1 | 1 | cs | TRUE
71 | LV_792-25_0_4_line_71 | NAYY 4x150 SE | 67 | 68 | 0.04394 | 0.208 | 0.08 | 261 | 0 | 0.27 | 1 | 1 | cs | TRUE
72 | LV_792-25_0_4_line_72 | NAYY 4x150 SE | 68 | 73 | 0.066368 | 0.208 | 0.08 | 261 | 0 | 0.27 | 1 | 1 | cs | TRUE
73 | LV_792-25_0_4_line_73 | NAYY 4x150 SE | 68 | 70 | 0.076915 | 0.208 | 0.08 | 261 | 0 | 0.27 | 1 | 1 | cs | TRUE
74 | LV_792-25_0_4_line_74 | NAYY 4x150 SE | 69 | 70 | 0.18401 | 0.208 | 0.08 | 261 | 0 | 0.27 | 1 | 1 | cs | TRUE
75 | LV_792-25_0_4_line_75 | NAYY 4x150 SE | 69 | 71 | 0.23397 | 0.208 | 0.08 | 261 | 0 | 0.27 | 1 | 1 | cs | TRUE
76 | LV_792-25_0_4_line_76 | NAYY 4x150 SE | 70 | 72 | 0.059926 | 0.208 | 0.08 | 261 | 0 | 0.27 | 1 | 1 | cs | TRUE
77 | LV_792-25_0_4_line_77 | NAYY 4x150 SE | 73 | 74 | 0.013909 | 0.208 | 0.08 | 261 | 0 | 0.27 | 1 | 1 | cs | TRUE
78 | LV_792-25_0_4_line_78 | NAYY 4x150 SE | 74 | 75 | 0.0081451 | 0.208 | 0.08 | 261 | 0 | 0.27 | 1 | 1 | cs | TRUE
79 | LV_792-25_0_4_line_79 | NAYY 4x150 SE | 75 | 158 | 0.12134 | 0.208 | 0.08 | 261 | 0 | 0.27 | 1 | 1 | cs | TRUE
80 | LV_792-25_0_4_line_80 | NAYY 4x150 SE | 76 | 77 | 0.065241 | 0.208 | 0.08 | 261 | 0 | 0.27 | 1 | 1 | cs | TRUE
81 | LV_792-25_0_4_line_81 | NAYY 4x150 SE | 77 | 80 | 0.0037681 | 0.208 | 0.08 | 261 | 0 | 0.27 | 1 | 1 | cs | TRUE
82 | LV_792-25_0_4_line_82 | NAYY 4x150 SE | 78 | 79 | 0.024401 | 0.208 | 0.08 | 261 | 0 | 0.27 | 1 | 1 | cs | TRUE
83 | LV_792-25_0_4_line_83 | NAYY 4x150 SE | 79 | 105 | 0.013509 | 0.208 | 0.08 | 261 | 0 | 0.27 | 1 | 1 | cs | TRUE
84 | LV_792-25_0_4_line_84 | NAYY 4x150 SE | 79 | 103 | 0.10705 | 0.208 | 0.08 | 261 | 0 | 0.27 | 1 | 1 | cs | TRUE
85 | LV_792-25_0_4_line_85 | NAYY 4x150 SE | 80 | 84 | 0.18454 | 0.208 | 0.08 | 261 | 0 | 0.27 | 1 | 1 | cs | TRUE
86 | LV_792-25_0_4_line_86 | NAYY 4x150 SE | 81 | 82 | 0.058585 | 0.208 | 0.08 | 261 | 0 | 0.27 | 1 | 1 | cs | TRUE
87 | LV_792-25_0_4_line_87 | NAYY 4x150 SE | 81 | 83 | 0.13944 | 0.208 | 0.08 | 261 | 0 | 0.27 | 1 | 1 | cs | TRUE
88 | LV_792-25_0_4_line_88 | NAYY 4x150 SE | 84 | 86 | 0.0077675 | 0.208 | 0.08 | 261 | 0 | 0.27 | 1 | 1 | cs | TRUE
89 | LV_792-25_0_4_line_89 | NAYY 4x150 SE | 85 | 86 | 0.030179 | 0.208 | 0.08 | 261 | 0 | 0.27 | 1 | 1 | cs | TRUE
90 | LV_792-25_0_4_line_90 | NAYY 4x150 SE | 87 | 88 | 0.014709 | 0.208 | 0.08 | 261 | 0 | 0.27 | 1 | 1 | cs | TRUE
91 | LV_792-25_0_4_line_91 | NAYY 4x150 SE | 87 | 89 | 0.03624 | 0.208 | 0.08 | 261 | 0 | 0.27 | 1 | 1 | cs | TRUE
92 | LV_792-25_0_4_line_92 | NAYY 4x150 SE | 88 | 90 | 0.048202 | 0.208 | 0.08 | 261 | 0 | 0.27 | 1 | 1 | cs | TRUE
93 | LV_792-25_0_4_line_93 | NAYY 4x150 SE | 89 | 91 | 0.029716 | 0.208 | 0.08 | 261 | 0 | 0.27 | 1 | 1 | cs | TRUE
94 | LV_792-25_0_4_line_94 | NAYY 4x150 SE | 90 | 92 | 0.0016256 | 0.208 | 0.08 | 261 | 0 | 0.27 | 1 | 1 | cs | TRUE
95 | LV_792-25_0_4_line_95 | NAYY 4x150 SE | 90 | 93 | 0.0038287 | 0.208 | 0.08 | 261 | 0 | 0.27 | 1 | 1 | cs | TRUE
96 | LV_792-25_0_4_line_96 | NAYY 4x150 SE | 91 | 94 | 0.023298 | 0.208 | 0.08 | 261 | 0 | 0.27 | 1 | 1 | cs | TRUE
97 | LV_792-25_0_4_line_97 | NAYY 4x150 SE | 92 | 95 | 0.019517 | 0.208 | 0.08 | 261 | 0 | 0.27 | 1 | 1 | cs | TRUE
98 | LV_792-25_0_4_line_98 | NAYY 4x150 SE | 93 | 96 | 0.037565 | 0.208 | 0.08 | 261 | 0 | 0.27 | 1 | 1 | cs | TRUE
99 | LV_792-25_0_4_line_99 | NAYY 4x150 SE | 94 | 97 | 0.0089917 | 0.208 | 0.08 | 261 | 0 | 0.27 | 1 | 1 | cs | TRUE
100 | LV_792-25_0_4_line_100 | NAYY 4x150 SE | 95 | 100 | 0.020665 | 0.208 | 0.08 | 261 | 0 | 0.27 | 1 | 1 | cs | TRUE
101 | LV_792-25_0_4_line_101 | NAYY 4x150 SE | 97 | 98 | 0.011223 | 0.208 | 0.08 | 261 | 0 | 0.27 | 1 | 1 | cs | TRUE
102 | LV_792-25_0_4_line_102 | NAYY 4x150 SE | 98 | 99 | 0.0054499 | 0.208 | 0.08 | 261 | 0 | 0.27 | 1 | 1 | cs | TRUE
103 | LV_792-25_0_4_line_103 | NAYY 4x150 SE | 99 | 106 | 0.021198 | 0.208 | 0.08 | 261 | 0 | 0.27 | 1 | 1 | cs | TRUE
104 | LV_792-25_0_4_line_104 | NAYY 4x150 SE | 100 | 104 | 0.0074128 | 0.208 | 0.08 | 261 | 0 | 0.27 | 1 | 1 | cs | TRUE
105 | LV_792-25_0_4_line_105 | NAYY 4x150 SE | 101 | 102 | 0.011069 | 0.208 | 0.08 | 261 | 0 | 0.27 | 1 | 1 | cs | TRUE
106 | LV_792-25_0_4_line_106 | NAYY 4x150 SE | 102 | 103 | 0.016714 | 0.208 | 0.08 | 261 | 0 | 0.27 | 1 | 1 | cs | TRUE
107 | LV_792-25_0_4_line_107 | NAYY 4x150 SE | 103 | 104 | 0.026329 | 0.208 | 0.08 | 261 | 0 | 0.27 | 1 | 1 | cs | TRUE
108 | LV_792-25_0_4_line_108 | NAYY 4x150 SE | 106 | 107 | 0.0091947 | 0.208 | 0.08 | 261 | 0 | 0.27 | 1 | 1 | cs | TRUE
109 | LV_792-25_0_4_line_109 | NAYY 4x150 SE | 107 | 108 | 0.018954 | 0.208 | 0.08 | 261 | 0 | 0.27 | 1 | 1 | cs | TRUE
110 | LV_792-25_0_4_line_110 | NAYY 4x150 SE | 108 | 109 | 0.01963 | 0.208 | 0.08 | 261 | 0 | 0.27 | 1 | 1 | cs | TRUE
111 | LV_792-25_0_4_line_111 | NAYY 4x150 SE | 109 | 110 | 0.024064 | 0.208 | 0.08 | 261 | 0 | 0.27 | 1 | 1 | cs | TRUE
112 | LV_792-25_0_4_line_112 | NAYY 4x150 SE | 109 | 111 | 0.015654 | 0.208 | 0.08 | 261 | 0 | 0.27 | 1 | 1 | cs | TRUE
113 | LV_792-25_0_4_line_113 | NAYY 4x150 SE | 110 | 112 | 0.077863 | 0.208 | 0.08 | 261 | 0 | 0.27 | 1 | 1 | cs | TRUE
114 | LV_792-25_0_4_line_114 | NAYY 4x150 SE | 110 | 113 | 0.085569 | 0.208 | 0.08 | 261 | 0 | 0.27 | 1 | 1 | cs | TRUE
115 | LV_792-25_0_4_line_115 | NAYY 4x150 SE | 111 | 114 | 0.025923 | 0.208 | 0.08 | 261 | 0 | 0.27 | 1 | 1 | cs | TRUE
116 | LV_792-25_0_4_line_116 | NAYY 4x150 SE | 112 | 115 | 0.0023945 | 0.208 | 0.08 | 261 | 0 | 0.27 | 1 | 1 | cs | TRUE
117 | LV_792-25_0_4_line_117 | NAYY 4x150 SE | 113 | 116 | 0.029961 | 0.208 | 0.08 | 261 | 0 | 0.27 | 1 | 1 | cs | TRUE
118 | LV_792-25_0_4_line_118 | NAYY 4x150 SE | 114 | 117 | 0.081245 | 0.208 | 0.08 | 261 | 0 | 0.27 | 1 | 1 | cs | TRUE
119 | LV_792-25_0_4_line_119 | NAYY 4x150 SE | 115 | 163 | 0.010542 | 0.208 | 0.08 | 261 | 0 | 0.27 | 1 | 1 | cs | TRUE
120 | LV_792-25_0_4_line_120 | NAYY 4x150 SE | 116 | 161 | 0.051127 | 0.208 | 0.08 | 261 | 0 | 0.27 | 1 | 1 | cs | TRUE
121 | LV_792-25_0_4_line_121 | NAYY 4x150 SE | 117 | 136 | 0.013273 | 0.208 | 0.08 | 261 | 0 | 0.27 | 1 | 1 | cs | TRUE
122 | LV_792-25_0_4_line_122 | NAYY 4x150 SE | 118 | 119 | 0.092393 | 0.208 | 0.08 | 261 | 0 | 0.27 | 1 | 1 | cs | TRUE
123 | LV_792-25_0_4_line_123 | NAYY 4x150 SE | 119 | 168 | 0.0070713 | 0.208 | 0.08 | 261 | 0 | 0.27 | 1 | 1 | cs | TRUE
124 | LV_792-25_0_4_line_124 | NAYY 4x150 SE | 120 | 121 | 0.0078973 | 0.208 | 0.08 | 261 | 0 | 0.27 | 1 | 1 | cs | TRUE
125 | LV_792-25_0_4_line_125 | NAYY 4x150 SE | 120 | 122 | 0.00099102 | 0.208 | 0.08 | 261 | 0 | 0.27 | 1 | 1 | cs | TRUE
126 | LV_792-25_0_4_line_126 | NAYY 4x150 SE | 121 | 123 | 0.015024 | 0.208 | 0.08 | 261 | 0 | 0.27 | 1 | 1 | cs | TRUE
127 | LV_792-25_0_4_line_127 | NAYY 4x150 SE | 123 | 124 | 0.008286 | 0.208 | 0.08 | 261 | 0 | 0.27 | 1 | 1 | cs | TRUE
128 | LV_792-25_0_4_line_128 | NAYY 4x150 SE | 124 | 125 | 0.0091698 | 0.208 | 0.08 | 261 | 0 | 0.27 | 1 | 1 | cs | TRUE
129 | LV_792-25_0_4_line_129 | NAYY 4x150 SE | 125 | 139 | 0.0023012 | 0.208 | 0.08 | 261 | 0 | 0.27 | 1 | 1 | cs | TRUE
130 | LV_792-25_0_4_line_130 | NAYY 4x150 SE | 126 | 127 | 0.0020535 | 0.208 | 0.08 | 261 | 0 | 0.27 | 1 | 3 | cs | TRUE
131 | LV_792-25_0_4_line_131 | NAYY 4x150 SE | 126 | 128 | 0.021114 | 0.208 | 0.08 | 261 | 0 | 0.27 | 1 | 3 | cs | TRUE
132 | LV_792-25_0_4_line_132 | NAYY 4x150 SE | 127 | 129 | 0.024197 | 0.208 | 0.08 | 261 | 0 | 0.27 | 1 | 3 | cs | TRUE
133 | LV_792-25_0_4_line_133 | NAYY 4x150 SE | 128 | 130 | 0.026754 | 0.208 | 0.08 | 261 | 0 | 0.27 | 1 | 3 | cs | TRUE
134 | LV_792-25_0_4_line_134 | NAYY 4x150 SE | 129 | 131 | 0.031514 | 0.208 | 0.08 | 261 | 0 | 0.27 | 1 | 3 | cs | TRUE
135 | LV_792-25_0_4_line_135 | NAYY 4x150 SE | 130 | 132 | 0.017654 | 0.208 | 0.08 | 261 | 0 | 0.27 | 1 | 3 | cs | TRUE
136 | LV_792-25_0_4_line_136 | NAYY 4x150 SE | 131 | 133 | 0.0030116 | 0.208 | 0.08 | 261 | 0 | 0.27 | 1 | 3 | cs | TRUE
137 | LV_792-25_0_4_line_137 | NAYY 4x150 SE | 132 | 134 | 0.045314 | 0.208 | 0.08 | 261 | 0 | 0.27 | 1 | 1 | cs | TRUE
138 | LV_792-25_0_4_line_138 | NAYY 4x150 SE | 132 | 135 | 0.030506 | 0.208 | 0.08 | 261 | 0 | 0.27 | 1 | 3 | cs | TRUE
139 | LV_792-25_0_4_line_139 | NAYY 4x150 SE | 133 | 138 | 0.0047976 | 0.208 | 0.08 | 261 | 0 | 0.27 | 1 | 3 | cs | TRUE
140 | LV_792-25_0_4_line_140 | NAYY 4x150 SE | 134 | 145 | 0.012975 | 0.208 | 0.08 | 261 | 0 | 0.27 | 1 | 1 | cs | TRUE
141 | LV_792-25_0_4_line_141 | NAYY 4x150 SE | 135 | 142 | 0.016522 | 0.208 | 0.08 | 261 | 0 | 0.27 | 1 | 3 | cs | TRUE
142 | LV_792-25_0_4_line_142 | NAYY 4x150 SE | 136 | 137 | 0.0088226 | 0.208 | 0.08 | 261 | 0 | 0.27 | 1 | 1 | cs | TRUE
143 | LV_792-25_0_4_line_143 | NAYY 4x150 SE | 137 | 164 | 0.0020262 | 0.208 | 0.08 | 261 | 0 | 0.27 | 1 | 1 | cs | TRUE
144 | LV_792-25_0_4_line_144 | NAYY 4x150 SE | 138 | 152 | 0.013643 | 0.208 | 0.08 | 261 | 0 | 0.27 | 1 | 3 | cs | TRUE
145 | LV_792-25_0_4_line_145 | NAYY 4x150 SE | 139 | 140 | 0.013862 | 0.208 | 0.08 | 261 | 0 | 0.27 | 1 | 1 | cs | TRUE
146 | LV_792-25_0_4_line_146 | NAYY 4x150 SE | 140 | 141 | 0.0070651 | 0.208 | 0.08 | 261 | 0 | 0.27 | 1 | 1 | cs | TRUE
147 | LV_792-25_0_4_line_147 | NAYY 4x150 SE | 141 | 157 | 0.015082 | 0.208 | 0.08 | 261 | 0 | 0.27 | 1 | 1 | cs | TRUE
148 | LV_792-25_0_4_line_148 | NAYY 4x150 SE | 142 | 143 | 0.018728 | 0.208 | 0.08 | 261 | 0 | 0.27 | 1 | 3 | cs | TRUE
149 | LV_792-25_0_4_line_149 | NAYY 4x150 SE | 142 | 144 | 0.039492 | 0.208 | 0.08 | 261 | 0 | 0.27 | 1 | 3 | cs | TRUE
150 | LV_792-25_0_4_line_150 | NAYY 4x150 SE | 144 | 146 | 0.019011 | 0.208 | 0.08 | 261 | 0 | 0.27 | 1 | 3 | cs | TRUE
151 | LV_792-25_0_4_line_151 | NAYY 4x150 SE | 145 | 147 | 0.036834 | 0.208 | 0.08 | 261 | 0 | 0.27 | 1 | 1 | cs | TRUE
152 | LV_792-25_0_4_line_152 | NAYY 4x150 SE | 146 | 148 | 0.01634 | 0.208 | 0.08 | 261 | 0 | 0.27 | 1 | 3 | cs | TRUE
153 | LV_792-25_0_4_line_153 | NAYY 4x150 SE | 146 | 149 | 0.018377 | 0.208 | 0.08 | 261 | 0 | 0.27 | 1 | 1 | cs | TRUE
154 | LV_792-25_0_4_line_154 | NAYY 4x150 SE | 148 | 151 | 0.048275 | 0.208 | 0.08 | 261 | 0 | 0.27 | 1 | 2 | cs | TRUE
155 | LV_792-25_0_4_line_155 | NAYY 4x150 SE | 149 | 150 | 2.9221e-05 | 0.208 | 0.08 | 261 | 0 | 0.27 | 1 | 1 | cs | TRUE
156 | LV_792-25_0_4_line_156 | NAYY 4x150 SE | 151 | 156 | 0.093392 | 0.208 | 0.08 | 261 | 0 | 0.27 | 1 | 1 | cs | TRUE
157 | LV_792-25_0_4_line_157 | NAYY 4x150 SE | 152 | 153 | 0.0047203 | 0.208 | 0.08 | 261 | 0 | 0.27 | 1 | 3 | cs | TRUE
158 | LV_792-25_0_4_line_158 | NAYY 4x150 SE | 153 | 154 | 0.00939 | 0.208 | 0.08 | 261 | 0 | 0.27 | 1 | 3 | cs | TRUE
159 | LV_792-25_0_4_line_159 | NAYY 4x150 SE | 154 | 162 | 0.0080499 | 0.208 | 0.08 | 261 | 0 | 0.27 | 1 | 3 | cs | TRUE
160 | LV_792-25_0_4_line_160 | NAYY 4x150 SE | 156 | 157 | 0.010206 | 0.208 | 0.08 | 261 | 0 | 0.27 | 1 | 1 | cs | TRUE
161 | LV_792-25_0_4_line_161 | NAYY 4x150 SE | 157 | 158 | 0.045113 | 0.208 | 0.08 | 261 | 0 | 0.27 | 1 | 1 | cs | TRUE
162 | LV_792-25_0_4_line_162 | NAYY 4x150 SE | 158 | 159 | 0.049879 | 0.208 | 0.08 | 261 | 0 | 0.27 | 1 | 1 | cs | TRUE
163 | LV_792-25_0_4_line_163 | NAYY 4x150 SE | 159 | 160 | 0.0018165 | 0.208 | 0.08 | 261 | 0 | 0.27 | 1 | 1 | cs | TRUE
164 | LV_792-25_0_4_line_164 | NAYY 4x150 SE | 160 | 169 | 0.015666 | 0.208 | 0.08 | 261 | 0 | 0.27 | 1 | 1 | cs | TRUE
165 | LV_792-25_0_4_line_165 | NAYY 4x150 SE | 161 | 162 | 0.00010146 | 0.208 | 0.08 | 261 | 0 | 0.27 | 1 | 3 | cs | TRUE
166 | LV_792-25_0_4_line_166 | NAYY 4x150 SE | 164 | 165 | 0.0046769 | 0.208 | 0.08 | 261 | 0 | 0.27 | 1 | 1 | cs | TRUE
167 | LV_792-25_0_4_line_167 | NAYY 4x150 SE | 165 | 166 | 0.014867 | 0.208 | 0.08 | 261 | 0 | 0.27 | 1 | 1 | cs | TRUE
168 | LV_792-25_0_4_line_168 | NAYY 4x150 SE | 166 | 167 | 0.026296 | 0.208 | 0.08 | 261 | 0 | 0.27 | 1 | 1 | cs | TRUE

## trafo
| name | std_type | hv_bus | lv_bus | sn_mva | vn_hv_kv | vn_lv_kv | vk_percent | vkr_percent | pfe_kw | i0_percent | shift_degree | tap_side | tap_neutral | tap_min | tap_max | tap_step_percent | tap_step_degree | tap_pos | tap_phase_shifter | parallel | df | in_service
0 | LV_792-25_0_4_trafo_134 | 0.25 MVA 20/0.4 kV | 170 | 161 | 0.25 | 20 | 0.4 | 6 | 1.44 | 0.8 | 0.32 | 150 | hv | 0 | -2 | 2 | 2.5 | 0 | 0 | FALSE | 1 | 1 | TRUE

## line_geodata
| x0 | y0 | x1 | y1 | x2 | y2 | x3 | y3 | x4 | y4 | x5 | y5 | x6 | y6 | x7 | y7 | x8 | y8 | x9 | y9 | x10 | y10 | x11 | y11 | x12 | y12
0 | 2600894.4993 | 1143620.3304 | 2600885.0229 | 1143641.3988
1 | 2600852.8628 | 1143712.899 | 2600885.0229 | 1143641.3988
2 | 2600831.3715 | 1143758.7519 | 2600852.8628 | 1143712.899
3 | 2600651.3081 | 1143540.8114 | 2600655.3996 | 1143527.5086 | 2600660.6477 | 1143499.6756
4 | 2600651.3081 | 1143540.8114 | 2600649.519 | 1143546.6284 | 2600643.8214 | 1143562.6098
5 | 2600664.0647 | 1143481.5537 | 2600660.6477 | 1143499.6756
6 | 2600641.6261 | 1143568.7674 | 2600643.8214 | 1143562.6098
7 | 2600781.0566 | 1143740.2701 | 2600825.7779 | 1143754.249 | 2600831.3715 | 1143758.7519
8 | 2600627.0204 | 1143609.7348 | 2600641.6261 | 1143568.7674
9 | 2600593.4966 | 1143743.7415 | 2600781.0566 | 1143740.2701
10 | 2600582.2702 | 1143738.8826 | 2600627.0204 | 1143609.7348
11 | 2600582.2702 | 1143738.8826 | 2600593.4966 | 1143743.7415
12 | 2600582.2702 | 1143738.8826 | 2600408.793 | 1143857.8929
13 | 2600345.2439 | 1143957.6959 | 2600393.5572 | 1143891.4439 | 2600398.8986 | 1143876.1367 | 2600408.793 | 1143857.8929
14 | 2600345.2439 | 1143957.6959 | 2600142.3974 | 1143869.856
15 | 2600247.0116 | 1143659.5472 | 2600241.6555 | 1143662.4151 | 2600238.7739 | 1143660.3695 | 2600233.6178 | 1143651.5318 | 2600229.699 | 1143641.26 | 2600222.8988 | 1143618.4487 | 2600220.9147 | 1143611.95
16 | 2600247.0116 | 1143659.5472 | 2600251.7534 | 1143642.6947 | 2600257.5252 | 1143617.8383 | 2600262.6823 | 1143593.3821 | 2600259.1788 | 1143574.6951 | 2600255.7009 | 1143566.0258
17 | 2600173.4128 | 1143569.3227 | 2600176.3853 | 1143573.6148 | 2600197.8172 | 1143589.0227 | 2600212.4561 | 1143595.1927 | 2600216.9899 | 1143599.0947 | 2600220.9147 | 1143611.95
18 | 2600260.9045 | 1143530.1294 | 2600252.9931 | 1143559.2763 | 2600255.7009 | 1143566.0258
19 | 2600859.6804 | 1143229.5791 | 2600850.746 | 1143206.2855 | 2600845.6271 | 1143195.1859
20 | 2600863.5679 | 1143239.7145 | 2600859.6804 | 1143229.5791
21 | 2600835.5861 | 1143178.0656 | 2600842.9785 | 1143189.4429 | 2600845.6271 | 1143195.1859
22 | 2600863.5679 | 1143239.7145 | 2600853.4609 | 1143249.2289 | 2600848.1027 | 1143262.9905 | 2600844.5965 | 1143277.3748
23 | 2600820.4648 | 1143161.571 | 2600834.0502 | 1143175.7018 | 2600835.5861 | 1143178.0656
24 | 2600820.4648 | 1143161.571 | 2600810.1763 | 1143146.0955 | 2600808.5173 | 1143142.8562
25 | 2600820.4648 | 1143161.571 | 2600810.6159 | 1143171.2991
26 | 2600803.6154 | 1143128.2811 | 2600805.7123 | 1143137.3796 | 2600808.5173 | 1143142.8562
27 | 2600810.6159 | 1143171.2991 | 2600797.3899 | 1143184.3631
28 | 2600801.8334 | 1143120.5487 | 2600803.6154 | 1143128.2811
29 | 2600759.4844 | 1143221.8041 | 2600797.3899 | 1143184.3631
30 | 2600800.0743 | 1143114.2232 | 2600801.8334 | 1143120.5487
31 | 2600801.8334 | 1143120.5487 | 2600831.4463 | 1143104.5668 | 2600851.6994 | 1143083.3591 | 2600860.1629 | 1143067.5525 | 2600868.718 | 1143056.2148 | 2600873.4144 | 1143051.124
32 | 2600759.4844 | 1143221.8041 | 2600749.763 | 1143220.3356 | 2600743.8071 | 1143220.0348 | 2600737.9569 | 1143225.0464
33 | 2600739.3935 | 1143241.6449 | 2600735.5593 | 1143236.0639 | 2600734.5301 | 1143230.7168 | 2600736.9822 | 1143225.8814 | 2600737.9569 | 1143225.0464
34 | 2600739.3935 | 1143241.6449 | 2600710.9484 | 1143269.7443 | 2600703.5697 | 1143280.9712 | 2600701.2397 | 1143294.5109 | 2600700.7086 | 1143324.7999
35 | 2600698.7107 | 1143374.6385 | 2600700.0723 | 1143361.0876 | 2600700.7086 | 1143324.7999
36 | 2600664.0647 | 1143481.5537 | 2600665.1104 | 1143476.0401 | 2600694.0516 | 1143394.759 | 2600698.7107 | 1143374.6385
37 | 2600664.0647 | 1143481.5537 | 2600656.5574 | 1143474.6052
38 | 2600800.0743 | 1143114.2232 | 2600783.2708 | 1143116.2848
39 | 2600800.0743 | 1143114.2232 | 2600797.0677 | 1143104.8837
40 | 2600873.4144 | 1143051.124 | 2600842.5934 | 1143016.3475 | 2600819.84 | 1142994.0116 | 2600797.5806 | 1142953.5781 | 2600794.9257 | 1142947.0583
41 | 2600777.6781 | 1143116.7226 | 2600779.2549 | 1143116.7775 | 2600783.2708 | 1143116.2848
42 | 2600797.0677 | 1143104.8837 | 2600792.0078 | 1143089.1656 | 2600792.0078 | 1143089.1656
43 | 2600771.0558 | 1143116.4917 | 2600777.6781 | 1143116.7226
44 | 2600791.4786 | 1143088.2069 | 2600792.0078 | 1143089.1656
45 | 2600755.1576 | 1143112.4845 | 2600756.4374 | 1143112.815
46 | 2600755.1576 | 1143112.4845 | 2600688.7421 | 1143013.2283
47 | 2600771.0558 | 1143116.4917 | 2600770.6168 | 1143116.4764 | 2600756.4374 | 1143112.815
48 | 2600679.0584 | 1143015.8175 | 2600683.3933 | 1143011.9827 | 2600688.7421 | 1143013.2283
49 | 2600679.0584 | 1143015.8175 | 2600664.8555 | 1143020.8074 | 2600657.661 | 1143031.4007 | 2600648.3838 | 1143042.9054 | 2600646.9233 | 1143046.4959 | 2600630.0375 | 1143060.3677
50 | 2600679.0584 | 1143015.8175 | 2600673.0942 | 1143003.5261
51 | 2600503.0531 | 1143097.8009 | 2600630.0375 | 1143060.3677
52 | 2600673.0942 | 1143003.5261 | 2600669.861 | 1142996.8629 | 2600657.2584 | 1142983.3217 | 2600643.6335 | 1142971.0811 | 2600630.8694 | 1142957.6289 | 2600611.2731 | 1142942.1085 | 2600610.8483 | 1142941.7655
53 | 2600503.0531 | 1143097.8009 | 2600502.6596 | 1143103.3671 | 2600496.3067 | 1143108.7431
54 | 2600498.126 | 1143072.4536 | 2600503.852 | 1143086.5034 | 2600503.0531 | 1143097.8009
55 | 2600463.9945 | 1143120.3525 | 2600472.648 | 1143118.4501 | 2600492.9526 | 1143111.5815 | 2600496.3067 | 1143108.7431
56 | 2600498.126 | 1143072.4536 | 2600497.838 | 1143071.7469
57 | 2600493.6978 | 1143006.0302 | 2600485.3362 | 1143005.2848 | 2600479.3651 | 1142999.904 | 2600478.9207 | 1142979.9054 | 2600471.3051 | 1142972.1455 | 2600463.243 | 1142974.6796 | 2600459.2151 | 1142986.6185 | 2600459.9113 | 1142994.6543
58 | 2600452.1512 | 1143004.3933 | 2600460.4055 | 1143000.3585 | 2600459.9113 | 1142994.6543
59 | 2600452.1512 | 1143004.3933 | 2600451.6378 | 1142980.3927 | 2600449.0613 | 1142963.9766
60 | 2600452.1512 | 1143004.3933 | 2600452.4577 | 1143019.0227 | 2600452.4577 | 1143019.0227
61 | 2600452.4577 | 1143019.0227 | 2600449.8915 | 1143029.6169
62 | 2600449.4215 | 1143031.557 | 2600449.8915 | 1143029.6169
63 | 2600449.4215 | 1143031.557 | 2600446.6846 | 1143042.8561 | 2600446.2681 | 1143047.6095
64 | 2600306.8217 | 1143020.0713 | 2600301.0496 | 1143030.7652 | 2600289.6902 | 1143047.7063 | 2600283.7337 | 1143059.523 | 2600282.2732 | 1143069.2721 | 2600278.8452 | 1143080.0834
65 | 2600306.8217 | 1143020.0713 | 2600315.001 | 1143005.7559
66 | 2600315.001 | 1143005.7559 | 2600315.3821 | 1143005.0887
67 | 2599927.8402 | 1143123.1075 | 2599938.5148 | 1143121.9511 | 2599949.6506 | 1143124.63 | 2599963.8682 | 1143129.143 | 2599978.0935 | 1143134.4898
68 | 2599990.568 | 1143244.1049 | 2599978.0935 | 1143134.4898
69 | 2599927.8402 | 1143123.1075 | 2599929.446 | 1143108.6004 | 2599935.0095 | 1143083.9438 | 2599936.6616 | 1143072.8495 | 2599937.8986 | 1143060.31 | 2599940.7803 | 1143047.1591 | 2599943.8773 | 1143040.7893 | 2599947.3817 | 1143037.0985 | 2599950.886 | 1143029.4947 | 2599952.4134 | 1143021.3521
70 | 2599990.568 | 1143244.1049 | 2599998.0918 | 1143264.8085 | 2599998.0918 | 1143264.8085
71 | 2600338.1107 | 1142967.547 | 2600332.6846 | 1142974.8059 | 2600315.3821 | 1143005.0887
72 | 2600338.1107 | 1142967.547 | 2600343.321 | 1142975.7735 | 2600346.0491 | 1142981.2874 | 2600349.7837 | 1142991.4703 | 2600351.9966 | 1143001.8199 | 2600353.6869 | 1143011.269 | 2600353.5222 | 1143030.7179
73 | 2600304.1365 | 1142898.512 | 2600338.1107 | 1142967.547
74 | 2600304.1365 | 1142898.512 | 2600123.7752 | 1142862.0567
75 | 2600123.7752 | 1142862.0567 | 2599952.4134 | 1143021.3521
76 | 2600304.1365 | 1142898.512 | 2600312.8902 | 1142897.6675 | 2600315.5417 | 1142898.0123 | 2600317.6936 | 1142899.2796 | 2600320.4294 | 1142902.7147 | 2600324.3488 | 1142908.5066 | 2600327.5073 | 1142912.1196 | 2600330.4968 | 1142914.8099 | 2600333.7016 | 1142916.8333 | 2600336.9909 | 1142918.0118 | 2600341.2255 | 1142918.6123 | 2600345.8751 | 1142918.8793 | 2600355.4743 | 1142917.7458
77 | 2600351.4769 | 1143044.469 | 2600353.5169 | 1143031.3455 | 2600353.5222 | 1143030.7179
78 | 2600351.4769 | 1143044.469 | 2600350.2258 | 1143052.5174
79 | 2600351.5275 | 1143173.2589 | 2600354.1105 | 1143155.228 | 2600353.5348 | 1143140.9766 | 2600348.8873 | 1143096.5992 | 2600347.9351 | 1143079.791 | 2600348.7045 | 1143062.3047 | 2600350.2258 | 1143052.5174
80 | 2599998.0918 | 1143264.8085 | 2599997.6769 | 1143270.3556 | 2599996.8547 | 1143275.0802 | 2600000.1517 | 1143294.9009 | 2599999.3297 | 1143316.8783 | 2599998.9148 | 1143326.7497 | 2599999.4548 | 1143329.6166
81 | 2600000.1522 | 1143333.3196 | 2599999.4548 | 1143329.6166
82 | 2600271.4113 | 1143381.1791 | 2600263.987 | 1143404.4235
83 | 2600255.2952 | 1143414.7838 | 2600263.987 | 1143404.4235
84 | 2600274.6423 | 1143508.33 | 2600273.3132 | 1143499.3256 | 2600260.5886 | 1143460.2283 | 2600257.838 | 1143445.2209 | 2600261.2274 | 1143429.3689 | 2600264.6246 | 1143414.7841 | 2600263.987 | 1143404.4235
85 | 2600000.1522 | 1143333.3196 | 2599848.3658 | 1143438.2697
86 | 2600154.3313 | 1143515.0637 | 2600154.3313 | 1143515.0637 | 2600157.628 | 1143517.9319 | 2600161.5469 | 1143539.0978 | 2600168.3474 | 1143561.0864 | 2600172.2587 | 1143567.6563 | 2600173.4128 | 1143569.3227
87 | 2600155.3283 | 1143641.4927 | 2600155.1519 | 1143638.057 | 2600157.0117 | 1143629.6307 | 2600156.3893 | 1143624.9839 | 2600144.4324 | 1143609.165 | 2600141.1358 | 1143601.9725 | 2600138.0469 | 1143572.7916 | 2600134.5429 | 1143561.0859 | 2600134.9579 | 1143556.7727 | 2600147.3229 | 1143517.7316 | 2600149.5899 | 1143515.2638 | 2600154.3313 | 1143515.0637
88 | 2599843.6385 | 1143444.4331 | 2599848.3658 | 1143438.2697
89 | 2599843.6385 | 1143444.4331 | 2599844.9243 | 1143474.585
90 | 2600326.8025 | 1143631.5113 | 2600323.0739 | 1143623.7991 | 2600322.0246 | 1143617.7469
91 | 2600346.6143 | 1143636.8332 | 2600347.1871 | 1143639.619 | 2600344.0977 | 1143646.8112 | 2600338.9414 | 1143647.2223 | 2600335.2298 | 1143644.9655 | 2600331.3186 | 1143640.8522 | 2600326.8025 | 1143631.5113
92 | 2600306.3083 | 1143572.5513 | 2600311.9406 | 1143584.146 | 2600319.1557 | 1143601.1991 | 2600322.0246 | 1143617.7469
93 | 2600346.6143 | 1143636.8332 | 2600342.032 | 1143614.551 | 2600342.7403 | 1143607.6199
94 | 2600306.3083 | 1143572.5513 | 2600305.7745 | 1143571.0158
95 | 2600306.3083 | 1143572.5513 | 2600307.0984 | 1143568.805
96 | 2600342.7403 | 1143607.6199 | 2600343.385 | 1143601.3113 | 2600347.5352 | 1143589.6169 | 2600349.2227 | 1143585.3936
97 | 2600299.7922 | 1143552.4413 | 2600303.6958 | 1143565.0364 | 2600305.7745 | 1143571.0158
98 | 2600315.8482 | 1143532.363 | 2600313.7407 | 1143537.3122 | 2600307.0984 | 1143568.805
99 | 2600349.2227 | 1143585.3936 | 2600352.5591 | 1143577.0437
100 | 2600293.1757 | 1143532.868 | 2600297.5182 | 1143545.1042 | 2600299.7922 | 1143552.4413
101 | 2600352.5591 | 1143577.0437 | 2600356.7233 | 1143566.622
102 | 2600358.7455 | 1143561.5611 | 2600356.7233 | 1143566.622
103 | 2600358.7455 | 1143561.5611 | 2600361.9532 | 1143553.5333 | 2600365.2581 | 1143543.1173 | 2600365.6186 | 1143541.532
104 | 2600293.1757 | 1143532.868 | 2600290.6965 | 1143525.8821
105 | 2600260.9045 | 1143530.1294 | 2600263.8041 | 1143519.4467
106 | 2600274.6423 | 1143508.33 | 2600268.4561 | 1143510.3863 | 2600263.9219 | 1143519.0126 | 2600263.8041 | 1143519.4467
107 | 2600274.6423 | 1143508.33 | 2600282.473 | 1143509.7643 | 2600286.7992 | 1143514.9003 | 2600290.6965 | 1143525.8821
108 | 2600367.6575 | 1143532.5662 | 2600365.6186 | 1143541.532
109 | 2600367.6575 | 1143532.5662 | 2600368.2941 | 1143529.7665 | 2600368.9626 | 1143513.6978
110 | 2600369.9788 | 1143494.4939 | 2600368.0267 | 1143499.4629 | 2600369.102 | 1143510.346 | 2600368.9626 | 1143513.6978
111 | 2600369.9788 | 1143494.4939 | 2600394.0933 | 1143495.4845
112 | 2600369.9788 | 1143494.4939 | 2600365.5527 | 1143488.7575 | 2600364.3248 | 1143480.4393
113 | 2600394.0933 | 1143495.4845 | 2600395.4365 | 1143524.3319 | 2600393.5454 | 1143537.2048 | 2600389.233 | 1143562.6503 | 2600388.9986 | 1143572.8125
114 | 2600394.0933 | 1143495.4845 | 2600392.8652 | 1143467.6487 | 2600388.5629 | 1143446.0824 | 2600387.7261 | 1143430.7082 | 2600390.9545 | 1143414.6227 | 2600392.4558 | 1143411.0103
115 | 2600370.6991 | 1143455.9918 | 2600366.5069 | 1143462.4448 | 2600363.9625 | 1143477.9855 | 2600364.3248 | 1143480.4393
116 | 2600388.9434 | 1143575.2064 | 2600388.9986 | 1143572.8125
117 | 2600403.9537 | 1143383.3436 | 2600392.4558 | 1143411.0103
118 | 2600370.6991 | 1143455.9918 | 2600374.8839 | 1143449.55 | 2600375.622 | 1143442.7912 | 2600374.462 | 1143433.5978 | 2600370.221 | 1143415.0997 | 2600367.6783 | 1143394.912 | 2600367.7763 | 1143376.7398
119 | 2600388.9434 | 1143575.2064 | 2600388.8094 | 1143581.0147 | 2600388.9761 | 1143585.7438
120 | 2600403.9537 | 1143383.3436 | 2600406.3569 | 1143377.5611 | 2600409.3243 | 1143357.9406 | 2600410.4238 | 1143347.3466 | 2600411.9021 | 1143333.0521
121 | 2600367.7763 | 1143376.7398 | 2600367.7791 | 1143376.214 | 2600368.3099 | 1143366.6983 | 2600366.9502 | 1143363.7832
122 | 2600656.5574 | 1143474.6052 | 2600564.1644 | 1143474.4079
123 | 2600564.2956 | 1143467.3378 | 2600564.1644 | 1143474.4079
124 | 2600344.4485 | 1143277.1885 | 2600342.6627 | 1143284.8812
125 | 2600342.4387 | 1143285.8466 | 2600342.6627 | 1143284.8812
126 | 2600344.4485 | 1143277.1885 | 2600347.8458 | 1143262.5537
127 | 2600347.8458 | 1143262.5537 | 2600349.7194 | 1143254.4824
128 | 2600351.7929 | 1143245.5501 | 2600349.7194 | 1143254.4824
129 | 2600351.7929 | 1143245.5501 | 2600352.3133 | 1143243.3085
130 | 2600429.1695 | 1143233.1664 | 2600428.7546 | 1143235.1776
131 | 2600429.1695 | 1143233.1664 | 2600430.8959 | 1143224.7993 | 2600434.2942 | 1143212.697
132 | 2600428.7546 | 1143235.1776 | 2600423.865 | 1143258.8754
133 | 2600434.2942 | 1143212.697 | 2600438.0753 | 1143199.2317 | 2600442.4367 | 1143187.2322
134 | 2600417.4969 | 1143289.7393 | 2600423.865 | 1143258.8754
135 | 2600448.4672 | 1143170.6407 | 2600442.4367 | 1143187.2322
136 | 2600417.4969 | 1143289.7393 | 2600416.8884 | 1143292.6888
137 | 2600448.4672 | 1143170.6407 | 2600460.9096 | 1143167.7178 | 2600467.6036 | 1143162.6825 | 2600476.7803 | 1143152.2002 | 2600486.9861 | 1143152.8234 | 2600486.9861 | 1143152.8234
138 | 2600448.4672 | 1143170.6407 | 2600451.0426 | 1143156.1004 | 2600449.6142 | 1143140.426
139 | 2600415.9189 | 1143297.3874 | 2600416.8884 | 1143292.6888
140 | 2600486.9861 | 1143152.8234 | 2600493.3716 | 1143164.1182
141 | 2600445.7035 | 1143124.3735 | 2600449.6142 | 1143140.426
142 | 2600359.7262 | 1143359.4054 | 2600366.1891 | 1143362.1515 | 2600366.9502 | 1143363.7832
143 | 2600357.7378 | 1143359.7947 | 2600359.7262 | 1143359.4054 | 2600359.7262 | 1143359.4054
144 | 2600415.9189 | 1143297.3874 | 2600415.2603 | 1143300.5797 | 2600414.1921 | 1143310.9086
145 | 2600355.4479 | 1143229.8054 | 2600352.3133 | 1143243.3085
146 | 2600357.0454 | 1143222.9233 | 2600355.4479 | 1143229.8054
147 | 2600360.4559 | 1143208.2319 | 2600357.0454 | 1143222.9233
148 | 2600445.7035 | 1143124.3735 | 2600463.9945 | 1143120.3525
149 | 2600445.7035 | 1143124.3735 | 2600444.083 | 1143105.8422 | 2600444.3861 | 1143084.9541
150 | 2600444.6619 | 1143065.945 | 2600444.3861 | 1143084.9541
151 | 2600502.1301 | 1143199.4694 | 2600501.9234 | 1143188.0638 | 2600493.3716 | 1143164.1182
152 | 2600444.6619 | 1143065.945 | 2600435.3165 | 1143069.4573 | 2600431.613 | 1143074.6235
153 | 2600444.6619 | 1143065.945 | 2600446.2656 | 1143047.6386
154 | 2600410.2354 | 1143117.7112 | 2600423.7872 | 1143094.1575 | 2600430.5512 | 1143076.1047 | 2600431.613 | 1143074.6235
155 | 2600446.2656 | 1143047.6386 | 2600446.2681 | 1143047.6095
156 | 2600410.2354 | 1143117.7112 | 2600399.6304 | 1143136.1432 | 2600378.2481 | 1143181.5531 | 2600367.3344 | 1143199.7614 | 2600366.8894 | 1143200.3094
157 | 2600413.7065 | 1143315.6038 | 2600414.1921 | 1143310.9086
158 | 2600413.7065 | 1143315.6038 | 2600412.7406 | 1143324.944
159 | 2600411.9125 | 1143332.9512 | 2600412.7406 | 1143324.944
160 | 2600360.4559 | 1143208.2319 | 2600366.8894 | 1143200.3094
161 | 2600360.4559 | 1143208.2319 | 2600355.1454 | 1143209.7212 | 2600350.0888 | 1143206.6973 | 2600348.6751 | 1143198.6378 | 2600350.482 | 1143180.5846 | 2600351.5275 | 1143173.2589
162 | 2600351.5275 | 1143173.2589 | 2600348.9223 | 1143172.7696 | 2600345.1027 | 1143174.0367 | 2600340.8601 | 1143184.3971 | 2600337.0401 | 1143195.28 | 2600326.0793 | 1143212.5741
163 | 2600326.0793 | 1143212.5741 | 2600325.1069 | 1143214.1084
164 | 2600317.6417 | 1143227.8284 | 2600320.2933 | 1143221.7033 | 2600325.1069 | 1143214.1084
165 | 2600411.9021 | 1143333.0521 | 2600411.9125 | 1143332.9512
166 | 2600357.7378 | 1143359.7947 | 2600353.2555 | 1143360.6724 | 2600353.1929 | 1143360.7623
167 | 2600353.1929 | 1143360.7623 | 2600347.9527 | 1143368.287 | 2600346.9494 | 1143373.8949
168 | 2600346.9494 | 1143373.8949 | 2600344.9856 | 1143384.8727 | 2600339.8376 | 1143399.1145

## bus_geodata
| x | y | coords
0 | 2600894.4993 | 1143620.3304
1 | 2600885.0229 | 1143641.3988
2 | 2600852.8628 | 1143712.899
3 | 2600651.3081 | 1143540.8114
4 | 2600660.6477 | 1143499.6756
5 | 2600643.8214 | 1143562.6098
6 | 2600831.3715 | 1143758.7519
7 | 2600641.6261 | 1143568.7674
8 | 2600781.0566 | 1143740.2701
9 | 2600627.0204 | 1143609.7348
10 | 2600582.2702 | 1143738.8826
11 | 2600593.4966 | 1143743.7415
12 | 2600408.793 | 1143857.8929
13 | 2600345.2439 | 1143957.6959
14 | 2600142.3974 | 1143869.856
15 | 2600247.0116 | 1143659.5472
16 | 2600220.9147 | 1143611.95
17 | 2600255.7009 | 1143566.0258
18 | 2600859.6804 | 1143229.5791
19 | 2600845.6271 | 1143195.1859
20 | 2600863.5679 | 1143239.7145
21 | 2600835.5861 | 1143178.0656
22 | 2600844.5965 | 1143277.3748
23 | 2600820.4648 | 1143161.571
24 | 2600808.5173 | 1143142.8562
25 | 2600810.6159 | 1143171.2991
26 | 2600803.6154 | 1143128.2811
27 | 2600797.3899 | 1143184.3631
28 | 2600801.8334 | 1143120.5487
29 | 2600759.4844 | 1143221.8041
30 | 2600737.9569 | 1143225.0464
31 | 2600739.3935 | 1143241.6449
32 | 2600700.7086 | 1143324.7999
33 | 2600698.7107 | 1143374.6385
34 | 2600664.0647 | 1143481.5537
35 | 2600800.0743 | 1143114.2232
36 | 2600873.4144 | 1143051.124
37 | 2600783.2708 | 1143116.2848
38 | 2600797.0677 | 1143104.8837
39 | 2600794.9257 | 1142947.0583
40 | 2600777.6781 | 1143116.7226
41 | 2600792.0078 | 1143089.1656
42 | 2600755.1576 | 1143112.4845
43 | 2600756.4374 | 1143112.815
44 | 2600688.7421 | 1143013.2283
45 | 2600771.0558 | 1143116.4917
46 | 2600679.0584 | 1143015.8175
47 | 2600630.0375 | 1143060.3677
48 | 2600673.0942 | 1143003.5261
49 | 2600791.4786 | 1143088.2069
50 | 2600503.0531 | 1143097.8009
51 | 2600610.8483 | 1142941.7655
52 | 2600496.3067 | 1143108.7431
53 | 2600498.126 | 1143072.4536
54 | 2600493.6978 | 1143006.0302
55 | 2600459.9113 | 1142994.6543
56 | 2600449.0613 | 1142963.9766
57 | 2600452.1512 | 1143004.3933
58 | 2600452.4577 | 1143019.0227
59 | 2600449.8915 | 1143029.6169
60 | 2600449.4215 | 1143031.557
61 | 2600278.8452 | 1143080.0834
62 | 2600306.8217 | 1143020.0713
63 | 2600315.001 | 1143005.7559
64 | 2599978.0935 | 1143134.4898
65 | 2599927.8402 | 1143123.1075
66 | 2599990.568 | 1143244.1049
67 | 2600315.3821 | 1143005.0887
68 | 2600338.1107 | 1142967.547
69 | 2600123.7752 | 1142862.0567
70 | 2600304.1365 | 1142898.512
71 | 2599952.4134 | 1143021.3521
72 | 2600355.4743 | 1142917.7458
73 | 2600353.5222 | 1143030.7179
74 | 2600351.4769 | 1143044.469
75 | 2600350.2258 | 1143052.5174
76 | 2599998.0918 | 1143264.8085
77 | 2599999.4548 | 1143329.6166
78 | 2600271.4113 | 1143381.1791
79 | 2600263.987 | 1143404.4235
80 | 2600000.1522 | 1143333.3196
81 | 2600154.3313 | 1143515.0637
82 | 2600173.4128 | 1143569.3227
83 | 2600155.3283 | 1143641.4927
84 | 2599848.3658 | 1143438.2697
85 | 2599844.9243 | 1143474.585
86 | 2599843.6385 | 1143444.4331
87 | 2600326.8025 | 1143631.5113
88 | 2600322.0246 | 1143617.7469
89 | 2600346.6143 | 1143636.8332
90 | 2600306.3083 | 1143572.5513
91 | 2600342.7403 | 1143607.6199
92 | 2600305.7745 | 1143571.0158
93 | 2600307.0984 | 1143568.805
94 | 2600349.2227 | 1143585.3936
95 | 2600299.7922 | 1143552.4413
96 | 2600315.8482 | 1143532.363
97 | 2600352.5591 | 1143577.0437
98 | 2600356.7233 | 1143566.622
99 | 2600358.7455 | 1143561.5611
100 | 2600293.1757 | 1143532.868
101 | 2600260.9045 | 1143530.1294
102 | 2600263.8041 | 1143519.4467
103 | 2600274.6423 | 1143508.33
104 | 2600290.6965 | 1143525.8821
105 | 2600255.2952 | 1143414.7838
106 | 2600365.6186 | 1143541.532
107 | 2600367.6575 | 1143532.5662
108 | 2600368.9626 | 1143513.6978
109 | 2600369.9788 | 1143494.4939
110 | 2600394.0933 | 1143495.4845
111 | 2600364.3248 | 1143480.4393
112 | 2600388.9986 | 1143572.8125
113 | 2600392.4558 | 1143411.0103
114 | 2600370.6991 | 1143455.9918
115 | 2600388.9434 | 1143575.2064
116 | 2600403.9537 | 1143383.3436
117 | 2600367.7763 | 1143376.7398
118 | 2600656.5574 | 1143474.6052
119 | 2600564.1644 | 1143474.4079
120 | 2600342.6627 | 1143284.8812
121 | 2600344.4485 | 1143277.1885
122 | 2600342.4387 | 1143285.8466
123 | 2600347.8458 | 1143262.5537
124 | 2600349.7194 | 1143254.4824
125 | 2600351.7929 | 1143245.5501
126 | 2600429.1695 | 1143233.1664
127 | 2600428.7546 | 1143235.1776
128 | 2600434.2942 | 1143212.697
129 | 2600423.865 | 1143258.8754
130 | 2600442.4367 | 1143187.2322
131 | 2600417.4969 | 1143289.7393
132 | 2600448.4672 | 1143170.6407
133 | 2600416.8884 | 1143292.6888
134 | 2600486.9861 | 1143152.8234
135 | 2600449.6142 | 1143140.426
136 | 2600366.9502 | 1143363.7832
137 | 2600359.7262 | 1143359.4054
138 | 2600415.9189 | 1143297.3874
139 | 2600352.3133 | 1143243.3085
140 | 2600355.4479 | 1143229.8054
141 | 2600357.0454 | 1143222.9233
142 | 2600445.7035 | 1143124.3735
143 | 2600463.9945 | 1143120.3525
144 | 2600444.3861 | 1143084.9541
145 | 2600493.3716 | 1143164.1182
146 | 2600444.6619 | 1143065.945
147 | 2600502.1301 | 1143199.4694
148 | 2600431.613 | 1143074.6235
149 | 2600446.2656 | 1143047.6386
150 | 2600446.2681 | 1143047.6095
151 | 2600410.2354 | 1143117.7112
152 | 2600414.1921 | 1143310.9086
153 | 2600413.7065 | 1143315.6038
154 | 2600412.7406 | 1143324.944
155 | 2600497.838 | 1143071.7469
156 | 2600366.8894 | 1143200.3094
157 | 2600360.4559 | 1143208.2319
158 | 2600351.5275 | 1143173.2589
159 | 2600326.0793 | 1143212.5741
160 | 2600325.1069 | 1143214.1084
161 | 2600411.9021 | 1143333.0521
162 | 2600411.9125 | 1143332.9512
163 | 2600388.9761 | 1143585.7438
164 | 2600357.7378 | 1143359.7947
165 | 2600353.1929 | 1143360.7623
166 | 2600346.9494 | 1143373.8949
167 | 2600339.8376 | 1143399.1145
168 | 2600564.2956 | 1143467.3378
169 | 2600317.6417 | 1143227.8284
170 | 2600394.0933 | 1143495.4845

## line_std_types
| c_nf_per_km | r_ohm_per_km | x_ohm_per_km | max_i_ka | type | q_mm2 | alpha | voltage_rating
NAYY 4x50 SE | 210 | 0.642 | 0.083 | 0.142 | cs | 50 | 0.00403 | LV
NAYY 4x120 SE | 264 | 0.225 | 0.08 | 0.242 | cs | 120 | 0.00403 | LV
NAYY 4x150 SE | 261 | 0.208 | 0.08 | 0.27 | cs | 150 | 0.00403 | LV
NA2XS2Y 1x95 RM/25 12/20 kV | 216 | 0.313 | 0.132 | 0.252 | cs | 95 | 0.00403 | MV
NA2XS2Y 1x185 RM/25 12/20 kV | 273 | 0.161 | 0.117 | 0.362 | cs | 185 | 0.00403 | MV
NA2XS2Y 1x240 RM/25 12/20 kV | 304 | 0.122 | 0.112 | 0.421 | cs | 240 | 0.00403 | MV
NA2XS2Y 1x95 RM/25 6/10 kV | 315 | 0.313 | 0.123 | 0.249 | cs | 95 | 0.00403 | MV
NA2XS2Y 1x185 RM/25 6/10 kV | 406 | 0.161 | 0.11 | 0.358 | cs | 185 | 0.00403 | MV
NA2XS2Y 1x240 RM/25 6/10 kV | 456 | 0.122 | 0.105 | 0.416 | cs | 240 | 0.00403 | MV
NA2XS2Y 1x150 RM/25 12/20 kV | 250 | 0.206 | 0.116 | 0.319 | cs | 150 | 0.00403 | MV
NA2XS2Y 1x120 RM/25 12/20 kV | 230 | 0.253 | 0.119 | 0.283 | cs | 120 | 0.00403 | MV
NA2XS2Y 1x70 RM/25 12/20 kV | 190 | 0.443 | 0.132 | 0.22 | cs | 70 | 0.00403 | MV
NA2XS2Y 1x150 RM/25 6/10 kV | 360 | 0.206 | 0.11 | 0.315 | cs | 150 | 0.00403 | MV
NA2XS2Y 1x120 RM/25 6/10 kV | 340 | 0.253 | 0.113 | 0.28 | cs | 120 | 0.00403 | MV
NA2XS2Y 1x70 RM/25 6/10 kV | 280 | 0.443 | 0.123 | 0.217 | cs | 70 | 0.00403 | MV
N2XS(FL)2Y 1x120 RM/35 64/110 kV | 112 | 0.153 | 0.166 | 0.366 | cs | 120 | 0.00393 | HV
N2XS(FL)2Y 1x185 RM/35 64/110 kV | 125 | 0.099 | 0.156 | 0.457 | cs | 185 | 0.00393 | HV
N2XS(FL)2Y 1x240 RM/35 64/110 kV | 135 | 0.075 | 0.149 | 0.526 | cs | 240 | 0.00393 | HV
N2XS(FL)2Y 1x300 RM/35 64/110 kV | 144 | 0.06 | 0.144 | 0.588 | cs | 300 | 0.00393 | HV
15-AL1/3-ST1A 0.4 | 11 | 1.8769 | 0.35 | 0.105 | ol | 16 | 0.00403 | LV
24-AL1/4-ST1A 0.4 | 11.25 | 1.2012 | 0.335 | 0.14 | ol | 24 | 0.00403 | LV
48-AL1/8-ST1A 0.4 | 12.2 | 0.5939 | 0.3 | 0.21 | ol | 48 | 0.00403 | LV
94-AL1/15-ST1A 0.4 | 13.2 | 0.306 | 0.29 | 0.35 | ol | 94 | 0.00403 | LV
34-AL1/6-ST1A 10.0 | 9.7 | 0.8342 | 0.36 | 0.17 | ol | 34 | 0.00403 | MV
48-AL1/8-ST1A 10.0 | 10.1 | 0.5939 | 0.35 | 0.21 | ol | 48 | 0.00403 | MV
70-AL1/11-ST1A 10.0 | 10.4 | 0.4132 | 0.339 | 0.29 | ol | 70 | 0.00403 | MV
94-AL1/15-ST1A 10.0 | 10.75 | 0.306 | 0.33 | 0.35 | ol | 94 | 0.00403 | MV
122-AL1/20-ST1A 10.0 | 11.1 | 0.2376 | 0.323 | 0.41 | ol | 122 | 0.00403 | MV
149-AL1/24-ST1A 10.0 | 11.25 | 0.194 | 0.315 | 0.47 | ol | 149 | 0.00403 | MV
34-AL1/6-ST1A 20.0 | 9.15 | 0.8342 | 0.382 | 0.17 | ol | 34 | 0.00403 | MV
48-AL1/8-ST1A 20.0 | 9.5 | 0.5939 | 0.372 | 0.21 | ol | 48 | 0.00403 | MV
70-AL1/11-ST1A 20.0 | 9.7 | 0.4132 | 0.36 | 0.29 | ol | 70 | 0.00403 | MV
94-AL1/15-ST1A 20.0 | 10 | 0.306 | 0.35 | 0.35 | ol | 94 | 0.00403 | MV
122-AL1/20-ST1A 20.0 | 10.3 | 0.2376 | 0.344 | 0.41 | ol | 122 | 0.00403 | MV
149-AL1/24-ST1A 20.0 | 10.5 | 0.194 | 0.337 | 0.47 | ol | 149 | 0.00403 | MV
184-AL1/30-ST1A 20.0 | 10.75 | 0.1571 | 0.33 | 0.535 | ol | 184 | 0.00403 | MV
243-AL1/39-ST1A 20.0 | 11 | 0.1188 | 0.32 | 0.645 | ol | 243 | 0.00403 | MV
48-AL1/8-ST1A 110.0 | 8 | 0.5939 | 0.46 | 0.21 | ol | 48 | 0.00403 | HV
70-AL1/11-ST1A 110.0 | 8.4 | 0.4132 | 0.45 | 0.29 | ol | 70 | 0.00403 | HV
94-AL1/15-ST1A 110.0 | 8.65 | 0.306 | 0.44 | 0.35 | ol | 94 | 0.00403 | HV
122-AL1/20-ST1A 110.0 | 8.5 | 0.2376 | 0.43 | 0.41 | ol | 122 | 0.00403 | HV
149-AL1/24-ST1A 110.0 | 8.75 | 0.194 | 0.41 | 0.47 | ol | 149 | 0.00403 | HV
184-AL1/30-ST1A 110.0 | 8.8 | 0.1571 | 0.4 | 0.535 | ol | 184 | 0.00403 | HV
243-AL1/39-ST1A 110.0 | 9 | 0.1188 | 0.39 | 0.645 | ol | 243 | 0.00403 | HV
305-AL1/39-ST1A 110.0 | 9.2 | 0.0949 | 0.38 | 0.74 | ol | 305 | 0.00403 | HV
490-AL1/64-ST1A 110.0 | 9.75 | 0.059 | 0.37 | 0.96 | ol | 490 | 0.00403 | HV
679-AL1/86-ST1A 110.0 | 9.95 | 0.042 | 0.36 | 1.15 | ol | 679 | 0.00403 | HV
490-AL1/64-ST1A 220.0 | 10 | 0.059 | 0.285 | 0.96 | ol | 490 | 0.00403 | HV
679-AL1/86-ST1A 220.0 | 11.7 | 0.042 | 0.275 | 1.15 | ol | 679 | 0.00403 | HV
490-AL1/64-ST1A 380.0 | 11 | 0.059 | 0.253 | 0.96 | ol | 490 | 0.00403 | HV
679-AL1/86-ST1A 380.0 | 14.6 | 0.042 | 0.25 | 1.15 | ol | 679 | 0.00403 | HV

## trafo_std_types
| i0_percent | pfe_kw | vkr_percent | sn_mva | vn_lv_kv | vn_hv_kv | vk_percent | shift_degree | vector_group | tap_side | tap_neutral | tap_min | tap_max | tap_step_degree | tap_step_percent | tap_phase_shifter
160 MVA 380/110 kV | 0.06 | 60 | 0.25 | 160 | 110 | 380 | 12.2 | 0 | Yy0 | hv | 0 | -9 | 9 | 0 | 1.5 | FALSE
100 MVA 220/110 kV | 0.06 | 55 | 0.26 | 100 | 110 | 220 | 12 | 0 | Yy0 | hv | 0 | -9 | 9 | 0 | 1.5 | FALSE
63 MVA 110/20 kV | 0.04 | 22 | 0.32 | 63 | 20 | 110 | 18 | 150 | YNd5 | hv | 0 | -9 | 9 | 0 | 1.5 | FALSE
40 MVA 110/20 kV | 0.05 | 18 | 0.34 | 40 | 20 | 110 | 16.2 | 150 | YNd5 | hv | 0 | -9 | 9 | 0 | 1.5 | FALSE
25 MVA 110/20 kV | 0.07 | 14 | 0.41 | 25 | 20 | 110 | 12 | 150 | YNd5 | hv | 0 | -9 | 9 | 0 | 1.5 | FALSE
63 MVA 110/10 kV | 0.04 | 22 | 0.32 | 63 | 10 | 110 | 18 | 150 | YNd5 | hv | 0 | -9 | 9 | 0 | 1.5 | FALSE
40 MVA 110/10 kV | 0.05 | 18 | 0.34 | 40 | 10 | 110 | 16.2 | 150 | YNd5 | hv | 0 | -9 | 9 | 0 | 1.5 | FALSE
25 MVA 110/10 kV | 0.07 | 14 | 0.41 | 25 | 10 | 110 | 12 | 150 | YNd5 | hv | 0 | -9 | 9 | 0 | 1.5 | FALSE
0.25 MVA 20/0.4 kV | 0.32 | 0.8 | 1.44 | 0.25 | 0.4 | 20 | 6 | 150 | Yzn5 | hv | 0 | -2 | 2 | 0 | 2.5 | FALSE
0.4 MVA 20/0.4 kV | 0.3375 | 1.35 | 1.425 | 0.4 | 0.4 | 20 | 6 | 150 | Dyn5 | hv | 0 | -2 | 2 | 0 | 2.5 | FALSE
0.63 MVA 20/0.4 kV | 0.2619 | 1.65 | 1.206 | 0.63 | 0.4 | 20 | 6 | 150 | Dyn5 | hv | 0 | -2 | 2 | 0 | 2.5 | FALSE
0.25 MVA 10/0.4 kV | 0.24 | 0.6 | 1.2 | 0.25 | 0.4 | 10 | 4 | 150 | Dyn5 | hv | 0 | -2 | 2 | 0 | 2.5 | FALSE
0.4 MVA 10/0.4 kV | 0.2375 | 0.95 | 1.325 | 0.4 | 0.4 | 10 | 4 | 150 | Dyn5 | hv | 0 | -2 | 2 | 0 | 2.5 | FALSE
0.63 MVA 10/0.4 kV | 0.1873 | 1.18 | 1.0794 | 0.63 | 0.4 | 10 | 4 | 150 | Dyn5 | hv | 0 | -2 | 2 | 0 | 2.5 | FALSE

## trafo3w_std_types
| sn_hv_mva | sn_mv_mva | sn_lv_mva | vn_hv_kv | vn_mv_kv | vn_lv_kv | vk_hv_percent | vk_mv_percent | vk_lv_percent | vkr_hv_percent | vkr_mv_percent | vkr_lv_percent | pfe_kw | i0_percent | shift_mv_degree | shift_lv_degree | vector_group | tap_side | tap_neutral | tap_min | tap_max | tap_step_percent
63/25/38 MVA 110/20/10 kV | 63 | 25 | 38 | 110 | 20 | 10 | 10.4 | 10.4 | 10.4 | 0.28 | 0.32 | 0.35 | 35 | 0.89 | 0 | 0 | YN0yn0yn0 | hv | 0 | -10 | 10 | 1.2
63/25/38 MVA 110/10/10 kV | 63 | 25 | 38 | 110 | 10 | 10 | 10.4 | 10.4 | 10.4 | 0.28 | 0.32 | 0.35 | 35 | 0.89 | 0 | 0 | YN0yn0yn0 | hv | 0 | -10 | 10 | 1.2

## fuse_std_types
| fuse_type | i_rated_a | t_avg | t_min | t_total | x_avg | x_min | x_total
HV 100A | HV 100A | 100 | 0 | [10.0, 3.64, 0.854, 0.281, 0.1, 0.0531, 0.022, 0.01] | [10.0, 4.267, 1.21, 0.403, 0.1, 0.058, 0.022, 0.01] | 0 | [300.0, 350.0, 450.0, 550.0, 700.0, 850.0, 1200.0, 1752.0] | [600.0, 700.0, 900.0, 1150.0, 1665.0, 2000.0, 3000.0, 4313.0]
HV 10A | HV 10A | 10 | 0 | [10.0, 1675.0, 0.344, 0.156, 0.1, 0.0417, 0.0171, 0.01] | [10.0, 1.3, 0.3, 0.155, 0.1, 0.0555, 0.023, 0.01] | 0 | [30.0, 32.0, 35.0, 37.0, 39.0, 50.0, 70.0, 88.0] | [60.0, 70.0, 80.0, 87.0, 94.0, 110.0, 150.0, 216.0]
HV 125A | HV 125A | 125 | 0 | [10.0, 1.82, 0.344, 0.1, 0.0467, 0.0269, 0.01] | [10.0, 2.478, 0.426, 0.1, 0.0427, 0.0211, 0.01] | 0 | [375.0, 500.0, 700.0, 925.0, 1200.0, 1500.0, 2341.0] | [750.0, 1000.0, 1500.0, 2200.0, 3000.0, 4000.0, 5765.0]
HV 160A | HV 160A | 160 | 0 | [10.0, 4.15, 1.03, 0.198, 0.1, 0.051, 0.0172, 0.01] | [10.0, 2.3, 0.734, 0.274, 0.1, 0.046, 0.0177, 0.01] | 0 | [480.0, 550.0, 700.0, 1000.0, 1260.0, 1600.0, 2500.0, 3227.0] | [960.0, 1300.0, 1700.0, 2200.0, 2996.0, 4000.0, 6000.0, 7946.0]
HV 16A | HV 16A | 16 | 0 | [10.0, 0.352, 0.164, 0.1, 0.0649, 0.0342, 0.01] | [10.0, 2.34, 0.722, 0.181, 0.1, 0.055, 0.0296, 0.01] | 0 | [48.0, 60.0, 65.0, 71.0, 80.0, 100.0, 162.0] | [96.0, 110.0, 125.0, 150.0, 168.0, 200.0, 250.0, 398.0]
HV 200A | HV 200A | 200 | 0 | [10.0, 4.267, 1.21, 0.403, 0.1, 0.058, 0.022, 0.01] | [10.0, 3.73, 1.654, 0.328, 0.1, 0.0531, 0.019, 0.01] | 0 | [600.0, 700.0, 900.0, 1150.0, 1665.0, 2000.0, 3000.0, 4313.0] | [1200.0, 1500.0, 1800.0, 2700.0, 3960.0, 5000.0, 7500.0, 10620.0]
HV 20A | HV 20A | 20 | 0 | [10.0, 1.3, 0.3, 0.155, 0.1, 0.0555, 0.023, 0.01] | [10.0, 1.3, 0.161, 0.1, 0.0611, 0.0399, 0.0141, 0.01] | 0 | [60.0, 70.0, 80.0, 87.0, 94.0, 110.0, 150.0, 216.0] | [120.0, 150.0, 200.0, 223.0, 260.0, 300.0, 450.0, 532.0]
HV 25A | HV 25A | 25 | 0 | [10.0, 2.512, 0.833, 0.299, 0.1, 0.0372, 0.0223, 0.01] | [10.0, 3.125, 0.597, 0.198, 0.1, 0.0378, 0.022, 0.01] | 0 | [75.0, 82.0, 90.0, 100.0, 124.0, 170.0, 200.0, 289.0] | [150.0, 170.0, 210.0, 250.0, 294.0, 400.0, 500.0, 711.0]
HV 31.5A | HV 31.5A | 31.5 | 0 | [10.0, 2.34, 0.722, 0.181, 0.1, 0.055, 0.0296, 0.01] | [10.0, 2.84, 0.368, 0.164, 0.1, 0.0621, 0.0378, 0.0195, 0.01] | 0 | [95.0, 110.0, 125.0, 150.0, 165.0, 200.0, 250.0, 390.0] | [189.0, 220.0, 300.0, 350.0, 393.0, 450.0, 530.0, 700.0, 960.0]
HV 40A | HV 40A | 40 | 0 | [10.0, 1.3, 0.161, 0.1, 0.0611, 0.0399, 0.0141, 0.01] | [10.0, 2.05, 0.369, 0.198, 0.1, 0.051, 0.0298, 0.01] | 0 | [120.0, 150.0, 200.0, 223.0, 260.0, 300.0, 450.0, 532.0] | [240.0, 300.0, 400.0, 450.0, 530.0, 650.0, 800.0, 1311.0]
HV 50A | HV 50A | 50 | 0 | [10.0, 3.215, 0.597, 0.198, 0.1, 0.0378, 0.022, 0.01] | [10.0, 3.64, 0.854, 0.281, 0.1, 0.0531, 0.022, 0.01] | 0 | [150.0, 170.0, 210.0, 250.0, 294.0, 400.0, 500.0, 711.0] | [300.0, 350.0, 450.0, 550.0, 700.0, 850.0, 1200.0, 1752.0]
HV 6.3A | HV 6.3A | 6.3 | 0 | [10.0, 1.39, 0.344, 0.168, 0.1, 0.056, 0.0263, 0.01] | [10.0, 1.711, 0.516, 0.198, 0.1, 0.0634, 0.0303, 0.01] | 0 | [19.0, 19.5, 20.4, 20.8, 22.0, 25.0, 32.0, 48.0] | [38.0, 40.0, 43.0, 48.0, 53.0, 60.0, 75.0, 118.0]
HV 63A | HV 63A | 63 | 0 | [10.0, 2.84, 0.368, 0.164, 0.1, 0.0621, 0.0378, 0.0195, 0.01] | [10.0, 1.82, 0.344, 0.1, 0.0467, 0.0269, 0.01] | 0 | [189.0, 220.0, 300.0, 350.0, 393.0, 450.0, 530.0, 700.0, 961.0] | [378.0, 500.0, 700.0, 934.0, 1200.0, 1500.0, 2366.0]
HV 80A | HV 80A | 80 | 0 | [10.0, 2.05, 0.369, 0.198, 0.1, 0.051, 0.0298, 0.01] | [10.0, 4.15, 1.03, 0.198, 0.1, 0.051, 0.0172, 0.01] | 0 | [240.0, 300.0, 400.0, 450.0, 530.0, 650.0, 800.0, 1311.0] | [480.0, 550.0, 700.0, 1000.0, 1260.0, 1600.0, 2500.0, 3227.0]
Siemens NH-1-100 | Siemens NH-1-100 | 100 | [5400.0, 2000.0, 400.0, 20.0, 1.0, 0.2, 0.012, 0.004] | 0 | 0 | [150.0, 190.0, 250.0, 430.0, 900.0, 1250.0, 2700.0, 3600.0] | 0 | 0
Siemens NH-1-125 | Siemens NH-1-125 | 125 | [4800.0, 120.0, 7.0, 0.1, 0.004] | 0 | 0 | [180.0, 400.0, 740.0, 2000.0, 4250.0] | 0 | 0
Siemens NH-1-16 | Siemens NH-1-16 | 16 | [4000.0, 400.0, 2.0, 0.1, 0.04, 0.01] | 0 | 0 | [26.0, 35.0, 75.0, 150.0, 200.0, 300.0] | 0 | 0
Siemens NH-1-160 | Siemens NH-1-160 | 160 | [4800.0, 120.0, 7.0, 0.1, 0.004] | 0 | 0 | [210.0, 500.0, 900.0, 2300.0, 5000.0] | 0 | 0
Siemens NH-1-25 | Siemens NH-1-25 | 25 | [4000.0, 1000.0, 10.0, 0.2, 0.02, 0.01] | 0 | 0 | [40.0, 50.0, 100.0, 210.0, 400.0, 500.0] | 0 | 0
Siemens NH-1-50 | Siemens NH-1-50 | 50 | [4000.0, 40.0, 4.0, 1.0, 0.02, 0.01] | 0 | 0 | [86.0, 200.0, 300.0, 400.0, 1000.0, 1280.0] | 0 | 0
Siemens NH-1-63 | Siemens NH-1-63 | 63 | [4000.0, 100.0, 10.0, 2.0, 0.04, 0.01] | 0 | 0 | [100.0, 200.0, 300.0, 400.0, 1000.0, 1500.0] | 0 | 0
Siemens NH-1-80 | Siemens NH-1-80 | 80 | [4800.0, 120.0, 7.0, 0.1, 0.01] | 0 | 0 | [150.58, 250.0, 450.0, 1150.0, 2470.0] | 0 | 0
Siemens NH-2-1000 | Siemens NH-2-1000 | 1000 | [4800.0, 120.0, 7.0, 0.1, 0.004] | 0 | 0 | [1900.0, 3500.0, 8400.0, 24000.0, 52000.0] | 0 | 0
Siemens NH-2-200 | Siemens NH-2-200 | 200 | [4800.0, 120.0, 7.0, 0.1, 0.004] | 0 | 0 | [280.0, 650.0, 1200.0, 3000.0, 7000.0] | 0 | 0
Siemens NH-2-224 | Siemens NH-2-224 | 224 | [4800.0, 120.0, 7.0, 0.2, 0.04, 0.004] | 0 | 0 | [400.0, 750.0, 1453.0, 3025.0, 4315.0, 7600.0] | 0 | 0
Siemens NH-2-250 | Siemens NH-2-250 | 250 | [4800.0, 120.0, 7.0, 0.1, 0.004] | 0 | 0 | [450.0, 800.0, 1650.0, 4000.0, 8500.0] | 0 | 0
Siemens NH-2-315 | Siemens NH-2-315 | 315 | [4800.0, 120.0, 7.0, 0.1, 0.004] | 0 | 0 | [550.0, 920.0, 1900.0, 5000.0, 11000.0] | 0 | 0
Siemens NH-2-355 | Siemens NH-2-355 | 355 | [4800.0, 120.0, 6.0, 0.1, 0.004] | 0 | 0 | [650.0, 1116.27, 2350.0, 5840.0, 12790.0] | 0 | 0
Siemens NH-2-400 | Siemens NH-2-400 | 400 | [4800.0, 120.0, 7.0, 0.1, 0.004] | 0 | 0 | [720.0, 1350.0, 2800.0, 6500.0, 15000.0] | 0 | 0
Siemens NH-2-425 | Siemens NH-2-425 | 425 | [4800.0, 120.0, 7.0, 0.1, 0.004] | 0 | 0 | [850.0, 1500.0, 3050.0, 7500.0, 16500.0] | 0 | 0
Siemens NH-2-630 | Siemens NH-2-630 | 630 | [4800.0, 120.0, 7.0, 0.1, 0.004] | 0 | 0 | [1200.0, 2000.0, 4800.0, 12000.0, 26000.0] | 0 | 0

## dtypes
| element | column | dtype
0 | bus | name | object
1 | bus | vn_kv | float64
2 | bus | type | object
3 | bus | zone | object
4 | bus | in_service | bool
5 | load | name | object
6 | load | bus | uint32
7 | load | p_mw | float64
8 | load | q_mvar | float64
9 | load | const_z_percent | float64
10 | load | const_i_percent | float64
11 | load | sn_mva | float64
12 | load | scaling | float64
13 | load | in_service | bool
14 | load | type | object
15 | ext_grid | name | object
16 | ext_grid | bus | uint32
17 | ext_grid | vm_pu | float64
18 | ext_grid | va_degree | float64
19 | ext_grid | slack_weight | float64
20 | ext_grid | in_service | bool
21 | line | name | object
22 | line | std_type | object
23 | line | from_bus | uint32
24 | line | to_bus | uint32
25 | line | length_km | float64
26 | line | r_ohm_per_km | float64
27 | line | x_ohm_per_km | float64
28 | line | c_nf_per_km | float64
29 | line | g_us_per_km | float64
30 | line | max_i_ka | float64
31 | line | df | float64
32 | line | parallel | uint32
33 | line | type | object
34 | line | in_service | bool
35 | trafo | name | object
36 | trafo | std_type | object
37 | trafo | hv_bus | uint32
38 | trafo | lv_bus | uint32
39 | trafo | sn_mva | float64
40 | trafo | vn_hv_kv | float64
41 | trafo | vn_lv_kv | float64
42 | trafo | vk_percent | float64
43 | trafo | vkr_percent | float64
44 | trafo | pfe_kw | float64
45 | trafo | i0_percent | float64
46 | trafo | shift_degree | float64
47 | trafo | tap_side | object
48 | trafo | tap_neutral | int32
49 | trafo | tap_min | int32
50 | trafo | tap_max | int32
51 | trafo | tap_step_percent | float64
52 | trafo | tap_step_degree | float64
53 | trafo | tap_pos | int32
54 | trafo | tap_phase_shifter | bool
55 | trafo | parallel | uint32
56 | trafo | df | float64
57 | trafo | in_service | bool
58 | line_geodata | coords | object
59 | bus_geodata | x | float64
60 | bus_geodata | y | float64
61 | bus_geodata | coords | object

## parameters
| version | format_version | converged | OPF_converged | name | f_hz | sn_mva
0 | 2.14.6 | 2.14.0 | FALSE | FALSE |  | 50 | 1