## bus
| name | vn_kv | type | zone | in_service
0 | bus_LV_794-26_1_3_node_5 | 0.4 | n |  | TRUE
1 | bus_LV_794-26_1_3_node_6 | 0.4 | n |  | TRUE
2 | bus_LV_794-26_1_3_node_7 | 0.4 | n |  | TRUE
3 | bus_LV_794-26_1_3_node_8 | 0.4 | n |  | TRUE
4 | bus_LV_794-26_1_3_node_9 | 0.4 | n |  | TRUE
5 | bus_LV_794-26_1_3_node_10 | 0.4 | n |  | TRUE
6 | bus_LV_794-26_1_3_node_11 | 0.4 | n |  | TRUE
7 | bus_LV_794-26_1_3_node_81 | 0.4 | n |  | TRUE
8 | bus_LV_794-26_1_3_node_79 | 0.4 | n |  | TRUE
9 | bus_LV_794-26_1_3_node_12 | 0.4 | n |  | TRUE
10 | bus_LV_794-26_1_3_node_15 | 0.4 | n |  | TRUE
11 | bus_LV_794-26_1_3_node_152 | 0.4 | n |  | TRUE
12 | bus_LV_794-26_1_3_node_148 | 0.4 | n |  | TRUE
13 | bus_LV_794-26_1_3_node_80 | 0.4 | n |  | TRUE
14 | bus_LV_794-26_1_3_node_17 | 0.4 | n |  | TRUE
15 | bus_LV_794-26_1_3_node_13 | 0.4 | n |  | TRUE
16 | bus_LV_794-26_1_3_node_14 | 0.4 | n |  | TRUE
17 | bus_LV_794-26_1_3_node_16 | 0.4 | n |  | TRUE
18 | bus_LV_794-26_1_3_node_72 | 0.4 | n |  | TRUE
19 | bus_LV_794-26_1_3_node_66 | 0.4 | n |  | TRUE
20 | bus_LV_794-26_1_3_node_193 | 0.4 | n |  | TRUE
21 | bus_LV_794-26_1_3_node_140 | 0.4 | n |  | TRUE
22 | bus_LV_794-26_1_3_node_70 | 0.4 | n |  | TRUE
23 | bus_LV_794-26_1_3_node_68 | 0.4 | n |  | TRUE
24 | bus_LV_794-26_1_3_node_64 | 0.4 | n |  | TRUE
25 | bus_LV_794-26_1_3_node_91 | 0.4 | n |  | TRUE
26 | bus_LV_794-26_1_3_node_156 | 0.4 | n |  | TRUE
27 | bus_LV_794-26_1_3_node_157 | 0.4 | n |  | TRUE
28 | bus_LV_794-26_1_3_node_93 | 0.4 | n |  | TRUE
29 | bus_LV_794-26_1_3_node_18 | 0.4 | n |  | TRUE
30 | bus_LV_794-26_1_3_node_19 | 0.4 | n |  | TRUE
31 | bus_LV_794-26_1_3_node_20 | 0.4 | n |  | TRUE
32 | bus_LV_794-26_1_3_node_21 | 0.4 | n |  | TRUE
33 | bus_LV_794-26_1_3_node_22 | 0.4 | n |  | TRUE
34 | bus_LV_794-26_1_3_node_23 | 0.4 | n |  | TRUE
35 | bus_LV_794-26_1_3_node_202 | 0.4 | n |  | TRUE
36 | bus_LV_794-26_1_3_node_197 | 0.4 | n |  | TRUE
37 | bus_LV_794-26_1_3_node_158 | 0.4 | n |  | TRUE
38 | bus_LV_794-26_1_3_node_207 | 0.4 | n |  | TRUE
39 | bus_LV_794-26_1_3_node_209 | 0.4 | n |  | TRUE
40 | bus_LV_794-26_1_3_node_159 | 0.4 | n |  | TRUE
41 | bus_LV_794-26_1_3_node_24 | 0.4 | n |  | TRUE
42 | bus_LV_794-26_1_3_node_25 | 0.4 | n |  | TRUE
43 | bus_LV_794-26_1_3_node_26 | 0.4 | n |  | TRUE
44 | bus_LV_794-26_1_3_node_27 | 0.4 | n |  | TRUE
45 | bus_LV_794-26_1_3_node_28 | 0.4 | n |  | TRUE
46 | bus_LV_794-26_1_3_node_162 | 0.4 | n |  | TRUE
47 | bus_LV_794-26_1_3_node_90 | 0.4 | n |  | TRUE
48 | bus_LV_794-26_1_3_node_219 | 0.4 | n |  | TRUE
49 | bus_LV_794-26_1_3_node_89 | 0.4 | n |  | TRUE
50 | bus_LV_794-26_1_3_node_29 | 0.4 | n |  | TRUE
51 | bus_LV_794-26_1_3_node_30 | 0.4 | n |  | TRUE
52 | bus_LV_794-26_1_3_node_31 | 0.4 | n |  | TRUE
53 | bus_LV_794-26_1_3_node_32 | 0.4 | n |  | TRUE
54 | bus_LV_794-26_1_3_node_33 | 0.4 | n |  | TRUE
55 | bus_LV_794-26_1_3_node_34 | 0.4 | n |  | TRUE
56 | bus_LV_794-26_1_3_node_67 | 0.4 | n |  | TRUE
57 | bus_LV_794-26_1_3_node_185 | 0.4 | n |  | TRUE
58 | bus_LV_794-26_1_3_node_129 | 0.4 | n |  | TRUE
59 | bus_LV_794-26_1_3_node_133 | 0.4 | n |  | TRUE
60 | bus_LV_794-26_1_3_node_128 | 0.4 | n |  | TRUE
61 | bus_LV_794-26_1_3_node_65 | 0.4 | n |  | TRUE
62 | bus_LV_794-26_1_3_node_186 | 0.4 | n |  | TRUE
63 | bus_LV_794-26_1_3_node_187 | 0.4 | n |  | TRUE
64 | bus_LV_794-26_1_3_node_50 | 0.4 | n |  | TRUE
65 | bus_LV_794-26_1_3_node_51 | 0.4 | n |  | TRUE
66 | bus_LV_794-26_1_3_node_52 | 0.4 | n |  | TRUE
67 | bus_LV_794-26_1_3_node_53 | 0.4 | n |  | TRUE
68 | bus_LV_794-26_1_3_node_54 | 0.4 | n |  | TRUE
69 | bus_LV_794-26_1_3_node_55 | 0.4 | n |  | TRUE
70 | bus_LV_794-26_1_3_node_191 | 0.4 | n |  | TRUE
71 | bus_LV_794-26_1_3_node_208 | 0.4 | n |  | TRUE
72 | bus_LV_794-26_1_3_node_206 | 0.4 | n |  | TRUE
73 | bus_LV_794-26_1_3_node_56 | 0.4 | n |  | TRUE
74 | bus_LV_794-26_1_3_node_57 | 0.4 | n |  | TRUE
75 | bus_LV_794-26_1_3_node_58 | 0.4 | n |  | TRUE
76 | bus_LV_794-26_1_3_node_166 | 0.4 | n |  | TRUE
77 | bus_LV_794-26_1_3_node_83 | 0.4 | n |  | TRUE
78 | bus_LV_794-26_1_3_node_69 | 0.4 | n |  | TRUE
79 | bus_LV_794-26_1_3_node_71 | 0.4 | n |  | TRUE
80 | bus_LV_794-26_1_3_node_74 | 0.4 | n |  | TRUE
81 | bus_LV_794-26_1_3_node_211 | 0.4 | n |  | TRUE
82 | bus_LV_794-26_1_3_node_73 | 0.4 | n |  | TRUE
83 | bus_LV_794-26_1_3_node_113 | 0.4 | n |  | TRUE
84 | bus_LV_794-26_1_3_node_114 | 0.4 | n |  | TRUE
85 | bus_LV_794-26_1_3_node_82 | 0.4 | n |  | TRUE
86 | bus_LV_794-26_1_3_node_179 | 0.4 | n |  | TRUE
87 | bus_LV_794-26_1_3_node_178 | 0.4 | n |  | TRUE
88 | bus_LV_794-26_1_3_node_149 | 0.4 | n |  | TRUE
89 | bus_LV_794-26_1_3_node_88 | 0.4 | n |  | TRUE
90 | bus_LV_794-26_1_3_node_101 | 0.4 | n |  | TRUE
91 | bus_LV_794-26_1_3_node_102 | 0.4 | n |  | TRUE
92 | bus_LV_794-26_1_3_node_103 | 0.4 | n |  | TRUE
93 | bus_LV_794-26_1_3_node_104 | 0.4 | n |  | TRUE
94 | bus_LV_794-26_1_3_node_105 | 0.4 | n |  | TRUE
95 | bus_LV_794-26_1_3_node_106 | 0.4 | n |  | TRUE
96 | bus_LV_794-26_1_3_node_177 | 0.4 | n |  | TRUE
97 | bus_LV_794-26_1_3_node_151 | 0.4 | n |  | TRUE
98 | bus_LV_794-26_1_3_node_124 | 0.4 | n |  | TRUE
99 | bus_LV_794-26_1_3_node_141 | 0.4 | n |  | TRUE
100 | bus_LV_794-26_1_3_node_125 | 0.4 | n |  | TRUE
101 | bus_LV_794-26_1_3_node_165 | 0.4 | n |  | TRUE
102 | bus_LV_794-26_1_3_node_204 | 0.4 | n |  | TRUE
103 | bus_LV_794-26_1_3_node_126 | 0.4 | n |  | TRUE
104 | bus_LV_794-26_1_3_node_127 | 0.4 | n |  | TRUE
105 | bus_LV_794-26_1_3_node_189 | 0.4 | n |  | TRUE
106 | bus_LV_794-26_1_3_node_183 | 0.4 | n |  | TRUE
107 | bus_LV_794-26_1_3_node_194 | 0.4 | n |  | TRUE
108 | bus_LV_794-26_1_3_node_198 | 0.4 | n |  | TRUE
109 | bus_LV_794-26_1_3_node_181 | 0.4 | n |  | TRUE
110 | bus_LV_794-26_1_3_node_195 | 0.4 | n |  | TRUE
111 | bus_LV_794-26_1_3_node_146 | 0.4 | n |  | TRUE
112 | bus_LV_794-26_1_3_node_144 | 0.4 | n |  | TRUE
113 | bus_LV_794-26_1_3_node_201 | 0.4 | n |  | TRUE
114 | bus_LV_794-26_1_3_node_130 | 0.4 | n |  | TRUE
115 | bus_LV_794-26_1_3_node_131 | 0.4 | n |  | TRUE
116 | bus_LV_794-26_1_3_node_132 | 0.4 | n |  | TRUE
117 | bus_LV_794-26_1_3_node_143 | 0.4 | n |  | TRUE
118 | bus_LV_794-26_1_3_node_142 | 0.4 | n |  | TRUE
119 | bus_LV_794-26_1_3_node_145 | 0.4 | n |  | TRUE
120 | bus_LV_794-26_1_3_node_147 | 0.4 | n |  | TRUE
121 | bus_LV_794-26_1_3_node_188 | 0.4 | n |  | TRUE
122 | bus_LV_794-26_1_3_node_150 | 0.4 | n |  | TRUE
123 | bus_LV_794-26_1_3_node_160 | 0.4 | n |  | TRUE
124 | bus_LV_794-26_1_3_node_203 | 0.4 | n |  | TRUE
125 | bus_LV_794-26_1_3_node_180 | 0.4 | n |  | TRUE
126 | bus_LV_794-26_1_3_node_205 | 0.4 | n |  | TRUE
127 | bus_LV_794-26_1_3_node_196 | 0.4 | n |  | TRUE
128 | bus_LV_794-26_1_3_node_210 | 0.4 | n |  | TRUE
129 | bus_MV_0_node_141 | 20 | n |  | TRUE

## load
| name | bus | p_mw | q_mvar | const_z_percent | const_i_percent | sn_mva | scaling | in_service | type
0 | LV_794-26_1_3_load_5 | 0 | 0.0013005 | 0.00032594 | 0 | 0 |  | 1 | TRUE | wye
1 | LV_794-26_1_3_load_9 | 4 | 0.00065247 | 0.00016352 | 0 | 0 |  | 1 | TRUE | wye
2 | LV_794-26_1_3_load_11 | 6 | 0.001005 | 0.00025188 | 0 | 0 |  | 1 | TRUE | wye
3 | LV_794-26_1_3_load_79 | 8 | 0.00026175 | 6.56e-05 | 0 | 0 |  | 1 | TRUE | wye
4 | LV_794-26_1_3_load_12 | 9 | 0.00087686 | 0.00021976 | 0 | 0 |  | 1 | TRUE | wye
5 | LV_794-26_1_3_load_152 | 11 | 0.00038003 | 9.5243e-05 | 0 | 0 |  | 1 | TRUE | wye
6 | LV_794-26_1_3_load_148 | 12 | 0.00037203 | 9.3239e-05 | 0 | 0 |  | 1 | TRUE | wye
7 | LV_794-26_1_3_load_13 | 15 | 0.00031944 | 8.0059e-05 | 0 | 0 |  | 1 | TRUE | wye
8 | LV_794-26_1_3_load_14 | 16 | 0.00013426 | 3.3648e-05 | 0 | 0 |  | 1 | TRUE | wye
9 | LV_794-26_1_3_load_72 | 18 | 0.00020486 | 5.1342e-05 | 0 | 0 |  | 1 | TRUE | wye
10 | LV_794-26_1_3_load_193 | 20 | 0.00028178 | 7.062e-05 | 0 | 0 |  | 1 | TRUE | wye
11 | LV_794-26_1_3_load_140 | 21 | 0.00065746 | 0.00016478 | 0 | 0 |  | 1 | TRUE | wye
12 | LV_794-26_1_3_load_70 | 22 | 0.00031282 | 7.84e-05 | 0 | 0 |  | 1 | TRUE | wye
13 | LV_794-26_1_3_load_68 | 23 | 0.00018294 | 4.5848e-05 | 0 | 0 |  | 1 | TRUE | wye
14 | LV_794-26_1_3_load_64 | 24 | 0.00027901 | 6.9928e-05 | 0 | 0 |  | 1 | TRUE | wye
15 | LV_794-26_1_3_load_91 | 25 | 0.00034824 | 8.7277e-05 | 0 | 0 |  | 1 | TRUE | wye
16 | LV_794-26_1_3_load_156 | 26 | 0.00018824 | 4.7176e-05 | 0 | 0 |  | 1 | TRUE | wye
17 | LV_794-26_1_3_load_157 | 27 | 0.00020201 | 5.0629e-05 | 0 | 0 |  | 1 | TRUE | wye
18 | LV_794-26_1_3_load_93 | 28 | 0.00015551 | 3.8974e-05 | 0 | 0 |  | 1 | TRUE | wye
19 | LV_794-26_1_3_load_18 | 29 | 0.00050133 | 0.00012565 | 0 | 0 |  | 1 | TRUE | wye
20 | LV_794-26_1_3_load_19 | 30 | 0.00028796 | 7.2171e-05 | 0 | 0 |  | 1 | TRUE | wye
21 | LV_794-26_1_3_load_22 | 33 | 0.00082609 | 0.00020704 | 0 | 0 |  | 1 | TRUE | wye
22 | LV_794-26_1_3_load_202 | 35 | 0.00022984 | 5.7604e-05 | 0 | 0 |  | 1 | TRUE | wye
23 | LV_794-26_1_3_load_197 | 36 | 0.0010318 | 0.0002586 | 0 | 0 |  | 1 | TRUE | wye
24 | LV_794-26_1_3_load_158 | 37 | 0.00034588 | 8.6685e-05 | 0 | 0 |  | 1 | TRUE | wye
25 | LV_794-26_1_3_load_207 | 38 | 0.00083371 | 0.00020895 | 0 | 0 |  | 1 | TRUE | wye
26 | LV_794-26_1_3_load_209 | 39 | 0.00056887 | 0.00014257 | 0 | 0 |  | 1 | TRUE | wye
27 | LV_794-26_1_3_load_24 | 41 | 0.00013239 | 3.3179e-05 | 0 | 0 |  | 1 | TRUE | wye
28 | LV_794-26_1_3_load_25 | 42 | 0.00021173 | 5.3065e-05 | 0 | 0 |  | 1 | TRUE | wye
29 | LV_794-26_1_3_load_26 | 43 | 0.00036003 | 9.0232e-05 | 0 | 0 |  | 1 | TRUE | wye
30 | LV_794-26_1_3_load_27 | 44 | 0.00016238 | 4.0695e-05 | 0 | 0 |  | 1 | TRUE | wye
31 | LV_794-26_1_3_load_28 | 45 | 0.00013645 | 3.4198e-05 | 0 | 0 |  | 1 | TRUE | wye
32 | LV_794-26_1_3_load_90 | 47 | 0.0004209 | 0.00010549 | 0 | 0 |  | 1 | TRUE | wye
33 | LV_794-26_1_3_load_219 | 48 | 0.00031152 | 7.8074e-05 | 0 | 0 |  | 1 | TRUE | wye
34 | LV_794-26_1_3_load_29 | 50 | 0.00033268 | 8.3377e-05 | 0 | 0 |  | 1 | TRUE | wye
35 | LV_794-26_1_3_load_30 | 51 | 0.00085278 | 0.00021373 | 0 | 0 |  | 1 | TRUE | wye
36 | LV_794-26_1_3_load_32 | 53 | 0.00029081 | 7.2884e-05 | 0 | 0 |  | 1 | TRUE | wye
37 | LV_794-26_1_3_load_33 | 54 | 0.0003846 | 9.6391e-05 | 0 | 0 |  | 1 | TRUE | wye
38 | LV_794-26_1_3_load_34 | 55 | 0.00034934 | 8.7553e-05 | 0 | 0 |  | 1 | TRUE | wye
39 | LV_794-26_1_3_load_67 | 56 | 0.0006542 | 0.00016396 | 0 | 0 |  | 1 | TRUE | wye
40 | LV_794-26_1_3_load_128 | 60 | 0.0002038 | 5.1078e-05 | 0 | 0 |  | 1 | TRUE | wye
41 | LV_794-26_1_3_load_65 | 61 | 0.00033011 | 8.2733e-05 | 0 | 0 |  | 1 | TRUE | wye
42 | LV_794-26_1_3_load_186 | 62 | 0.00042805 | 0.00010728 | 0 | 0 |  | 1 | TRUE | wye
43 | LV_794-26_1_3_load_187 | 63 | 0.00063329 | 0.00015872 | 0 | 0 |  | 1 | TRUE | wye
44 | LV_794-26_1_3_load_50 | 64 | 0.00045822 | 0.00011484 | 0 | 0 |  | 1 | TRUE | wye
45 | LV_794-26_1_3_load_53 | 67 | 0.00058295 | 0.0001461 | 0 | 0 |  | 1 | TRUE | wye
46 | LV_794-26_1_3_load_54 | 68 | 0.00038237 | 9.5831e-05 | 0 | 0 |  | 1 | TRUE | wye
47 | LV_794-26_1_3_load_55 | 69 | 0.0006948 | 0.00017413 | 0 | 0 |  | 1 | TRUE | wye
48 | LV_794-26_1_3_load_191 | 70 | 0.00041492 | 0.00010399 | 0 | 0 |  | 1 | TRUE | wye
49 | LV_794-26_1_3_load_208 | 71 | 0.00010481 | 2.6269e-05 | 0 | 0 |  | 1 | TRUE | wye
50 | LV_794-26_1_3_load_56 | 73 | 0.0010476 | 0.00026256 | 0 | 0 |  | 1 | TRUE | wye
51 | LV_794-26_1_3_load_58 | 75 | 0.00048769 | 0.00012223 | 0 | 0 |  | 1 | TRUE | wye
52 | LV_794-26_1_3_load_166 | 76 | 0.00048113 | 0.00012058 | 0 | 0 |  | 1 | TRUE | wye
53 | LV_794-26_1_3_load_83 | 77 | 0.00033442 | 8.3814e-05 | 0 | 0 |  | 1 | TRUE | wye
54 | LV_794-26_1_3_load_69 | 78 | 0.0004325 | 0.0001084 | 0 | 0 |  | 1 | TRUE | wye
55 | LV_794-26_1_3_load_74 | 80 | 0.00034684 | 8.6927e-05 | 0 | 0 |  | 1 | TRUE | wye
56 | LV_794-26_1_3_load_211 | 81 | 0.00012873 | 3.2263e-05 | 0 | 0 |  | 1 | TRUE | wye
57 | LV_794-26_1_3_load_73 | 82 | 0.0002375 | 5.9523e-05 | 0 | 0 |  | 1 | TRUE | wye
58 | LV_794-26_1_3_load_113 | 83 | 0.00031216 | 7.8236e-05 | 0 | 0 |  | 1 | TRUE | wye
59 | LV_794-26_1_3_load_179 | 86 | 0.00073349 | 0.00018383 | 0 | 0 |  | 1 | TRUE | wye
60 | LV_794-26_1_3_load_178 | 87 | 0.0014279 | 0.00035787 | 0 | 0 |  | 1 | TRUE | wye
61 | LV_794-26_1_3_load_88 | 89 | 0.00038831 | 9.732e-05 | 0 | 0 |  | 1 | TRUE | wye
62 | LV_794-26_1_3_load_101 | 90 | 0.00014748 | 3.6962e-05 | 0 | 0 |  | 1 | TRUE | wye
63 | LV_794-26_1_3_load_102 | 91 | 0.00084841 | 0.00021263 | 0 | 0 |  | 1 | TRUE | wye
64 | LV_794-26_1_3_load_105 | 94 | 0.00015109 | 3.7868e-05 | 0 | 0 |  | 1 | TRUE | wye
65 | LV_794-26_1_3_load_106 | 95 | 0.00035264 | 8.8379e-05 | 0 | 0 |  | 1 | TRUE | wye
66 | LV_794-26_1_3_load_177 | 96 | 0.0003711 | 9.3007e-05 | 0 | 0 |  | 1 | TRUE | wye
67 | LV_794-26_1_3_load_151 | 97 | 0.00048369 | 0.00012122 | 0 | 0 |  | 1 | TRUE | wye
68 | LV_794-26_1_3_load_124 | 98 | 0.00042567 | 0.00010668 | 0 | 0 |  | 1 | TRUE | wye
69 | LV_794-26_1_3_load_141 | 99 | 0.0011295 | 0.00028308 | 0 | 0 |  | 1 | TRUE | wye
70 | LV_794-26_1_3_load_165 | 101 | 0.00019208 | 4.8139e-05 | 0 | 0 |  | 1 | TRUE | wye
71 | LV_794-26_1_3_load_204 | 102 | 0.00053963 | 0.00013524 | 0 | 0 |  | 1 | TRUE | wye
72 | LV_794-26_1_3_load_126 | 103 | 0.00038674 | 9.6926e-05 | 0 | 0 |  | 1 | TRUE | wye
73 | LV_794-26_1_3_load_189 | 105 | 0.0015725 | 0.0003941 | 0 | 0 |  | 1 | TRUE | wye
74 | LV_794-26_1_3_load_194 | 107 | 0.00017292 | 4.3337e-05 | 0 | 0 |  | 1 | TRUE | wye
75 | LV_794-26_1_3_load_198 | 108 | 0.00055199 | 0.00013834 | 0 | 0 |  | 1 | TRUE | wye
76 | LV_794-26_1_3_load_181 | 109 | 0.0003926 | 9.8395e-05 | 0 | 0 |  | 1 | TRUE | wye
77 | LV_794-26_1_3_load_195 | 110 | 0.00073485 | 0.00018417 | 0 | 0 |  | 1 | TRUE | wye
78 | LV_794-26_1_3_load_146 | 111 | 0.0002007 | 5.0301e-05 | 0 | 0 |  | 1 | TRUE | wye
79 | LV_794-26_1_3_load_201 | 113 | 0.00030876 | 7.7382e-05 | 0 | 0 |  | 1 | TRUE | wye
80 | LV_794-26_1_3_load_131 | 115 | 0.00077365 | 0.0001939 | 0 | 0 |  | 1 | TRUE | wye
81 | LV_794-26_1_3_load_143 | 117 | 0.00022124 | 5.5449e-05 | 0 | 0 |  | 1 | TRUE | wye
82 | LV_794-26_1_3_load_142 | 118 | 0.00016905 | 4.2367e-05 | 0 | 0 |  | 1 | TRUE | wye
83 | LV_794-26_1_3_load_145 | 119 | 0.00026098 | 6.5407e-05 | 0 | 0 |  | 1 | TRUE | wye
84 | LV_794-26_1_3_load_188 | 121 | 0.00015826 | 3.9664e-05 | 0 | 0 |  | 1 | TRUE | wye
85 | LV_794-26_1_3_load_150 | 122 | 0.00030691 | 7.6918e-05 | 0 | 0 |  | 1 | TRUE | wye
86 | LV_794-26_1_3_load_160 | 123 | 0.00060879 | 0.00015258 | 0 | 0 |  | 1 | TRUE | wye
87 | LV_794-26_1_3_load_203 | 124 | 0.00021004 | 5.264e-05 | 0 | 0 |  | 1 | TRUE | wye
88 | LV_794-26_1_3_load_180 | 125 | 0.00024388 | 6.1122e-05 | 0 | 0 |  | 1 | TRUE | wye
89 | LV_794-26_1_3_load_205 | 126 | 0.00032908 | 8.2475e-05 | 0 | 0 |  | 1 | TRUE | wye
90 | LV_794-26_1_3_load_196 | 127 | 0.00040006 | 0.00010026 | 0 | 0 |  | 1 | TRUE | wye
91 | LV_794-26_1_3_load_210 | 128 | 0.00026886 | 6.7383e-05 | 0 | 0 |  | 1 | TRUE | wye

## ext_grid
| name | bus | vm_pu | va_degree | slack_weight | in_service
0 |  | 99 | 1 | 0 | 1 | TRUE

## line
| name | std_type | from_bus | to_bus | length_km | r_ohm_per_km | x_ohm_per_km | c_nf_per_km | g_us_per_km | max_i_ka | df | parallel | type | in_service
0 | LV_794-26_1_3_line_0 | NAYY 4x150 SE | 0 | 1 | 0.073326 | 0.208 | 0.08 | 261 | 0 | 0.27 | 1 | 3 | cs | TRUE
1 | LV_794-26_1_3_line_1 | NAYY 4x150 SE | 0 | 2 | 0.025169 | 0.208 | 0.08 | 261 | 0 | 0.27 | 1 | 3 | cs | TRUE
2 | LV_794-26_1_3_line_2 | NAYY 4x150 SE | 1 | 3 | 0.13032 | 0.208 | 0.08 | 261 | 0 | 0.27 | 1 | 3 | cs | TRUE
3 | LV_794-26_1_3_line_3 | NAYY 4x150 SE | 1 | 4 | 0.17529 | 0.208 | 0.08 | 261 | 0 | 0.27 | 1 | 1 | cs | TRUE
4 | LV_794-26_1_3_line_4 | NAYY 4x150 SE | 2 | 5 | 0.32514 | 0.208 | 0.08 | 261 | 0 | 0.27 | 1 | 3 | cs | TRUE
5 | LV_794-26_1_3_line_5 | NAYY 4x150 SE | 2 | 6 | 0.048419 | 0.208 | 0.08 | 261 | 0 | 0.27 | 1 | 1 | cs | TRUE
6 | LV_794-26_1_3_line_6 | NAYY 4x150 SE | 3 | 7 | 0.008113 | 0.208 | 0.08 | 261 | 0 | 0.27 | 1 | 3 | cs | TRUE
7 | LV_794-26_1_3_line_7 | NAYY 4x150 SE | 3 | 8 | 0.18238 | 0.208 | 0.08 | 261 | 0 | 0.27 | 1 | 1 | cs | TRUE
8 | LV_794-26_1_3_line_8 | NAYY 4x150 SE | 4 | 9 | 0.01706 | 0.208 | 0.08 | 261 | 0 | 0.27 | 1 | 1 | cs | TRUE
9 | LV_794-26_1_3_line_9 | NAYY 4x150 SE | 5 | 10 | 0.1914 | 0.208 | 0.08 | 261 | 0 | 0.27 | 1 | 3 | cs | TRUE
10 | LV_794-26_1_3_line_10 | NAYY 4x150 SE | 7 | 11 | 0.075938 | 0.208 | 0.08 | 261 | 0 | 0.27 | 1 | 1 | cs | TRUE
11 | LV_794-26_1_3_line_11 | NAYY 4x150 SE | 7 | 12 | 0.094908 | 0.208 | 0.08 | 261 | 0 | 0.27 | 1 | 3 | cs | TRUE
12 | LV_794-26_1_3_line_12 | NAYY 4x150 SE | 8 | 13 | 0.18073 | 0.208 | 0.08 | 261 | 0 | 0.27 | 1 | 1 | cs | TRUE
13 | LV_794-26_1_3_line_13 | NAYY 4x150 SE | 10 | 14 | 0.10664 | 0.208 | 0.08 | 261 | 0 | 0.27 | 1 | 3 | cs | TRUE
14 | LV_794-26_1_3_line_14 | NAYY 4x150 SE | 10 | 15 | 0.0080623 | 0.208 | 0.08 | 261 | 0 | 0.27 | 1 | 1 | cs | TRUE
15 | LV_794-26_1_3_line_15 | NAYY 4x150 SE | 11 | 36 | 0.0092351 | 0.208 | 0.08 | 261 | 0 | 0.27 | 1 | 1 | cs | TRUE
16 | LV_794-26_1_3_line_16 | NAYY 4x150 SE | 12 | 88 | 0.003532 | 0.208 | 0.08 | 261 | 0 | 0.27 | 1 | 3 | cs | TRUE
17 | LV_794-26_1_3_line_17 | NAYY 4x150 SE | 13 | 85 | 0.039902 | 0.208 | 0.08 | 261 | 0 | 0.27 | 1 | 1 | cs | TRUE
18 | LV_794-26_1_3_line_18 | NAYY 4x150 SE | 13 | 77 | 0.011328 | 0.208 | 0.08 | 261 | 0 | 0.27 | 1 | 1 | cs | TRUE
19 | LV_794-26_1_3_line_19 | NAYY 4x150 SE | 14 | 20 | 0.020357 | 0.208 | 0.08 | 261 | 0 | 0.27 | 1 | 1 | cs | TRUE
20 | LV_794-26_1_3_line_20 | NAYY 4x150 SE | 14 | 21 | 0.12694 | 0.208 | 0.08 | 261 | 0 | 0.27 | 1 | 3 | cs | TRUE
21 | LV_794-26_1_3_line_21 | NAYY 4x150 SE | 16 | 17 | 0.0026263 | 0.208 | 0.08 | 261 | 0 | 0.27 | 1 | 1 | cs | TRUE
22 | LV_794-26_1_3_line_22 | NAYY 4x150 SE | 17 | 18 | 0.067656 | 0.208 | 0.08 | 261 | 0 | 0.27 | 1 | 1 | cs | TRUE
23 | LV_794-26_1_3_line_23 | NAYY 4x150 SE | 17 | 19 | 0.19547 | 0.208 | 0.08 | 261 | 0 | 0.27 | 1 | 1 | cs | TRUE
24 | LV_794-26_1_3_line_24 | NAYY 4x150 SE | 18 | 22 | 0.15655 | 0.208 | 0.08 | 261 | 0 | 0.27 | 1 | 1 | cs | TRUE
25 | LV_794-26_1_3_line_25 | NAYY 4x150 SE | 19 | 23 | 0.041724 | 0.208 | 0.08 | 261 | 0 | 0.27 | 1 | 3 | cs | TRUE
26 | LV_794-26_1_3_line_26 | NAYY 4x150 SE | 19 | 24 | 0.035777 | 0.208 | 0.08 | 261 | 0 | 0.27 | 1 | 3 | cs | TRUE
27 | LV_794-26_1_3_line_27 | NAYY 4x150 SE | 20 | 25 | 0.016781 | 0.208 | 0.08 | 261 | 0 | 0.27 | 1 | 1 | cs | TRUE
28 | LV_794-26_1_3_line_28 | NAYY 4x150 SE | 21 | 23 | 0.14559 | 0.208 | 0.08 | 261 | 0 | 0.27 | 1 | 3 | cs | TRUE
29 | LV_794-26_1_3_line_29 | NAYY 4x150 SE | 22 | 78 | 0.24516 | 0.208 | 0.08 | 261 | 0 | 0.27 | 1 | 1 | cs | TRUE
30 | LV_794-26_1_3_line_30 | NAYY 4x150 SE | 24 | 61 | 0.069479 | 0.208 | 0.08 | 261 | 0 | 0.27 | 1 | 3 | cs | TRUE
31 | LV_794-26_1_3_line_31 | NAYY 4x150 SE | 25 | 28 | 0.12056 | 0.208 | 0.08 | 261 | 0 | 0.27 | 1 | 1 | cs | TRUE
32 | LV_794-26_1_3_line_32 | NAYY 4x150 SE | 25 | 49 | 0.086446 | 0.208 | 0.08 | 261 | 0 | 0.27 | 1 | 1 | cs | TRUE
33 | LV_794-26_1_3_line_33 | NAYY 4x150 SE | 26 | 27 | 0.024269 | 0.208 | 0.08 | 261 | 0 | 0.27 | 1 | 1 | cs | TRUE
34 | LV_794-26_1_3_line_34 | NAYY 4x150 SE | 26 | 28 | 0.16325 | 0.208 | 0.08 | 261 | 0 | 0.27 | 1 | 1 | cs | TRUE
35 | LV_794-26_1_3_line_35 | NAYY 4x150 SE | 29 | 30 | 0.066057 | 0.208 | 0.08 | 261 | 0 | 0.27 | 1 | 1 | cs | TRUE
36 | LV_794-26_1_3_line_36 | NAYY 4x150 SE | 29 | 31 | 0.012306 | 0.208 | 0.08 | 261 | 0 | 0.27 | 1 | 1 | cs | TRUE
37 | LV_794-26_1_3_line_37 | NAYY 4x150 SE | 30 | 32 | 0.21692 | 0.208 | 0.08 | 261 | 0 | 0.27 | 1 | 1 | cs | TRUE
38 | LV_794-26_1_3_line_38 | NAYY 4x150 SE | 31 | 33 | 0.034494 | 0.208 | 0.08 | 261 | 0 | 0.27 | 1 | 1 | cs | TRUE
39 | LV_794-26_1_3_line_39 | NAYY 4x150 SE | 31 | 34 | 0.19542 | 0.208 | 0.08 | 261 | 0 | 0.27 | 1 | 1 | cs | TRUE
40 | LV_794-26_1_3_line_40 | NAYY 4x150 SE | 32 | 35 | 0.015485 | 0.208 | 0.08 | 261 | 0 | 0.27 | 1 | 1 | cs | TRUE
41 | LV_794-26_1_3_line_41 | NAYY 4x150 SE | 32 | 36 | 0.11675 | 0.208 | 0.08 | 261 | 0 | 0.27 | 1 | 1 | cs | TRUE
42 | LV_794-26_1_3_line_42 | NAYY 4x150 SE | 34 | 37 | 0.26902 | 0.208 | 0.08 | 261 | 0 | 0.27 | 1 | 1 | cs | TRUE
43 | LV_794-26_1_3_line_43 | NAYY 4x150 SE | 34 | 38 | 0.14291 | 0.208 | 0.08 | 261 | 0 | 0.27 | 1 | 1 | cs | TRUE
44 | LV_794-26_1_3_line_44 | NAYY 4x150 SE | 35 | 39 | 0.21597 | 0.208 | 0.08 | 261 | 0 | 0.27 | 1 | 1 | cs | TRUE
45 | LV_794-26_1_3_line_45 | NAYY 4x150 SE | 37 | 40 | 0.043055 | 0.208 | 0.08 | 261 | 0 | 0.27 | 1 | 1 | cs | TRUE
46 | LV_794-26_1_3_line_46 | NAYY 4x150 SE | 39 | 128 | 0.031935 | 0.208 | 0.08 | 261 | 0 | 0.27 | 1 | 1 | cs | TRUE
47 | LV_794-26_1_3_line_47 | NAYY 4x150 SE | 40 | 123 | 0.19263 | 0.208 | 0.08 | 261 | 0 | 0.27 | 1 | 1 | cs | TRUE
48 | LV_794-26_1_3_line_48 | NAYY 4x150 SE | 41 | 42 | 0.020046 | 0.208 | 0.08 | 261 | 0 | 0.27 | 1 | 1 | cs | TRUE
49 | LV_794-26_1_3_line_49 | NAYY 4x150 SE | 41 | 43 | 0.045596 | 0.208 | 0.08 | 261 | 0 | 0.27 | 1 | 1 | cs | TRUE
50 | LV_794-26_1_3_line_50 | NAYY 4x150 SE | 42 | 44 | 0.012251 | 0.208 | 0.08 | 261 | 0 | 0.27 | 1 | 1 | cs | TRUE
51 | LV_794-26_1_3_line_51 | NAYY 4x150 SE | 43 | 45 | 0.010654 | 0.208 | 0.08 | 261 | 0 | 0.27 | 1 | 1 | cs | TRUE
52 | LV_794-26_1_3_line_52 | NAYY 4x150 SE | 44 | 46 | 0.19179 | 0.208 | 0.08 | 261 | 0 | 0.27 | 1 | 1 | cs | TRUE
53 | LV_794-26_1_3_line_53 | NAYY 4x150 SE | 45 | 47 | 0.0076421 | 0.208 | 0.08 | 261 | 0 | 0.27 | 1 | 1 | cs | TRUE
54 | LV_794-26_1_3_line_54 | NAYY 4x150 SE | 46 | 48 | 0.20289 | 0.208 | 0.08 | 261 | 0 | 0.27 | 1 | 1 | cs | TRUE
55 | LV_794-26_1_3_line_55 | NAYY 4x150 SE | 47 | 49 | 0.071864 | 0.208 | 0.08 | 261 | 0 | 0.27 | 1 | 1 | cs | TRUE
56 | LV_794-26_1_3_line_56 | NAYY 4x150 SE | 49 | 89 | 0.031262 | 0.208 | 0.08 | 261 | 0 | 0.27 | 1 | 1 | cs | TRUE
57 | LV_794-26_1_3_line_57 | NAYY 4x150 SE | 50 | 51 | 0.0060026 | 0.208 | 0.08 | 261 | 0 | 0.27 | 1 | 1 | cs | TRUE
58 | LV_794-26_1_3_line_58 | NAYY 4x150 SE | 50 | 52 | 0.022984 | 0.208 | 0.08 | 261 | 0 | 0.27 | 1 | 1 | cs | TRUE
59 | LV_794-26_1_3_line_59 | NAYY 4x150 SE | 51 | 53 | 0.014988 | 0.208 | 0.08 | 261 | 0 | 0.27 | 1 | 1 | cs | TRUE
60 | LV_794-26_1_3_line_60 | NAYY 4x150 SE | 52 | 54 | 0.14527 | 0.208 | 0.08 | 261 | 0 | 0.27 | 1 | 3 | cs | TRUE
61 | LV_794-26_1_3_line_61 | NAYY 4x150 SE | 52 | 55 | 0.1519 | 0.208 | 0.08 | 261 | 0 | 0.27 | 1 | 3 | cs | TRUE
62 | LV_794-26_1_3_line_62 | NAYY 4x150 SE | 54 | 56 | 0.024194 | 0.208 | 0.08 | 261 | 0 | 0.27 | 1 | 3 | cs | TRUE
63 | LV_794-26_1_3_line_63 | NAYY 4x150 SE | 55 | 57 | 0.067891 | 0.208 | 0.08 | 261 | 0 | 0.27 | 1 | 3 | cs | TRUE
64 | LV_794-26_1_3_line_64 | NAYY 4x150 SE | 56 | 61 | 0.016926 | 0.208 | 0.08 | 261 | 0 | 0.27 | 1 | 3 | cs | TRUE
65 | LV_794-26_1_3_line_65 | NAYY 4x150 SE | 57 | 62 | 0.0040708 | 0.208 | 0.08 | 261 | 0 | 0.27 | 1 | 1 | cs | TRUE
66 | LV_794-26_1_3_line_66 | NAYY 4x150 SE | 57 | 63 | 0.13568 | 0.208 | 0.08 | 261 | 0 | 0.27 | 1 | 3 | cs | TRUE
67 | LV_794-26_1_3_line_67 | NAYY 4x150 SE | 58 | 59 | 0.22518 | 0.208 | 0.08 | 261 | 0 | 0.27 | 1 | 1 | cs | TRUE
68 | LV_794-26_1_3_line_68 | NAYY 4x150 SE | 58 | 60 | 0.25758 | 0.208 | 0.08 | 261 | 0 | 0.27 | 1 | 1 | cs | TRUE
69 | LV_794-26_1_3_line_69 | NAYY 4x150 SE | 59 | 113 | 0.15169 | 0.208 | 0.08 | 261 | 0 | 0.27 | 1 | 1 | cs | TRUE
70 | LV_794-26_1_3_line_70 | NAYY 4x150 SE | 60 | 111 | 0.27578 | 0.208 | 0.08 | 261 | 0 | 0.27 | 1 | 1 | cs | TRUE
71 | LV_794-26_1_3_line_71 | NAYY 4x150 SE | 63 | 120 | 0.065485 | 0.208 | 0.08 | 261 | 0 | 0.27 | 1 | 2 | cs | TRUE
72 | LV_794-26_1_3_line_72 | NAYY 4x150 SE | 64 | 65 | 0.091446 | 0.208 | 0.08 | 261 | 0 | 0.27 | 1 | 1 | cs | TRUE
73 | LV_794-26_1_3_line_73 | NAYY 4x150 SE | 64 | 66 | 0.015448 | 0.208 | 0.08 | 261 | 0 | 0.27 | 1 | 1 | cs | TRUE
74 | LV_794-26_1_3_line_74 | NAYY 4x150 SE | 65 | 67 | 0.040811 | 0.208 | 0.08 | 261 | 0 | 0.27 | 1 | 1 | cs | TRUE
75 | LV_794-26_1_3_line_75 | NAYY 4x150 SE | 66 | 68 | 0.053914 | 0.208 | 0.08 | 261 | 0 | 0.27 | 1 | 1 | cs | TRUE
76 | LV_794-26_1_3_line_76 | NAYY 4x150 SE | 66 | 69 | 0.14123 | 0.208 | 0.08 | 261 | 0 | 0.27 | 1 | 1 | cs | TRUE
77 | LV_794-26_1_3_line_77 | NAYY 4x150 SE | 68 | 70 | 0.028789 | 0.208 | 0.08 | 261 | 0 | 0.27 | 1 | 1 | cs | TRUE
78 | LV_794-26_1_3_line_78 | NAYY 4x150 SE | 69 | 71 | 0.031663 | 0.208 | 0.08 | 261 | 0 | 0.27 | 1 | 1 | cs | TRUE
79 | LV_794-26_1_3_line_79 | NAYY 4x150 SE | 71 | 72 | 0.011536 | 0.208 | 0.08 | 261 | 0 | 0.27 | 1 | 1 | cs | TRUE
80 | LV_794-26_1_3_line_80 | NAYY 4x150 SE | 72 | 126 | 0.2012 | 0.208 | 0.08 | 261 | 0 | 0.27 | 1 | 1 | cs | TRUE
81 | LV_794-26_1_3_line_81 | NAYY 4x150 SE | 72 | 121 | 0.084637 | 0.208 | 0.08 | 261 | 0 | 0.27 | 1 | 1 | cs | TRUE
82 | LV_794-26_1_3_line_82 | NAYY 4x150 SE | 73 | 74 | 0.015067 | 0.208 | 0.08 | 261 | 0 | 0.27 | 1 | 1 | cs | TRUE
83 | LV_794-26_1_3_line_83 | NAYY 4x150 SE | 74 | 75 | 0.040372 | 0.208 | 0.08 | 261 | 0 | 0.27 | 1 | 1 | cs | TRUE
84 | LV_794-26_1_3_line_84 | NAYY 4x150 SE | 75 | 76 | 0.0023963 | 0.208 | 0.08 | 261 | 0 | 0.27 | 1 | 1 | cs | TRUE
85 | LV_794-26_1_3_line_85 | NAYY 4x150 SE | 76 | 77 | 0.020248 | 0.208 | 0.08 | 261 | 0 | 0.27 | 1 | 1 | cs | TRUE
86 | LV_794-26_1_3_line_86 | NAYY 4x150 SE | 78 | 79 | 0.095349 | 0.208 | 0.08 | 261 | 0 | 0.27 | 1 | 1 | cs | TRUE
87 | LV_794-26_1_3_line_87 | NAYY 4x150 SE | 79 | 80 | 0.091815 | 0.208 | 0.08 | 261 | 0 | 0.27 | 1 | 1 | cs | TRUE
88 | LV_794-26_1_3_line_88 | NAYY 4x150 SE | 79 | 81 | 0.074742 | 0.208 | 0.08 | 261 | 0 | 0.27 | 1 | 1 | cs | TRUE
89 | LV_794-26_1_3_line_89 | NAYY 4x150 SE | 82 | 83 | 0.0064961 | 0.208 | 0.08 | 261 | 0 | 0.27 | 1 | 1 | cs | TRUE
90 | LV_794-26_1_3_line_90 | NAYY 4x150 SE | 83 | 84 | 0.20696 | 0.208 | 0.08 | 261 | 0 | 0.27 | 1 | 1 | cs | TRUE
91 | LV_794-26_1_3_line_91 | NAYY 4x150 SE | 84 | 101 | 0.049315 | 0.208 | 0.08 | 261 | 0 | 0.27 | 1 | 1 | cs | TRUE
92 | LV_794-26_1_3_line_92 | NAYY 4x150 SE | 85 | 86 | 0.017444 | 0.208 | 0.08 | 261 | 0 | 0.27 | 1 | 1 | cs | TRUE
93 | LV_794-26_1_3_line_93 | NAYY 4x150 SE | 85 | 87 | 0.015448 | 0.208 | 0.08 | 261 | 0 | 0.27 | 1 | 1 | cs | TRUE
94 | LV_794-26_1_3_line_94 | NAYY 4x150 SE | 88 | 122 | 0.053588 | 0.208 | 0.08 | 261 | 0 | 0.27 | 1 | 1 | cs | TRUE
95 | LV_794-26_1_3_line_95 | NAYY 4x150 SE | 88 | 97 | 0.023341 | 0.208 | 0.08 | 261 | 0 | 0.27 | 1 | 3 | cs | TRUE
96 | LV_794-26_1_3_line_96 | NAYY 4x150 SE | 90 | 91 | 0.1377 | 0.208 | 0.08 | 261 | 0 | 0.27 | 1 | 3 | cs | TRUE
97 | LV_794-26_1_3_line_97 | NAYY 4x150 SE | 90 | 92 | 0.053563 | 0.208 | 0.08 | 261 | 0 | 0.27 | 1 | 3 | cs | TRUE
98 | LV_794-26_1_3_line_98 | NAYY 4x150 SE | 91 | 93 | 0.0034592 | 0.208 | 0.08 | 261 | 0 | 0.27 | 1 | 3 | cs | TRUE
99 | LV_794-26_1_3_line_99 | NAYY 4x150 SE | 92 | 94 | 0.050322 | 0.208 | 0.08 | 261 | 0 | 0.27 | 1 | 1 | cs | TRUE
100 | LV_794-26_1_3_line_100 | NAYY 4x150 SE | 92 | 95 | 0.029771 | 0.208 | 0.08 | 261 | 0 | 0.27 | 1 | 3 | cs | TRUE
101 | LV_794-26_1_3_line_101 | NAYY 4x150 SE | 93 | 96 | 0.080144 | 0.208 | 0.08 | 261 | 0 | 0.27 | 1 | 1 | cs | TRUE
102 | LV_794-26_1_3_line_102 | NAYY 4x150 SE | 93 | 97 | 0.085305 | 0.208 | 0.08 | 261 | 0 | 0.27 | 1 | 3 | cs | TRUE
103 | LV_794-26_1_3_line_103 | NAYY 4x150 SE | 94 | 98 | 0.0087295 | 0.208 | 0.08 | 261 | 0 | 0.27 | 1 | 1 | cs | TRUE
104 | LV_794-26_1_3_line_104 | NAYY 4x150 SE | 95 | 99 | 0.063903 | 0.208 | 0.08 | 261 | 0 | 0.27 | 1 | 3 | cs | TRUE
105 | LV_794-26_1_3_line_105 | NAYY 4x150 SE | 98 | 100 | 0.060461 | 0.208 | 0.08 | 261 | 0 | 0.27 | 1 | 1 | cs | TRUE
106 | LV_794-26_1_3_line_106 | NAYY 4x150 SE | 100 | 103 | 0.010707 | 0.208 | 0.08 | 261 | 0 | 0.27 | 1 | 1 | cs | TRUE
107 | LV_794-26_1_3_line_107 | NAYY 4x150 SE | 100 | 104 | 0.097284 | 0.208 | 0.08 | 261 | 0 | 0.27 | 1 | 1 | cs | TRUE
108 | LV_794-26_1_3_line_108 | NAYY 4x150 SE | 101 | 102 | 0.031421 | 0.208 | 0.08 | 261 | 0 | 0.27 | 1 | 1 | cs | TRUE
109 | LV_794-26_1_3_line_109 | NAYY 4x150 SE | 102 | 124 | 0.05923 | 0.208 | 0.08 | 261 | 0 | 0.27 | 1 | 1 | cs | TRUE
110 | LV_794-26_1_3_line_110 | NAYY 4x150 SE | 103 | 105 | 0.018837 | 0.208 | 0.08 | 261 | 0 | 0.27 | 1 | 1 | cs | TRUE
111 | LV_794-26_1_3_line_111 | NAYY 4x150 SE | 104 | 106 | 0.19792 | 0.208 | 0.08 | 261 | 0 | 0.27 | 1 | 1 | cs | TRUE
112 | LV_794-26_1_3_line_112 | NAYY 4x150 SE | 104 | 107 | 0.23923 | 0.208 | 0.08 | 261 | 0 | 0.27 | 1 | 1 | cs | TRUE
113 | LV_794-26_1_3_line_113 | NAYY 4x150 SE | 106 | 108 | 0.057816 | 0.208 | 0.08 | 261 | 0 | 0.27 | 1 | 1 | cs | TRUE
114 | LV_794-26_1_3_line_114 | NAYY 4x150 SE | 106 | 109 | 0.09763 | 0.208 | 0.08 | 261 | 0 | 0.27 | 1 | 1 | cs | TRUE
115 | LV_794-26_1_3_line_115 | NAYY 4x150 SE | 107 | 110 | 0.011181 | 0.208 | 0.08 | 261 | 0 | 0.27 | 1 | 1 | cs | TRUE
116 | LV_794-26_1_3_line_116 | NAYY 4x150 SE | 109 | 125 | 0.16684 | 0.208 | 0.08 | 261 | 0 | 0.27 | 1 | 1 | cs | TRUE
117 | LV_794-26_1_3_line_117 | NAYY 4x150 SE | 110 | 127 | 0.11399 | 0.208 | 0.08 | 261 | 0 | 0.27 | 1 | 1 | cs | TRUE
118 | LV_794-26_1_3_line_118 | NAYY 4x150 SE | 111 | 112 | 0.12879 | 0.208 | 0.08 | 261 | 0 | 0.27 | 1 | 1 | cs | TRUE
119 | LV_794-26_1_3_line_119 | NAYY 4x150 SE | 112 | 120 | 0.054825 | 0.208 | 0.08 | 261 | 0 | 0.27 | 1 | 2 | cs | TRUE
120 | LV_794-26_1_3_line_120 | NAYY 4x150 SE | 112 | 118 | 0.19159 | 0.208 | 0.08 | 261 | 0 | 0.27 | 1 | 1 | cs | TRUE
121 | LV_794-26_1_3_line_121 | NAYY 4x150 SE | 114 | 115 | 0.10576 | 0.208 | 0.08 | 261 | 0 | 0.27 | 1 | 1 | cs | TRUE
122 | LV_794-26_1_3_line_122 | NAYY 4x150 SE | 114 | 116 | 0.098872 | 0.208 | 0.08 | 261 | 0 | 0.27 | 1 | 1 | cs | TRUE
123 | LV_794-26_1_3_line_123 | NAYY 4x150 SE | 116 | 117 | 0.1869 | 0.208 | 0.08 | 261 | 0 | 0.27 | 1 | 1 | cs | TRUE
124 | LV_794-26_1_3_line_124 | NAYY 4x150 SE | 117 | 119 | 0.013565 | 0.208 | 0.08 | 261 | 0 | 0.27 | 1 | 1 | cs | TRUE
125 | LV_794-26_1_3_line_125 | NAYY 4x150 SE | 117 | 118 | 0.14029 | 0.208 | 0.08 | 261 | 0 | 0.27 | 1 | 1 | cs | TRUE
126 | LV_794-26_1_3_line_126 | NAYY 4x150 SE | 119 | 121 | 0.1479 | 0.208 | 0.08 | 261 | 0 | 0.27 | 1 | 1 | cs | TRUE
127 | LV_794-26_1_3_line_127 | NAYY 4x150 SE | 124 | 126 | 0.012476 | 0.208 | 0.08 | 261 | 0 | 0.27 | 1 | 1 | cs | TRUE

## trafo
| name | std_type | hv_bus | lv_bus | sn_mva | vn_hv_kv | vn_lv_kv | vk_percent | vkr_percent | pfe_kw | i0_percent | shift_degree | tap_side | tap_neutral | tap_min | tap_max | tap_step_percent | tap_step_degree | tap_pos | tap_phase_shifter | parallel | df | in_service
0 | LV_794-26_1_3_trafo_141 | 0.25 MVA 20/0.4 kV | 129 | 99 | 0.25 | 20 | 0.4 | 6 | 1.44 | 0.8 | 0.32 | 150 | hv | 0 | -2 | 2 | 2.5 | 0 | 0 | FALSE | 1 | 1 | TRUE

## line_geodata
| x0 | y0 | x1 | y1 | x2 | y2 | x3 | y3 | x4 | y4 | x5 | y5 | x6 | y6 | x7 | y7 | x8 | y8 | x9 | y9 | x10 | y10 | x11 | y11 | x12 | y12 | x13 | y13 | x14 | y14 | x15 | y15 | x16 | y16 | x17 | y17 | x18 | y18 | x19 | y19 | x20 | y20 | x21 | y21 | x22 | y22 | x23 | y23 | x24 | y24 | x25 | y25 | x26 | y26 | x27 | y27 | x28 | y28 | x29 | y29 | x30 | y30 | x31 | y31 | x32 | y32 | x33 | y33 | x34 | y34 | x35 | y35 | x36 | y36 | x37 | y37 | x38 | y38 | x39 | y39 | x40 | y40
0 | 2592942.7425 | 1153090.8698 | 2592939.6499 | 1153090.351 | 2592927.9485 | 1153089.5534 | 2592919.3477 | 1153089.5525 | 2592911.1544 | 1153090.2515 | 2592903.9514 | 1153091.4495 | 2592896.4502 | 1153093.5484 | 2592880.8519 | 1153099.7478 | 2592874.15 | 1153102.9463 | 2592872.0787 | 1153104.0257
1 | 2592849.8131 | 1153115.7595 | 2592854.9503 | 1153112.952 | 2592872.0787 | 1153104.0257
2 | 2592942.7425 | 1153090.8698 | 2592946.7484 | 1153091.5543 | 2592958.6528 | 1153095.3532 | 2593011.5489 | 1153116.9459 | 2593019.8539 | 1153119.8487 | 2593026.1472 | 1153121.5533 | 2593037.5505 | 1153123.352 | 2593048.8518 | 1153123.2498 | 2593060.4506 | 1153121.6466 | 2593063.0508 | 1153120.9544 | 2593067.069 | 1153119.1377
3 | 2592942.7425 | 1153090.8698 | 2592941.7487 | 1153087.4471 | 2592939.2502 | 1153083.248 | 2592928.0491 | 1153070.8552 | 2592913.3496 | 1153052.3525 | 2592909.7544 | 1153048.5549 | 2592900.6526 | 1153040.2506 | 2592884.5488 | 1153028.0527 | 2592869.7516 | 1153017.8543 | 2592838.9534 | 1152998.1482 | 2592833.0492 | 1152994.8537 | 2592830.6467 | 1152994.0562 | 2592828.6519 | 1152994.0475 | 2592824.1492 | 1152994.9533 | 2592821.9489 | 1152996.4456 | 2592813.3521 | 1153006.2497 | 2592811.2928 | 1153007.9024
4 | 2592552.104 | 1153057.0509 | 2592554.3034 | 1153054.9471 | 2592557.3013 | 1153053.3537 | 2592560.5995 | 1153052.5492 | 2592603.7009 | 1153044.247 | 2592607.3529 | 1153044.1536 | 2592612.6479 | 1153044.9474 | 2592618.1513 | 1153046.7526 | 2592642.649 | 1153058.6503 | 2592651.6476 | 1153063.9529 | 2592658.6533 | 1153070.7476 | 2592669.1479 | 1153082.1514 | 2592676.55 | 1153086.8557 | 2592691.252 | 1153094.4525 | 2592713.3527 | 1153104.0524 | 2592724.2539 | 1153109.2527 | 2592739.453 | 1153115.5484 | 2592755.1588 | 1153122.2214 | 2592762.8506 | 1153125.5471 | 2592766.8494 | 1153126.7539 | 2592770.9473 | 1153127.4493 | 2592775.2515 | 1153127.4552 | 2592786.4516 | 1153126.1521 | 2592790.7482 | 1153126.1469 | 2592795.4518 | 1153126.5525 | 2592803.5098 | 1153128.1658 | 2592808.8512 | 1153129.3488 | 2592814.3532 | 1153130.0536 | 2592819.0487 | 1153130.0479 | 2592826.9493 | 1153128.4488 | 2592836.1423 | 1153123.313 | 2592849.8131 | 1153115.7595
5 | 2592803.2486 | 1153102.4535 | 2592828.5477 | 1153111.4496 | 2592849.8131 | 1153115.7595
6 | 2593067.069 | 1153119.1377 | 2593072.9909 | 1153124.7002
7 | 2593067.069 | 1153119.1377 | 2593061.3469 | 1153113.8529 | 2593049.0512 | 1153103.451 | 2593036.4494 | 1153093.7498 | 2593025.052 | 1153083.9473 | 2593006.9481 | 1153066.949 | 2592996.747 | 1153056.656 | 2592944.6478 | 1153002.3464 | 2592935.3793 | 1152993.2758
8 | 2592795.6501 | 1153011.3513 | 2592800.6541 | 1153012.6459 | 2592802.6488 | 1153012.4545 | 2592808.2472 | 1153010.3467 | 2592811.2928 | 1153007.9024
9 | 2592637.9679 | 1153219.3794 | 2592639.1015 | 1153217.855 | 2592639.5039 | 1153214.4528 | 2592634.1018 | 1153207.5561 | 2592627.9023 | 1153201.1495 | 2592623.7989 | 1153195.9521 | 2592620.901 | 1153191.5535 | 2592618.5009 | 1153186.454 | 2592615.3977 | 1153177.3534 | 2592612.4853 | 1153173.6996 | 2592610.503 | 1153171.3565 | 2592595.3985 | 1153154.756 | 2592586.7006 | 1153144.4506 | 2592582.6984 | 1153134.3506 | 2592578.6979 | 1153119.5484 | 2592578.366 | 1153117.8813 | 2592576.8991 | 1153110.5462 | 2592574.7974 | 1153104.846 | 2592565.7027 | 1153090.2502 | 2592551.4024 | 1153072.7483 | 2592549.601 | 1153067.9482 | 2592549.4985 | 1153065.7473 | 2592550.9027 | 1153059.6537 | 2592552.104 | 1153057.0509
10 | 2593072.9909 | 1153124.7002 | 2593076.9523 | 1153120.249 | 2593078.2466 | 1153118.202 | 2593080.1528 | 1153114.5536 | 2593081.1541 | 1153111.3508 | 2593081.5489 | 1153107.7486 | 2593080.9491 | 1153099.9455 | 2593078.9541 | 1153086.6524 | 2593079.147 | 1153080.9494 | 2593079.949 | 1153077.8469 | 2593081.4496 | 1153075.0549 | 2593083.4492 | 1153072.5514 | 2593087.0527 | 1153070.3461 | 2593091.4474 | 1153068.9514 | 2593101.3498 | 1153066.6499 | 2593102.2108 | 1153066.3639
11 | 2593072.9909 | 1153124.7002 | 2593081.4481 | 1153133.2501 | 2593089.75 | 1153140.155 | 2593146.1853 | 1153185.0012
12 | 2592827.59 | 1152851.3454 | 2592830.1539 | 1152858.746 | 2592833.6532 | 1152865.5562 | 2592840.6491 | 1152876.9534 | 2592865.2501 | 1152910.8516 | 2592875.3498 | 1152925.7468 | 2592879.7542 | 1152932.456 | 2592884.7522 | 1152941.4544 | 2592887.5527 | 1152947.8542 | 2592888.6539 | 1152951.2546 | 2592890.0533 | 1152953.7541 | 2592892.2509 | 1152956.4528 | 2592896.1529 | 1152960.0499 | 2592909.0467 | 1152969.7504 | 2592916.5502 | 1152975.9557 | 2592930.3526 | 1152988.3565 | 2592935.3793 | 1152993.2758
13 | 2592553.0688 | 1153270.3209 | 2592577.701 | 1153249.2577 | 2592615.1884 | 1153231.369 | 2592632.2987 | 1153213.6502 | 2592637.9679 | 1153219.3794
14 | 2592637.9679 | 1153219.3794 | 2592641.064 | 1153222.7439 | 2592643.4866 | 1153225.2561
15 | 2593102.2108 | 1153066.3639 | 2593106.151 | 1153065.0547 | 2593110.6361 | 1153062.6628
16 | 2593148.9505 | 1153187.1985 | 2593146.1853 | 1153185.0012
17 | 2592827.59 | 1152851.3454 | 2592832.5519 | 1152849.3496 | 2592834.4468 | 1152849.1472 | 2592838.1538 | 1152850.0543 | 2592841.1483 | 1152851.8516 | 2592846.1486 | 1152856.2478 | 2592854.0498 | 1152861.2518 | 2592856.6523 | 1152862.4493 | 2592859.0468 | 1152862.9467 | 2592863.1515 | 1152862.7528
18 | 2592827.59 | 1152851.3454 | 2592826.2502 | 1152847.4563 | 2592823.5038 | 1152840.7849
19 | 2592553.0688 | 1153270.3209 | 2592544.1014 | 1153265.3519 | 2592537.3984 | 1153261.2472 | 2592535.5884 | 1153259.9189
20 | 2592553.0688 | 1153270.3209 | 2592556.8999 | 1153272.4505 | 2592568.7989 | 1153278.1496 | 2592601.0014 | 1153292.3498 | 2592616.4014 | 1153300.0456 | 2592632.3016 | 1153309.0526 | 2592645.4012 | 1153317.8518 | 2592655.7005 | 1153326.7546 | 2592660.5021 | 1153332.0513 | 2592661.8072 | 1153333.742
21 | 2592797.3035 | 1153357.0522 | 2592795.2133 | 1153355.462
22 | 2592797.3035 | 1153357.0522 | 2592804.7979 | 1153362.4458 | 2592817.3976 | 1153370.5457 | 2592829.7968 | 1153377.8454 | 2592855.4199 | 1153391.5445
23 | 2592798.9207 | 1153457.2549 | 2592805.6031 | 1153451.0549 | 2592809.5981 | 1153449.2492 | 2592819.2996 | 1153446.3472 | 2592829.4021 | 1153445.0455 | 2592836.2007 | 1153446.0489 | 2592838.9025 | 1153447.1462 | 2592851.3019 | 1153454.7462 | 2592854.7018 | 1153455.7537 | 2592857.4024 | 1153455.8505 | 2592859.7034 | 1153455.3475 | 2592861.597 | 1153454.1558 | 2592862.7996 | 1153452.5535 | 2592863.3032 | 1153450.2518 | 2592862.9005 | 1153447.1508 | 2592861.4005 | 1153443.851 | 2592854.6989 | 1153434.1542 | 2592846.5002 | 1153423.6478 | 2592841.4989 | 1153417.951 | 2592818.9008 | 1153395.5561 | 2592802.8035 | 1153381.7465 | 2592796.6973 | 1153376.0511 | 2592793.9007 | 1153372.7529 | 2592792.6006 | 1153369.853 | 2592792.3985 | 1153367.6522 | 2592792.8016 | 1153364.7503 | 2592794.5003 | 1153361.0464 | 2592797.3035 | 1153357.0522
24 | 2592986.639 | 1153476.0299 | 2592981.3998 | 1153471.3552 | 2592968.099 | 1153460.3544 | 2592955.2982 | 1153450.5536 | 2592942.8974 | 1153441.6528 | 2592929.0003 | 1153432.5537 | 2592907.8024 | 1153419.5503 | 2592855.4199 | 1153391.5445
25 | 2592798.9207 | 1153457.2549 | 2592792.9992 | 1153451.9484 | 2592784.5978 | 1153445.1552 | 2592778.4995 | 1153439.6488 | 2592774.998 | 1153437.0518 | 2592770.599 | 1153434.6559 | 2592765.7052 | 1153432.413
26 | 2592798.9207 | 1153457.2549 | 2592809.5041 | 1153466.7468 | 2592827.4786 | 1153478.6537
27 | 2592535.5884 | 1153259.9189 | 2592532.499 | 1153257.6516 | 2592524.903 | 1153251.1468 | 2592522.8162 | 1153249.0634
28 | 2592661.8072 | 1153333.742 | 2592671.6982 | 1153346.5557 | 2592682.5043 | 1153362.0501 | 2592695.897 | 1153378.5528 | 2592719.9026 | 1153403.4468 | 2592730.702 | 1153413.6497 | 2592734.9025 | 1153416.8462 | 2592741.3976 | 1153420.6512 | 2592750.3029 | 1153425.3538 | 2592765.7052 | 1153432.413
29 | 2592986.639 | 1153476.0299 | 2593007.5042 | 1153494.647 | 2593026.3751 | 1153512.567 | 2593027.1969 | 1153513.3553 | 2593066.7997 | 1153553.2509 | 2593084.8568 | 1153570.9942 | 2593106.1011 | 1153591.7464 | 2593118.703 | 1153602.5482 | 2593131.6482 | 1153611.7156 | 2593132.9995 | 1153612.6478 | 2593140.301 | 1153617.5529 | 2593149.7974 | 1153623.1336 | 2593153.3979 | 1153625.2527 | 2593171.5531 | 1153635.2272
30 | 2592827.4786 | 1153478.6537 | 2592848.6008 | 1153492.6458 | 2592854.0996 | 1153497.3526 | 2592859.4994 | 1153502.7488 | 2592866.8981 | 1153511.6554 | 2592878.7976 | 1153524.7476
31 | 2592522.8162 | 1153249.0634 | 2592419.5066 | 1153311.207
32 | 2592474.904 | 1153178.9521 | 2592481.0025 | 1153184.247 | 2592484.299 | 1153188.2559 | 2592486.6979 | 1153192.3549 | 2592492.9975 | 1153211.1562 | 2592497.3978 | 1153220.4552 | 2592504.3987 | 1153229.5508 | 2592517.997 | 1153244.2521 | 2592522.8162 | 1153249.0634
33 | 2592538.3024 | 1153450.0498 | 2592532.3969 | 1153445.4549 | 2592525.7987 | 1153439.149 | 2592520.4508 | 1153433.666
34 | 2592419.5066 | 1153311.207 | 2592428.1392 | 1153316.2787 | 2592431.3023 | 1153318.0533 | 2592435.5022 | 1153320.5492 | 2592439.8031 | 1153324.1455 | 2592444.1975 | 1153328.7533 | 2592448.2021 | 1153334.6511 | 2592459.5029 | 1153346.5537 | 2592478.403 | 1153361.6484 | 2592483.7027 | 1153366.3551 | 2592495.3003 | 1153382.5485 | 2592500.2025 | 1153394.5482 | 2592501.0996 | 1153400.2498 | 2592504.1969 | 1153410.651 | 2592506.9973 | 1153416.8506 | 2592509.5034 | 1153420.8494 | 2592513.7996 | 1153426.8469 | 2592520.4508 | 1153433.666
35 | 2593387.4446 | 1153138.5657 | 2593392.3481 | 1153139.7558 | 2593415.9527 | 1153143.7538 | 2593425.2526 | 1153144.6551 | 2593428.5514 | 1153144.3513 | 2593431.8494 | 1153143.3471 | 2593434.8473 | 1153141.5541 | 2593437.1539 | 1153138.9502 | 2593440.3467 | 1153133.0549 | 2593442.4668 | 1153126.0795
36 | 2593447.3623 | 1153114.905 | 2593446.4505 | 1153115.9509 | 2593444.0544 | 1153120.856 | 2593442.4668 | 1153126.0795
37 | 2593207.1684 | 1153026.1529 | 2593208.8496 | 1153026.9514 | 2593215.3526 | 1153030.8459 | 2593224.684 | 1153038.9503 | 2593228.2475 | 1153042.0478 | 2593251.4481 | 1153068.1565 | 2593253.7755 | 1153070.4772 | 2593257.0477 | 1153073.7529 | 2593262.654 | 1153078.5489 | 2593268.3514 | 1153082.4555 | 2593272.3512 | 1153084.652 | 2593282.5517 | 1153088.0533 | 2593300.2473 | 1153090.6457 | 2593305.6502 | 1153091.9514 | 2593311.1533 | 1153093.7461 | 2593314.6542 | 1153095.7543 | 2593319.1542 | 1153099.2509 | 2593328.8511 | 1153105.154 | 2593374.5487 | 1153133.3502 | 2593379.8531 | 1153135.8455 | 2593386.1471 | 1153138.2508 | 2593387.4446 | 1153138.5657
38 | 2593447.3623 | 1153114.905 | 2593437.2471 | 1153112.1481 | 2593433.5484 | 1153111.6519 | 2593428.5536 | 1153111.5463 | 2593426.4522 | 1153112.349 | 2593424.3516 | 1153113.8521 | 2593422.9496 | 1153115.6545 | 2593420.2241 | 1153123.3528
39 | 2593618.5863 | 1153063.7828 | 2593609.4474 | 1153062.8477 | 2593599.1657 | 1153062.3251 | 2593597.7539 | 1153062.2488 | 2593590.3508 | 1153063.0461 | 2593584.3528 | 1153064.7534 | 2593579.0537 | 1153067.1492 | 2593573.7481 | 1153070.6455 | 2593566.9489 | 1153076.4557 | 2593562.3508 | 1153081.352 | 2593558.451 | 1153086.4476 | 2593553.3498 | 1153094.457 | 2593549.6503 | 1153100.2527 | 2593546.954 | 1153104.2465 | 2593545.153 | 1153106.1494 | 2593539.9475 | 1153109.8457 | 2593534.1497 | 1153112.2532 | 2593525.5506 | 1153113.7522 | 2593513.3521 | 1153114.3547 | 2593498.3524 | 1153114.2488 | 2593493.6488 | 1153113.8537 | 2593482.7517 | 1153111.7535 | 2593467.1486 | 1153107.1461 | 2593463.2505 | 1153106.6501 | 2593459.4529 | 1153106.8544 | 2593456.1472 | 1153107.8474 | 2593452.9498 | 1153109.7519 | 2593449.2474 | 1153112.7463 | 2593447.3623 | 1153114.905
40 | 2593207.1684 | 1153026.1529 | 2593207.6483 | 1153023.1509 | 2593207.4541 | 1153021.0501 | 2593206.6535 | 1153018.7498 | 2593202.7319 | 1153011.8925
41 | 2593207.1684 | 1153026.1529 | 2593199.3535 | 1153022.4489 | 2593191.3471 | 1153018.9563 | 2593187.0488 | 1153017.5494 | 2593181.1471 | 1153016.1555 | 2593177.6479 | 1153015.7482 | 2593170.9505 | 1153016.3562 | 2593167.0468 | 1153017.7502 | 2593154.553 | 1153028.5476 | 2593150.4514 | 1153031.3537 | 2593140.9506 | 1153036.0559 | 2593127.652 | 1153040.8513 | 2593124.1482 | 1153043.0564 | 2593120.9523 | 1153046.1505 | 2593118.1493 | 1153050.5559 | 2593112.7518 | 1153060.556 | 2593110.8513 | 1153062.548 | 2593110.6361 | 1153062.6628
42 | 2593618.5863 | 1153063.7828 | 2593616.8256 | 1153060.2718 | 2593615.3277 | 1153058.6727 | 2593612.3793 | 1153056.6304 | 2593609.6775 | 1153055.6772 | 2593604.129 | 1153054.4715 | 2593593.2227 | 1153050.9815 | 2593589.7233 | 1153050.2738 | 2593580.4768 | 1153049.2277 | 2593572.0291 | 1153048.9812 | 2593563.7724 | 1153047.9785 | 2593561.4773 | 1153047.025 | 2593559.4732 | 1153045.5264 | 2593555.3237 | 1153039.6725 | 2593552.4248 | 1153033.8283 | 2593547.9744 | 1153026.4295 | 2593542.1258 | 1153017.3758 | 2593534.1256 | 1153005.3786 | 2593529.6238 | 1153000.1254 | 2593524.3783 | 1152995.3732 | 2593517.8739 | 1152990.1222 | 2593483.623 | 1152968.6268 | 2593468.8725 | 1152958.1267 | 2593460.1254 | 1152950.8772 | 2593446.8755 | 1152937.6297 | 2593443.1258 | 1152932.6314 | 2593437.8763 | 1152924.3776 | 2593422.0947 | 1152898.7114
43 | 2593618.5863 | 1153063.7828 | 2593652.3476 | 1153202.6481
44 | 2593095.4615 | 1152837.0369 | 2593099.5504 | 1152838.051 | 2593102.652 | 1152839.6482 | 2593107.3529 | 1152844.0561 | 2593117.9482 | 1152856.65 | 2593131.9487 | 1152868.0505 | 2593136.1504 | 1152872.1477 | 2593148.1543 | 1152888.7531 | 2593153.8476 | 1152895.5499 | 2593157.55 | 1152899.1474 | 2593161.2515 | 1152902.0557 | 2593170.3503 | 1152907.8481 | 2593175.8491 | 1152912.3551 | 2593179.9532 | 1152918.3534 | 2593181.9524 | 1152922.1529 | 2593183.5529 | 1152926.1531 | 2593189.0481 | 1152940.954 | 2593191.8538 | 1152952.1563 | 2593192.5503 | 1152957.347 | 2593192.9506 | 1152965.2504 | 2593194.049 | 1152973.0529 | 2593196.7476 | 1152991.2477 | 2593199.1482 | 1153003.9512 | 2593200.2495 | 1153007.5517 | 2593202.7319 | 1153011.8925
45 | 2593401.1002 | 1152861.1873 | 2593406.1227 | 1152872.1315 | 2593411.1273 | 1152880.8747 | 2593422.0947 | 1152898.7114
46 | 2593065.952 | 1152825.4506 | 2593069.3539 | 1152827.8478 | 2593083.8474 | 1152834.1562 | 2593095.4615 | 1152837.0369
47 | 2593401.1002 | 1152861.1873 | 2593398.7515 | 1152860.3561 | 2593389.2515 | 1152852.4517 | 2593383.0489 | 1152849.7461 | 2593360.8472 | 1152845.7467 | 2593328.7517 | 1152838.5457 | 2593313.0496 | 1152835.3506 | 2593299.2514 | 1152833.0539 | 2593286.6506 | 1152831.156 | 2593284.9164 | 1152831.0246 | 2593282.3535 | 1152830.8496 | 2593279.3538 | 1152831.1532 | 2593277.2526 | 1152832.156 | 2593275.7502 | 1152833.4472 | 2593274.2489 | 1152835.7501 | 2593273.6529 | 1152837.9518 | 2593274.3492 | 1152843.0535 | 2593275.6488 | 1152845.5533 | 2593277.9537 | 1152848.3521 | 2593281.2495 | 1152852.0502 | 2593298.6273 | 1152871.6291 | 2593307.6239 | 1152882.1241
48 | 2592393.0962 | 1153048.0334 | 2592394.2016 | 1153048.9796 | 2592399.9021 | 1153054.8308 | 2592401.1933 | 1153056.5856 | 2592403.4996 | 1153060.1288 | 2592405.542 | 1153063.5863
49 | 2592424.1702 | 1153105.0373 | 2592420.6996 | 1153094.9796 | 2592413.3031 | 1153076.7245 | 2592405.542 | 1153063.5863
50 | 2592393.0962 | 1153048.0334 | 2592385.2534 | 1153041.3206 | 2592383.6397 | 1153040.2665
51 | 2592424.1702 | 1153105.0373 | 2592427.1528 | 1153113.6805 | 2592427.8554 | 1153115.0182
52 | 2592283.3981 | 1152891.0557 | 2592281.2019 | 1152895.5496 | 2592281.0971 | 1152897.5507 | 2592281.8989 | 1152900.5512 | 2592283.5981 | 1152903.2503 | 2592286.9015 | 1152906.4476 | 2592302.3002 | 1152918.0556 | 2592308.4987 | 1152923.2501 | 2592312.5017 | 1152927.5471 | 2592316.4977 | 1152932.3554 | 2592323.3018 | 1152943.0519 | 2592331.7534 | 1152958.1262 | 2592343.0022 | 1152976.6208 | 2592346.9035 | 1152985.4757 | 2592347.4596 | 1152988.2875 | 2592348.2495 | 1152993.9781 | 2592347.802 | 1153003.9725 | 2592349.6001 | 1153012.1297 | 2592352.4489 | 1153019.8299 | 2592354.1019 | 1153022.5291 | 2592358.8037 | 1153027.381 | 2592366.1514 | 1153031.3735 | 2592376.3006 | 1153036.1295 | 2592380.6 | 1153038.2806 | 2592383.6397 | 1153040.2665
53 | 2592431.6113 | 1153121.6656 | 2592430.1985 | 1153119.4795 | 2592427.8554 | 1153115.0182
54 | 2592283.3981 | 1152891.0557 | 2592379.6539 | 1152712.4554
55 | 2592474.904 | 1153178.9521 | 2592472.7986 | 1153176.4313 | 2592467.6478 | 1153168.2782 | 2592434.1037 | 1153125.522 | 2592431.6113 | 1153121.6656
56 | 2592474.904 | 1153178.9521 | 2592461.3968 | 1153188.0514 | 2592458.6977 | 1153189.2554 | 2592456.7034 | 1153189.647 | 2592453.9025 | 1153189.2503 | 2592450.502 | 1153187.954 | 2592447.5155 | 1153186.0919
57 | 2593003.5994 | 1153677.6525 | 2593002.5031 | 1153671.7509 | 2593002.5031 | 1153671.7509
58 | 2593007.5254 | 1153649.9232 | 2593005.5027 | 1153652.1489 | 2593004.401 | 1153654.7514 | 2593002.4971 | 1153666.6484 | 2593002.5031 | 1153671.7509
59 | 2593009.2987 | 1153690.0519 | 2593010.1024 | 1153688.5502 | 2593010.2997 | 1153686.649 | 2593009.6991 | 1153684.7488 | 2593008.2005 | 1153682.5495 | 2593003.5994 | 1153677.6525
60 | 2593007.5254 | 1153649.9232 | 2593004.2014 | 1153641.5341 | 2592995.4994 | 1153620.056 | 2592992.7001 | 1153614.3565 | 2592988.7039 | 1153608.4472 | 2592984.6007 | 1153602.9493 | 2592974.5978 | 1153590.9552 | 2592964.903 | 1153579.9501 | 2592955.7011 | 1153570.5564 | 2592946.9994 | 1153562.5517 | 2592941.1016 | 1153557.6563 | 2592929.8999 | 1153550.4549 | 2592923.8969 | 1153547.4494 | 2592914.8469 | 1153543.7418
61 | 2593007.5254 | 1153649.9232 | 2593014.2036 | 1153666.2456 | 2593017.7014 | 1153672.3556 | 2593021.6968 | 1153677.5534 | 2593026.4978 | 1153682.8504 | 2593033.8013 | 1153689.4562 | 2593041.8023 | 1153695.5499 | 2593050.9001 | 1153701.4532 | 2593060.5036 | 1153706.7558 | 2593067.6036 | 1153709.9491 | 2593087.2974 | 1153717.1519 | 2593091.8031 | 1153719.2477 | 2593096.801 | 1153722.4546 | 2593101.5005 | 1153726.251 | 2593116.1015 | 1153741.1526 | 2593120.1671 | 1153744.4527
62 | 2592914.8469 | 1153543.7418 | 2592892.4589 | 1153534.5698
63 | 2593181.9869 | 1153769.3684 | 2593179.6999 | 1153768.6484 | 2593171.5043 | 1153766.5457 | 2593150.0038 | 1153762.4461 | 2593145.0997 | 1153760.7509 | 2593134.6989 | 1153755.7494 | 2593129.9003 | 1153752.3532 | 2593120.1671 | 1153744.4527
64 | 2592892.4589 | 1153534.5698 | 2592892.4039 | 1153534.5473 | 2592887.5983 | 1153532.0518 | 2592883.2982 | 1153528.8553 | 2592878.7976 | 1153524.7476 | 2592878.7976 | 1153524.7476
65 | 2593181.9869 | 1153769.3684 | 2593184.1 | 1153772.3563 | 2593184.451 | 1153772.5705
66 | 2593181.9869 | 1153769.3684 | 2593185.2639 | 1153770.4429 | 2593195.5015 | 1153773.7551 | 2593224.6996 | 1153787.2506 | 2593256.0018 | 1153802.8561 | 2593261.399 | 1153806.4517 | 2593269.5014 | 1153814.3464 | 2593276.0009 | 1153822.6543 | 2593277.0017 | 1153825.7547 | 2593278.0027 | 1153829.0552 | 2593279.4012 | 1153831.0546 | 2593283.3018 | 1153834.1517 | 2593293.6753 | 1153839.9004
67 | 2592733.4852 | 1153921.54 | 2592736.9041 | 1153925.749 | 2592745.704 | 1153939.0559 | 2592759.7997 | 1153954.4463 | 2592770.0996 | 1153964.85 | 2592775.2011 | 1153971.247 | 2592805.5971 | 1154004.8489 | 2592812.5041 | 1154013.5559 | 2592817.0996 | 1154020.2537 | 2592821.8003 | 1154031.5536 | 2592826.8984 | 1154041.5523 | 2592830.3027 | 1154046.4506 | 2592834.3503 | 1154050.5033 | 2592835.702 | 1154051.8468 | 2592856.5 | 1154065.7509 | 2592864.7999 | 1154071.855 | 2592871.1044 | 1154077.2501 | 2592875.4979 | 1154081.9472 | 2592880.7993 | 1154088.8553
68 | 2592733.4852 | 1153921.54 | 2592736.3022 | 1153922.8372 | 2592753.2501 | 1153930.6426 | 2592773.0073 | 1153939.8453 | 2592795.4451 | 1153945.3653 | 2592817.8869 | 1153954.3537 | 2592828.3843 | 1153956.8089 | 2592852.266 | 1153970.3202 | 2592866.4833 | 1153985.066 | 2592881.7132 | 1153993.463 | 2592900.0322 | 1153993.4411 | 2592924.3103 | 1153992.1783 | 2592953.7268 | 1153989.6755 | 2592971.9972 | 1153992.5403
69 | 2592880.7993 | 1154088.8553 | 2592884.3023 | 1154092.9976 | 2592890.5017 | 1154100.3494 | 2592895.5018 | 1154105.546 | 2592899.6024 | 1154109.0539 | 2592905.8981 | 1154113.5486 | 2592918.6029 | 1154121.1483 | 2592925.1346 | 1154124.1643 | 2592937.0011 | 1154130.0531 | 2592942.0291 | 1154132.8819 | 2592944.3012 | 1154134.1464 | 2592948.6549 | 1154137.6652 | 2592950.9968 | 1154139.5523 | 2592957.5994 | 1154144.1467 | 2592963.9009 | 1154147.1519 | 2592972.4037 | 1154149.8543 | 2592981.2971 | 1154152.056 | 2592998.4026 | 1154157.7497 | 2593010.0735 | 1154163.3651
70 | 2593230.8008 | 1153897.2754 | 2592971.9972 | 1153992.5403
71 | 2593304.0065 | 1153894.9693 | 2593305.0994 | 1153891.2551 | 2593307.002 | 1153884.5497 | 2593308.7035 | 1153876.3549 | 2593310.5514 | 1153868.6713 | 2593311.7482 | 1153855.1299 | 2593311.1537 | 1153851.7289 | 2593310.5003 | 1153850.5736 | 2593308.1043 | 1153848.3529 | 2593302.5999 | 1153844.8463 | 2593293.6753 | 1153839.9004
72 | 2594029.5821 | 1154419.8767 | 2594023.0021 | 1154406.1544 | 2594017.8001 | 1154397.2775 | 2594011.2995 | 1154386.2564 | 2594000.0044 | 1154367.3474 | 2593985.5004 | 1154339.8163
73 | 2593978.3003 | 1154326.1491 | 2593985.5004 | 1154339.8163
74 | 2594025.2043 | 1154460.1565 | 2594026.9991 | 1154429.5507 | 2594028.2037 | 1154422.2459 | 2594029.5821 | 1154419.8767
75 | 2593978.3003 | 1154326.1491 | 2593962.5967 | 1154332.4459 | 2593956.9002 | 1154335.2531 | 2593952.1015 | 1154338.4484 | 2593950.3009 | 1154340.5513 | 2593948.7009 | 1154343.6544 | 2593946.9043 | 1154349.548 | 2593944.9661 | 1154361.854
76 | 2593978.3003 | 1154326.1491 | 2593974.7973 | 1154321.1502 | 2593971.4027 | 1154317.1517 | 2593967.7021 | 1154313.9539 | 2593963.603 | 1154311.1456 | 2593957.7015 | 1154308.5503 | 2593943.6974 | 1154303.9512 | 2593939.699 | 1154302.1543 | 2593933.1983 | 1154298.7482 | 2593925.1998 | 1154293.4538 | 2593907.3044 | 1154279.254 | 2593897.2004 | 1154270.4489 | 2593872.1031 | 1154250.0536 | 2593865.4881 | 1154244.0432
77 | 2593938.9982 | 1154389.6536 | 2593938.6041 | 1154386.8526 | 2593941.6042 | 1154380.1462 | 2593942.903 | 1154374.9535 | 2593944.9661 | 1154361.854
78 | 2593865.4881 | 1154244.0432 | 2593864.5017 | 1154243.1469 | 2593856.0028 | 1154236.1523 | 2593849.5009 | 1154231.7457 | 2593840.4981 | 1154227.1528 | 2593839.2359 | 1154226.6398
79 | 2593828.5493 | 1154222.2961 | 2593839.2359 | 1154226.6398
80 | 2593828.5493 | 1154222.2961 | 2593828.8986 | 1154218.8496 | 2593828.0974 | 1154215.5488 | 2593826.798 | 1154212.6488 | 2593819.0981 | 1154199.6504 | 2593806.9997 | 1154176.4516 | 2593804.0043 | 1154172.8529 | 2593794.5008 | 1154166.4486 | 2593790.2001 | 1154161.7508 | 2593788.6015 | 1154158.851 | 2593785.9985 | 1154149.149 | 2593784.6987 | 1154145.8487 | 2593782.6016 | 1154143.1496 | 2593780.1983 | 1154140.951 | 2593776.2993 | 1154138.9541 | 2593766.2004 | 1154135.4519 | 2593764.0971 | 1154134.0534 | 2593762.0008 | 1154132.0546 | 2593760.1031 | 1154129.2552 | 2593757.4033 | 1154122.3547 | 2593756.0003 | 1154115.8529 | 2593754.1 | 1154110.5523 | 2593748.7973 | 1154101.4534 | 2593746.8973 | 1154096.453 | 2593746.1016 | 1154091.1512 | 2593746.0974 | 1154087.1493 | 2593748.3016 | 1154075.0521 | 2593748.6037 | 1154070.5496 | 2593748.3003 | 1154066.548 | 2593747.6968 | 1154061.6462 | 2593744.3972 | 1154053.3456 | 2593744.2562 | 1154053.0836
81 | 2593828.5493 | 1154222.2961 | 2593823.5996 | 1154220.4559 | 2593818.5035 | 1154218.0489 | 2593814.0973 | 1154215.052 | 2593803.9009 | 1154206.1472 | 2593797.4981 | 1154201.1514 | 2593791.7026 | 1154197.4556 | 2593786.7985 | 1154195.2485 | 2593775.3033 | 1154191.4476 | 2593760.8013 | 1154187.8499 | 2593753.8101 | 1154185.3271
82 | 2592798.8112 | 1152782.9355 | 2592802.1481 | 1152775.9503 | 2592802.1522 | 1152772.9488 | 2592801.5895 | 1152768.6614
83 | 2592798.8112 | 1152782.9355 | 2592800.5479 | 1152785.1456 | 2592809.0529 | 1152807.0461 | 2592813.653 | 1152816.8564 | 2592814.8835 | 1152819.8453
84 | 2592815.7957 | 1152822.0613 | 2592814.8835 | 1152819.8453
85 | 2592823.5038 | 1152840.7849 | 2592815.7957 | 1152822.0613
86 | 2593255.0508 | 1153681.2531 | 2593252.5024 | 1153679.9553 | 2593243.2447 | 1153675.0523 | 2593237.0883 | 1153671.7354 | 2593234.1021 | 1153670.0936 | 2593219.1022 | 1153661.851 | 2593193.7998 | 1153647.4506 | 2593190.9748 | 1153645.8975 | 2593171.5531 | 1153635.2272
87 | 2593324.1982 | 1153738.1475 | 2593317.2025 | 1153732.0523 | 2593294.3977 | 1153714.247 | 2593293.4916 | 1153713.4365 | 2593290.8038 | 1153711.0495 | 2593283.4023 | 1153705.7552 | 2593278.1982 | 1153703.3488 | 2593272.3039 | 1153701.1544 | 2593267.399 | 1153698.7477 | 2593265.687 | 1153697.6268 | 2593263.5987 | 1153696.2507 | 2593257.5997 | 1153689.6543 | 2593255.8005 | 1153686.1546 | 2593255.0508 | 1153681.2531
88 | 2593255.0508 | 1153681.2531 | 2593298.7819 | 1153620.6395
89 | 2593460.8844 | 1153846.2885 | 2593466.3966 | 1153849.7257
90 | 2593647.108 | 1153950.1425 | 2593638.4976 | 1153947.1502 | 2593627.2 | 1153942.1487 | 2593615.4024 | 1153935.8472 | 2593587.9759 | 1153920.358 | 2593547.3996 | 1153896.9459 | 2593527.7025 | 1153885.6506 | 2593493.1749 | 1153865.9675 | 2593484.4009 | 1153860.9524 | 2593466.3966 | 1153849.7257
91 | 2593647.108 | 1153950.1425 | 2593644.7971 | 1153955.5476 | 2593644.4015 | 1153958.6495 | 2593644.9029 | 1153961.2503 | 2593646.0018 | 1153963.05 | 2593648.2977 | 1153965.0485 | 2593650.1705 | 1153966.0137 | 2593651.3986 | 1153966.646 | 2593657.3005 | 1153969.152 | 2593672.5976 | 1153976.8506 | 2593677.6494 | 1153978.9823
92 | 2592871.1523 | 1152848.3473 | 2592870.7512 | 1152853.05 | 2592868.7542 | 1152857.6547 | 2592865.2526 | 1152861.7498 | 2592863.1515 | 1152862.7528
93 | 2592863.1515 | 1152862.7528 | 2592866.7513 | 1152863.849 | 2592873.2538 | 1152866.9539 | 2592877.0431 | 1152869.3421
94 | 2593148.9505 | 1153187.1985 | 2593150.4534 | 1153186.452 | 2593152.2485 | 1153186.2498 | 2593158.0506 | 1153187.8551 | 2593181.247 | 1153190.452 | 2593184.2469 | 1153190.4485 | 2593185.8499 | 1153190.0465 | 2593188.947 | 1153187.853 | 2593190.7468 | 1153185.0495 | 2593194.3356 | 1153176.708
95 | 2593148.9505 | 1153187.1985 | 2593151.8533 | 1153189.5519 | 2593167.328 | 1153201.5871
96 | 2593329.2431 | 1153356.2345 | 2593327.3508 | 1153354.6558 | 2593318.9509 | 1153348.7513 | 2593304.8475 | 1153340.0517 | 2593297.7524 | 1153334.746 | 2593289.5504 | 1153327.4517 | 2593285.5482 | 1153323.054 | 2593281.8521 | 1153317.8556 | 2593272.9511 | 1153303.1474 | 2593263.4529 | 1153289.5514 | 2593240.1499 | 1153260.2524 | 2593236.6562 | 1153256.642
97 | 2593371.182 | 1153389.5129 | 2593361.4532 | 1153382.0534 | 2593352.7538 | 1153375.8489 | 2593329.2431 | 1153356.2345
98 | 2593234.2507 | 1153254.1561 | 2593236.6562 | 1153256.642
99 | 2593371.182 | 1153389.5129 | 2593382.3469 | 1153398.2492 | 2593394.6503 | 1153409.7523 | 2593407.0493 | 1153424.5458
100 | 2593371.182 | 1153389.5129 | 2593355.0475 | 1153389.353 | 2593341.4415 | 1153390.2511
101 | 2593297.7528 | 1153280.5528 | 2593264.1489 | 1153246.952 | 2593260.6483 | 1153245.1551 | 2593257.15 | 1153245.348 | 2593255.4474 | 1153245.9502 | 2593244.8536 | 1153247.2518 | 2593241.8471 | 1153248.1556 | 2593237.347 | 1153251.2511 | 2593234.2507 | 1153254.1561
102 | 2593234.2507 | 1153254.1561 | 2593224.7489 | 1153244.2509 | 2593219.6497 | 1153240.0546 | 2593201.6523 | 1153228.0471 | 2593184.2517 | 1153214.7493 | 2593167.328 | 1153201.5871
103 | 2593407.0493 | 1153424.5458 | 2593412.4529 | 1153431.4019
104 | 2593282.4479 | 1153383.5538 | 2593289.2476 | 1153378.7549 | 2593291.249 | 1153377.8522 | 2593293.5499 | 1153377.1493 | 2593298.4518 | 1153376.6546 | 2593300.8539 | 1153377.3523 | 2593309.8502 | 1153381.4553 | 2593324.5507 | 1153389.0536 | 2593329.7541 | 1153390.5485 | 2593335.3471 | 1153390.6534 | 2593341.4415 | 1153390.2511
105 | 2593451.1224 | 1153477.8566 | 2593448.3105 | 1153474.3246 | 2593439.3531 | 1153463.4514 | 2593435.1207 | 1153458.8538 | 2593424.5506 | 1153446.6484 | 2593417.8514 | 1153438.2516 | 2593412.4529 | 1153431.4019
106 | 2593451.1224 | 1153477.8566 | 2593447.2518 | 1153481.2514 | 2593445.4516 | 1153483.7546 | 2593444.3519 | 1153485.9722
107 | 2593508.5253 | 1153556.4878 | 2593502.4483 | 1153548.6462 | 2593474.249 | 1153508.9464 | 2593451.7523 | 1153478.6563 | 2593451.1224 | 1153477.8566
108 | 2593705.27 | 1153993.1396 | 2593702.9983 | 1153990.6474 | 2593699.4974 | 1153988.0498 | 2593696.3043 | 1153986.2523 | 2593683.5034 | 1153981.4524 | 2593677.6494 | 1153978.9823
109 | 2593738.3444 | 1154042.0968 | 2593732.3989 | 1154031.0473 | 2593728.1033 | 1154024.0484 | 2593712.9996 | 1154003.2541 | 2593709.2039 | 1153997.4553 | 2593705.27 | 1153993.1396
110 | 2593436.9496 | 1153503.2513 | 2593439.5497 | 1153495.6558 | 2593444.3519 | 1153485.9722
111 | 2593508.5253 | 1153556.4878 | 2593559.5526 | 1153622.0534 | 2593581.7534 | 1153649.2539 | 2593622.9485 | 1153697.4555 | 2593633.2347 | 1153710.373
112 | 2593508.5253 | 1153556.4878 | 2593512.6525 | 1153556.2499 | 2593532.0543 | 1153563.0543 | 2593540.9485 | 1153565.4458 | 2593544.8538 | 1153565.7529 | 2593548.9504 | 1153565.5483 | 2593551.9493 | 1153564.8558 | 2593554.9474 | 1153563.3519 | 2593556.948 | 1153561.7489 | 2593558.9469 | 1153558.5563 | 2593560.0487 | 1153555.8538 | 2593560.451 | 1153551.8514 | 2593559.9486 | 1153548.4502 | 2593558.8486 | 1153545.7501 | 2593554.6513 | 1153537.9508 | 2593554.2494 | 1153535.1499 | 2593554.6531 | 1153532.5482 | 2593555.4488 | 1153530.5463 | 2593558.5522 | 1153527.0524 | 2593560.5536 | 1153526.1498 | 2593563.0542 | 1153525.7469 | 2593566.8521 | 1153526.054 | 2593574.4512 | 1153529.7476 | 2593577.7534 | 1153532.7455 | 2593592.6513 | 1153553.3507 | 2593595.5474 | 1153556.8493 | 2593602.1511 | 1153562.356 | 2593605.3508 | 1153562.8528 | 2593613.0526 | 1153562.1553 | 2593616.0529 | 1153562.7524 | 2593618.9468 | 1153564.25 | 2593621.4505 | 1153566.7485 | 2593628.7525 | 1153572.4546 | 2593636.5537 | 1153585.8529 | 2593641.8477 | 1153593.4509 | 2593647.1483 | 1153600.0485 | 2593653.3539 | 1153606.3561 | 2593658.352 | 1153609.9525 | 2593663.0483 | 1153611.048 | 2593668.4485 | 1153610.3531 | 2593669.8873 | 1153609.9687
113 | 2593688.6288 | 1153722.1309 | 2593678.6234 | 1153720.6297 | 2593663.9519 | 1153717.4548 | 2593650.653 | 1153713.7561 | 2593638.9484 | 1153708.755 | 2593635.45 | 1153708.6476 | 2593633.2347 | 1153710.373
114 | 2593633.2347 | 1153710.373 | 2593646.8468 | 1153727.1556 | 2593651.6469 | 1153732.1529 | 2593660.9532 | 1153739.9468 | 2593665.2523 | 1153742.7547 | 2593705.3531 | 1153765.7457 | 2593710.2589 | 1153768.4337
115 | 2593669.8873 | 1153609.9687 | 2593677.0538 | 1153608.0539 | 2593680.7523 | 1153608.7503
116 | 2593710.2589 | 1153768.4337 | 2593723.2536 | 1153775.5538 | 2593765.1478 | 1153797.3538 | 2593779.2543 | 1153803.253 | 2593789.7524 | 1153806.5548 | 2593802.6518 | 1153809.9541 | 2593810.5476 | 1153811.7468 | 2593822.8469 | 1153813.4459 | 2593826.9511 | 1153813.4083 | 2593831.5539 | 1153813.3479 | 2593837.5141 | 1153812.797 | 2593852.7484 | 1153811.4473 | 2593858.9477 | 1153812.1523 | 2593866.9517 | 1153814.7565
117 | 2593784.4488 | 1153627.9505 | 2593772.8475 | 1153633.7544 | 2593767.8469 | 1153635.0491 | 2593762.347 | 1153635.7552 | 2593745.453 | 1153634.9503 | 2593739.6532 | 1153635.0565 | 2593728.5533 | 1153636.0465 | 2593723.1525 | 1153636.1522 | 2593717.2516 | 1153634.9467 | 2593711.0495 | 1153631.7517 | 2593697.0528 | 1153621.2503 | 2593685.9499 | 1153612.3466 | 2593680.7523 | 1153608.7503
118 | 2593338.9505 | 1153936.6728 | 2593336.2969 | 1153937.3205 | 2593334.3019 | 1153936.9226 | 2593329.904 | 1153934.9265 | 2593325.7497 | 1153931.3294 | 2593311.247 | 1153921.074 | 2593301.749 | 1153913.5254 | 2593292.3024 | 1153903.9313 | 2593286.4484 | 1153896.4787 | 2593282.6477 | 1153893.526 | 2593278.8023 | 1153891.7295 | 2593274.8517 | 1153891.8784 | 2593266.4026 | 1153896.1234 | 2593258.85 | 1153899.478 | 2593256.2499 | 1153899.8812 | 2593253.2501 | 1153899.6289 | 2593241.0018 | 1153895.5297 | 2593235.4999 | 1153894.2242 | 2593232.5013 | 1153895.028 | 2593230.8008 | 1153897.2754
119 | 2593304.0065 | 1153894.9693 | 2593305.9985 | 1153899.447 | 2593314.3972 | 1153911.8548 | 2593326.8026 | 1153926.1479 | 2593338.9505 | 1153936.6728
120 | 2593338.9505 | 1153936.6728 | 2593347.0968 | 1153942.9557 | 2593364.6984 | 1153952.952 | 2593385.5038 | 1153960.5548 | 2593419.8979 | 1153977.6473 | 2593431.4998 | 1153980.2469 | 2593445.0984 | 1153984.7563 | 2593450.2036 | 1153988.2524 | 2593456.3025 | 1153995.4492 | 2593459.8982 | 1154000.4477 | 2593468.0984 | 1154014.0565 | 2593471.1022 | 1154018.0552 | 2593474.6041 | 1154021.453 | 2593479.4025 | 1154025.0495 | 2593485.6972 | 1154028.9557 | 2593490.6015 | 1154031.0513 | 2593498.3776 | 1154032.9279
121 | 2593407.2967 | 1154208.5746 | 2593406.8535 | 1154210.0758 | 2593407.148 | 1154212.7768 | 2593407.7016 | 1154213.9212 | 2593408.7996 | 1154214.9205 | 2593410.1508 | 1154215.9306 | 2593415.0488 | 1154219.4713 | 2593439.6978 | 1154249.1253 | 2593469.7973 | 1154282.831 | 2593475.1035 | 1154287.9277
122 | 2593407.2967 | 1154208.5746 | 2593408.4004 | 1154207.6729 | 2593409.5969 | 1154207.5271 | 2593412.5971 | 1154208.2797 | 2593423.6005 | 1154218.1279 | 2593426.4486 | 1154220.0257 | 2593432.0969 | 1154222.2761 | 2593445.5981 | 1154229.4314 | 2593448.1997 | 1154230.4735 | 2593459.7468 | 1154232.5729 | 2593478.0491 | 1154238.9782 | 2593483.852 | 1154242.229 | 2593486.2473 | 1154244.0717 | 2593490.3482 | 1154248.2804 | 2593493.2484 | 1154248.7775 | 2593494.5519 | 1154248.2758
123 | 2593615.7049 | 1154105.9591 | 2593494.5519 | 1154248.2758
124 | 2593627.8804 | 1154111.9219 | 2593620.9035 | 1154108.2481 | 2593615.7049 | 1154105.9591
125 | 2593498.3776 | 1154032.9279 | 2593502.2034 | 1154033.8511 | 2593507.5989 | 1154036.2464 | 2593520.802 | 1154044.147 | 2593540.4042 | 1154053.2524 | 2593544.1043 | 1154055.5495 | 2593546.2004 | 1154057.3481 | 2593548.8041 | 1154060.2467 | 2593556.9013 | 1154071.0544 | 2593564.3038 | 1154077.9497 | 2593581.4985 | 1154088.4474 | 2593593.3978 | 1154096.7498 | 2593597.9031 | 1154098.946 | 2593606.5978 | 1154101.9492 | 2593615.7049 | 1154105.9591
126 | 2593753.8101 | 1154185.3271 | 2593738.8998 | 1154179.9468 | 2593722.0107 | 1154175.0956 | 2593711.7975 | 1154172.2494 | 2593709.2035 | 1154171.1516 | 2593685.6993 | 1154149.3547 | 2593681.5995 | 1154146.1686 | 2593675.9029 | 1154141.7503 | 2593666.9977 | 1154135.4455 | 2593643.6997 | 1154120.2518 | 2593627.8804 | 1154111.9219
127 | 2593738.3444 | 1154042.0968 | 2593744.2562 | 1154053.0836

## bus_geodata
| x | y | coords
0 | 2592872.0787 | 1153104.0257
1 | 2592942.7425 | 1153090.8698
2 | 2592849.8131 | 1153115.7595
3 | 2593067.069 | 1153119.1377
4 | 2592811.2928 | 1153007.9024
5 | 2592552.104 | 1153057.0509
6 | 2592803.2486 | 1153102.4535
7 | 2593072.9909 | 1153124.7002
8 | 2592935.3793 | 1152993.2758
9 | 2592795.6501 | 1153011.3513
10 | 2592637.9679 | 1153219.3794
11 | 2593102.2108 | 1153066.3639
12 | 2593146.1853 | 1153185.0012
13 | 2592827.59 | 1152851.3454
14 | 2592553.0688 | 1153270.3209
15 | 2592643.4866 | 1153225.2561
16 | 2592795.2133 | 1153355.462
17 | 2592797.3035 | 1153357.0522
18 | 2592855.4199 | 1153391.5445
19 | 2592798.9207 | 1153457.2549
20 | 2592535.5884 | 1153259.9189
21 | 2592661.8072 | 1153333.742
22 | 2592986.639 | 1153476.0299
23 | 2592765.7052 | 1153432.413
24 | 2592827.4786 | 1153478.6537
25 | 2592522.8162 | 1153249.0634
26 | 2592520.4508 | 1153433.666
27 | 2592538.3024 | 1153450.0498
28 | 2592419.5066 | 1153311.207
29 | 2593442.4668 | 1153126.0795
30 | 2593387.4446 | 1153138.5657
31 | 2593447.3623 | 1153114.905
32 | 2593207.1684 | 1153026.1529
33 | 2593420.2241 | 1153123.3528
34 | 2593618.5863 | 1153063.7828
35 | 2593202.7319 | 1153011.8925
36 | 2593110.6361 | 1153062.6628
37 | 2593422.0947 | 1152898.7114
38 | 2593652.3476 | 1153202.6481
39 | 2593095.4615 | 1152837.0369
40 | 2593401.1002 | 1152861.1873
41 | 2592405.542 | 1153063.5863
42 | 2592393.0962 | 1153048.0334
43 | 2592424.1702 | 1153105.0373
44 | 2592383.6397 | 1153040.2665
45 | 2592427.8554 | 1153115.0182
46 | 2592283.3981 | 1152891.0557
47 | 2592431.6113 | 1153121.6656
48 | 2592379.6539 | 1152712.4554
49 | 2592474.904 | 1153178.9521
50 | 2593002.5031 | 1153671.7509
51 | 2593003.5994 | 1153677.6525
52 | 2593007.5254 | 1153649.9232
53 | 2593009.2987 | 1153690.0519
54 | 2592914.8469 | 1153543.7418
55 | 2593120.1671 | 1153744.4527
56 | 2592892.4589 | 1153534.5698
57 | 2593181.9869 | 1153769.3684
58 | 2592733.4852 | 1153921.54
59 | 2592880.7993 | 1154088.8553
60 | 2592971.9972 | 1153992.5403
61 | 2592878.7976 | 1153524.7476
62 | 2593184.451 | 1153772.5705
63 | 2593293.6753 | 1153839.9004
64 | 2593985.5004 | 1154339.8163
65 | 2594029.5821 | 1154419.8767
66 | 2593978.3003 | 1154326.1491
67 | 2594025.2043 | 1154460.1565
68 | 2593944.9661 | 1154361.854
69 | 2593865.4881 | 1154244.0432
70 | 2593938.9982 | 1154389.6536
71 | 2593839.2359 | 1154226.6398
72 | 2593828.5493 | 1154222.2961
73 | 2592801.5895 | 1152768.6614
74 | 2592798.8112 | 1152782.9355
75 | 2592814.8835 | 1152819.8453
76 | 2592815.7957 | 1152822.0613
77 | 2592823.5038 | 1152840.7849
78 | 2593171.5531 | 1153635.2272
79 | 2593255.0508 | 1153681.2531
80 | 2593324.1982 | 1153738.1475
81 | 2593298.7819 | 1153620.6395
82 | 2593460.8844 | 1153846.2885
83 | 2593466.3966 | 1153849.7257
84 | 2593647.108 | 1153950.1425
85 | 2592863.1515 | 1152862.7528
86 | 2592871.1523 | 1152848.3472
87 | 2592877.0431 | 1152869.3421
88 | 2593148.9505 | 1153187.1985
89 | 2592447.5155 | 1153186.0919
90 | 2593329.2431 | 1153356.2345
91 | 2593236.6562 | 1153256.642
92 | 2593371.182 | 1153389.5129
93 | 2593234.2507 | 1153254.1561
94 | 2593407.0493 | 1153424.5458
95 | 2593341.4415 | 1153390.2511
96 | 2593297.7528 | 1153280.5528
97 | 2593167.328 | 1153201.5871
98 | 2593412.4529 | 1153431.4019
99 | 2593282.4479 | 1153383.5538
100 | 2593451.1224 | 1153477.8566
101 | 2593677.6494 | 1153978.9823
102 | 2593705.27 | 1153993.1396
103 | 2593444.3519 | 1153485.9722
104 | 2593508.5253 | 1153556.4878
105 | 2593436.9496 | 1153503.2513
106 | 2593633.2347 | 1153710.373
107 | 2593669.8873 | 1153609.9687
108 | 2593688.6288 | 1153722.1309
109 | 2593710.2589 | 1153768.4337
110 | 2593680.7523 | 1153608.7503
111 | 2593230.8008 | 1153897.2754
112 | 2593338.9505 | 1153936.6728
113 | 2593010.0735 | 1154163.3651
114 | 2593407.2967 | 1154208.5746
115 | 2593475.1035 | 1154287.9277
116 | 2593494.5519 | 1154248.2758
117 | 2593615.7049 | 1154105.9591
118 | 2593498.3776 | 1154032.9279
119 | 2593627.8804 | 1154111.9219
120 | 2593304.0065 | 1153894.9693
121 | 2593753.8101 | 1154185.3271
122 | 2593194.3356 | 1153176.708
123 | 2593307.6239 | 1152882.1241
124 | 2593738.3444 | 1154042.0968
125 | 2593866.9517 | 1153814.7565
126 | 2593744.2562 | 1154053.0836
127 | 2593784.4488 | 1153627.9505
128 | 2593065.952 | 1152825.4506
129 | 2593282.4479 | 1153383.5538

## line_std_types
| c_nf_per_km | r_ohm_per_km | x_ohm_per_km | max_i_ka | type | q_mm2 | alpha | voltage_rating
NAYY 4x50 SE | 210 | 0.642 | 0.083 | 0.142 | cs | 50 | 0.00403 | LV
NAYY 4x120 SE | 264 | 0.225 | 0.08 | 0.242 | cs | 120 | 0.00403 | LV
NAYY 4x150 SE | 261 | 0.208 | 0.08 | 0.27 | cs | 150 | 0.00403 | LV
NA2XS2Y 1x95 RM/25 12/20 kV | 216 | 0.313 | 0.132 | 0.252 | cs | 95 | 0.00403 | MV
NA2XS2Y 1x185 RM/25 12/20 kV | 273 | 0.161 | 0.117 | 0.362 | cs | 185 | 0.00403 | MV
NA2XS2Y 1x240 RM/25 12/20 kV | 304 | 0.122 | 0.112 | 0.421 | cs | 240 | 0.00403 | MV
NA2XS2Y 1x95 RM/25 6/10 kV | 315 | 0.313 | 0.123 | 0.249 | cs | 95 | 0.00403 | MV
NA2XS2Y 1x185 RM/25 6/10 kV | 406 | 0.161 | 0.11 | 0.358 | cs | 185 | 0.00403 | MV
NA2XS2Y 1x240 RM/25 6/10 kV | 456 | 0.122 | 0.105 | 0.416 | cs | 240 | 0.00403 | MV
NA2XS2Y 1x150 RM/25 12/20 kV | 250 | 0.206 | 0.116 | 0.319 | cs | 150 | 0.00403 | MV
NA2XS2Y 1x120 RM/25 12/20 kV | 230 | 0.253 | 0.119 | 0.283 | cs | 120 | 0.00403 | MV
NA2XS2Y 1x70 RM/25 12/20 kV | 190 | 0.443 | 0.132 | 0.22 | cs | 70 | 0.00403 | MV
NA2XS2Y 1x150 RM/25 6/10 kV | 360 | 0.206 | 0.11 | 0.315 | cs | 150 | 0.00403 | MV
NA2XS2Y 1x120 RM/25 6/10 kV | 340 | 0.253 | 0.113 | 0.28 | cs | 120 | 0.00403 | MV
NA2XS2Y 1x70 RM/25 6/10 kV | 280 | 0.443 | 0.123 | 0.217 | cs | 70 | 0.00403 | MV
N2XS(FL)2Y 1x120 RM/35 64/110 kV | 112 | 0.153 | 0.166 | 0.366 | cs | 120 | 0.00393 | HV
N2XS(FL)2Y 1x185 RM/35 64/110 kV | 125 | 0.099 | 0.156 | 0.457 | cs | 185 | 0.00393 | HV
N2XS(FL)2Y 1x240 RM/35 64/110 kV | 135 | 0.075 | 0.149 | 0.526 | cs | 240 | 0.00393 | HV
N2XS(FL)2Y 1x300 RM/35 64/110 kV | 144 | 0.06 | 0.144 | 0.588 | cs | 300 | 0.00393 | HV
15-AL1/3-ST1A 0.4 | 11 | 1.8769 | 0.35 | 0.105 | ol | 16 | 0.00403 | LV
24-AL1/4-ST1A 0.4 | 11.25 | 1.2012 | 0.335 | 0.14 | ol | 24 | 0.00403 | LV
48-AL1/8-ST1A 0.4 | 12.2 | 0.5939 | 0.3 | 0.21 | ol | 48 | 0.00403 | LV
94-AL1/15-ST1A 0.4 | 13.2 | 0.306 | 0.29 | 0.35 | ol | 94 | 0.00403 | LV
34-AL1/6-ST1A 10.0 | 9.7 | 0.8342 | 0.36 | 0.17 | ol | 34 | 0.00403 | MV
48-AL1/8-ST1A 10.0 | 10.1 | 0.5939 | 0.35 | 0.21 | ol | 48 | 0.00403 | MV
70-AL1/11-ST1A 10.0 | 10.4 | 0.4132 | 0.339 | 0.29 | ol | 70 | 0.00403 | MV
94-AL1/15-ST1A 10.0 | 10.75 | 0.306 | 0.33 | 0.35 | ol | 94 | 0.00403 | MV
122-AL1/20-ST1A 10.0 | 11.1 | 0.2376 | 0.323 | 0.41 | ol | 122 | 0.00403 | MV
149-AL1/24-ST1A 10.0 | 11.25 | 0.194 | 0.315 | 0.47 | ol | 149 | 0.00403 | MV
34-AL1/6-ST1A 20.0 | 9.15 | 0.8342 | 0.382 | 0.17 | ol | 34 | 0.00403 | MV
48-AL1/8-ST1A 20.0 | 9.5 | 0.5939 | 0.372 | 0.21 | ol | 48 | 0.00403 | MV
70-AL1/11-ST1A 20.0 | 9.7 | 0.4132 | 0.36 | 0.29 | ol | 70 | 0.00403 | MV
94-AL1/15-ST1A 20.0 | 10 | 0.306 | 0.35 | 0.35 | ol | 94 | 0.00403 | MV
122-AL1/20-ST1A 20.0 | 10.3 | 0.2376 | 0.344 | 0.41 | ol | 122 | 0.00403 | MV
149-AL1/24-ST1A 20.0 | 10.5 | 0.194 | 0.337 | 0.47 | ol | 149 | 0.00403 | MV
184-AL1/30-ST1A 20.0 | 10.75 | 0.1571 | 0.33 | 0.535 | ol | 184 | 0.00403 | MV
243-AL1/39-ST1A 20.0 | 11 | 0.1188 | 0.32 | 0.645 | ol | 243 | 0.00403 | MV
48-AL1/8-ST1A 110.0 | 8 | 0.5939 | 0.46 | 0.21 | ol | 48 | 0.00403 | HV
70-AL1/11-ST1A 110.0 | 8.4 | 0.4132 | 0.45 | 0.29 | ol | 70 | 0.00403 | HV
94-AL1/15-ST1A 110.0 | 8.65 | 0.306 | 0.44 | 0.35 | ol | 94 | 0.00403 | HV
122-AL1/20-ST1A 110.0 | 8.5 | 0.2376 | 0.43 | 0.41 | ol | 122 | 0.00403 | HV
149-AL1/24-ST1A 110.0 | 8.75 | 0.194 | 0.41 | 0.47 | ol | 149 | 0.00403 | HV
184-AL1/30-ST1A 110.0 | 8.8 | 0.1571 | 0.4 | 0.535 | ol | 184 | 0.00403 | HV
243-AL1/39-ST1A 110.0 | 9 | 0.1188 | 0.39 | 0.645 | ol | 243 | 0.00403 | HV
305-AL1/39-ST1A 110.0 | 9.2 | 0.0949 | 0.38 | 0.74 | ol | 305 | 0.00403 | HV
490-AL1/64-ST1A 110.0 | 9.75 | 0.059 | 0.37 | 0.96 | ol | 490 | 0.00403 | HV
679-AL1/86-ST1A 110.0 | 9.95 | 0.042 | 0.36 | 1.15 | ol | 679 | 0.00403 | HV
490-AL1/64-ST1A 220.0 | 10 | 0.059 | 0.285 | 0.96 | ol | 490 | 0.00403 | HV
679-AL1/86-ST1A 220.0 | 11.7 | 0.042 | 0.275 | 1.15 | ol | 679 | 0.00403 | HV
490-AL1/64-ST1A 380.0 | 11 | 0.059 | 0.253 | 0.96 | ol | 490 | 0.00403 | HV
679-AL1/86-ST1A 380.0 | 14.6 | 0.042 | 0.25 | 1.15 | ol | 679 | 0.00403 | HV

## trafo_std_types
| i0_percent | pfe_kw | vkr_percent | sn_mva | vn_lv_kv | vn_hv_kv | vk_percent | shift_degree | vector_group | tap_side | tap_neutral | tap_min | tap_max | tap_step_degree | tap_step_percent | tap_phase_shifter
160 MVA 380/110 kV | 0.06 | 60 | 0.25 | 160 | 110 | 380 | 12.2 | 0 | Yy0 | hv | 0 | -9 | 9 | 0 | 1.5 | FALSE
100 MVA 220/110 kV | 0.06 | 55 | 0.26 | 100 | 110 | 220 | 12 | 0 | Yy0 | hv | 0 | -9 | 9 | 0 | 1.5 | FALSE
63 MVA 110/20 kV | 0.04 | 22 | 0.32 | 63 | 20 | 110 | 18 | 150 | YNd5 | hv | 0 | -9 | 9 | 0 | 1.5 | FALSE
40 MVA 110/20 kV | 0.05 | 18 | 0.34 | 40 | 20 | 110 | 16.2 | 150 | YNd5 | hv | 0 | -9 | 9 | 0 | 1.5 | FALSE
25 MVA 110/20 kV | 0.07 | 14 | 0.41 | 25 | 20 | 110 | 12 | 150 | YNd5 | hv | 0 | -9 | 9 | 0 | 1.5 | FALSE
63 MVA 110/10 kV | 0.04 | 22 | 0.32 | 63 | 10 | 110 | 18 | 150 | YNd5 | hv | 0 | -9 | 9 | 0 | 1.5 | FALSE
40 MVA 110/10 kV | 0.05 | 18 | 0.34 | 40 | 10 | 110 | 16.2 | 150 | YNd5 | hv | 0 | -9 | 9 | 0 | 1.5 | FALSE
25 MVA 110/10 kV | 0.07 | 14 | 0.41 | 25 | 10 | 110 | 12 | 150 | YNd5 | hv | 0 | -9 | 9 | 0 | 1.5 | FALSE
0.25 MVA 20/0.4 kV | 0.32 | 0.8 | 1.44 | 0.25 | 0.4 | 20 | 6 | 150 | Yzn5 | hv | 0 | -2 | 2 | 0 | 2.5 | FALSE
0.4 MVA 20/0.4 kV | 0.3375 | 1.35 | 1.425 | 0.4 | 0.4 | 20 | 6 | 150 | Dyn5 | hv | 0 | -2 | 2 | 0 | 2.5 | FALSE
0.63 MVA 20/0.4 kV | 0.2619 | 1.65 | 1.206 | 0.63 | 0.4 | 20 | 6 | 150 | Dyn5 | hv | 0 | -2 | 2 | 0 | 2.5 | FALSE
0.25 MVA 10/0.4 kV | 0.24 | 0.6 | 1.2 | 0.25 | 0.4 | 10 | 4 | 150 | Dyn5 | hv | 0 | -2 | 2 | 0 | 2.5 | FALSE
0.4 MVA 10/0.4 kV | 0.2375 | 0.95 | 1.325 | 0.4 | 0.4 | 10 | 4 | 150 | Dyn5 | hv | 0 | -2 | 2 | 0 | 2.5 | FALSE
0.63 MVA 10/0.4 kV | 0.1873 | 1.18 | 1.0794 | 0.63 | 0.4 | 10 | 4 | 150 | Dyn5 | hv | 0 | -2 | 2 | 0 | 2.5 | FALSE

## trafo3w_std_types
| sn_hv_mva | sn_mv_mva | sn_lv_mva | vn_hv_kv | vn_mv_kv | vn_lv_kv | vk_hv_percent | vk_mv_percent | vk_lv_percent | vkr_hv_percent | vkr_mv_percent | vkr_lv_percent | pfe_kw | i0_percent | shift_mv_degree | shift_lv_degree | vector_group | tap_side | tap_neutral | tap_min | tap_max | tap_step_percent
63/25/38 MVA 110/20/10 kV | 63 | 25 | 38 | 110 | 20 | 10 | 10.4 | 10.4 | 10.4 | 0.28 | 0.32 | 0.35 | 35 | 0.89 | 0 | 0 | YN0yn0yn0 | hv | 0 | -10 | 10 | 1.2
63/25/38 MVA 110/10/10 kV | 63 | 25 | 38 | 110 | 10 | 10 | 10.4 | 10.4 | 10.4 | 0.28 | 0.32 | 0.35 | 35 | 0.89 | 0 | 0 | YN0yn0yn0 | hv | 0 | -10 | 10 | 1.2

## fuse_std_types
| fuse_type | i_rated_a | t_avg | t_min | t_total | x_avg | x_min | x_total
HV 100A | HV 100A | 100 | 0 | [10.0, 3.64, 0.854, 0.281, 0.1, 0.0531, 0.022, 0.01] | [10.0, 4.267, 1.21, 0.403, 0.1, 0.058, 0.022, 0.01] | 0 | [300.0, 350.0, 450.0, 550.0, 700.0, 850.0, 1200.0, 1752.0] | [600.0, 700.0, 900.0, 1150.0, 1665.0, 2000.0, 3000.0, 4313.0]
HV 10A | HV 10A | 10 | 0 | [10.0, 1675.0, 0.344, 0.156, 0.1, 0.0417, 0.0171, 0.01] | [10.0, 1.3, 0.3, 0.155, 0.1, 0.0555, 0.023, 0.01] | 0 | [30.0, 32.0, 35.0, 37.0, 39.0, 50.0, 70.0, 88.0] | [60.0, 70.0, 80.0, 87.0, 94.0, 110.0, 150.0, 216.0]
HV 125A | HV 125A | 125 | 0 | [10.0, 1.82, 0.344, 0.1, 0.0467, 0.0269, 0.01] | [10.0, 2.478, 0.426, 0.1, 0.0427, 0.0211, 0.01] | 0 | [375.0, 500.0, 700.0, 925.0, 1200.0, 1500.0, 2341.0] | [750.0, 1000.0, 1500.0, 2200.0, 3000.0, 4000.0, 5765.0]
HV 160A | HV 160A | 160 | 0 | [10.0, 4.15, 1.03, 0.198, 0.1, 0.051, 0.0172, 0.01] | [10.0, 2.3, 0.734, 0.274, 0.1, 0.046, 0.0177, 0.01] | 0 | [480.0, 550.0, 700.0, 1000.0, 1260.0, 1600.0, 2500.0, 3227.0] | [960.0, 1300.0, 1700.0, 2200.0, 2996.0, 4000.0, 6000.0, 7946.0]
HV 16A | HV 16A | 16 | 0 | [10.0, 0.352, 0.164, 0.1, 0.0649, 0.0342, 0.01] | [10.0, 2.34, 0.722, 0.181, 0.1, 0.055, 0.0296, 0.01] | 0 | [48.0, 60.0, 65.0, 71.0, 80.0, 100.0, 162.0] | [96.0, 110.0, 125.0, 150.0, 168.0, 200.0, 250.0, 398.0]
HV 200A | HV 200A | 200 | 0 | [10.0, 4.267, 1.21, 0.403, 0.1, 0.058, 0.022, 0.01] | [10.0, 3.73, 1.654, 0.328, 0.1, 0.0531, 0.019, 0.01] | 0 | [600.0, 700.0, 900.0, 1150.0, 1665.0, 2000.0, 3000.0, 4313.0] | [1200.0, 1500.0, 1800.0, 2700.0, 3960.0, 5000.0, 7500.0, 10620.0]
HV 20A | HV 20A | 20 | 0 | [10.0, 1.3, 0.3, 0.155, 0.1, 0.0555, 0.023, 0.01] | [10.0, 1.3, 0.161, 0.1, 0.0611, 0.0399, 0.0141, 0.01] | 0 | [60.0, 70.0, 80.0, 87.0, 94.0, 110.0, 150.0, 216.0] | [120.0, 150.0, 200.0, 223.0, 260.0, 300.0, 450.0, 532.0]
HV 25A | HV 25A | 25 | 0 | [10.0, 2.512, 0.833, 0.299, 0.1, 0.0372, 0.0223, 0.01] | [10.0, 3.125, 0.597, 0.198, 0.1, 0.0378, 0.022, 0.01] | 0 | [75.0, 82.0, 90.0, 100.0, 124.0, 170.0, 200.0, 289.0] | [150.0, 170.0, 210.0, 250.0, 294.0, 400.0, 500.0, 711.0]
HV 31.5A | HV 31.5A | 31.5 | 0 | [10.0, 2.34, 0.722, 0.181, 0.1, 0.055, 0.0296, 0.01] | [10.0, 2.84, 0.368, 0.164, 0.1, 0.0621, 0.0378, 0.0195, 0.01] | 0 | [95.0, 110.0, 125.0, 150.0, 165.0, 200.0, 250.0, 390.0] | [189.0, 220.0, 300.0, 350.0, 393.0, 450.0, 530.0, 700.0, 960.0]
HV 40A | HV 40A | 40 | 0 | [10.0, 1.3, 0.161, 0.1, 0.0611, 0.0399, 0.0141, 0.01] | [10.0, 2.05, 0.369, 0.198, 0.1, 0.051, 0.0298, 0.01] | 0 | [120.0, 150.0, 200.0, 223.0, 260.0, 300.0, 450.0, 532.0] | [240.0, 300.0, 400.0, 450.0, 530.0, 650.0, 800.0, 1311.0]
HV 50A | HV 50A | 50 | 0 | [10.0, 3.215, 0.597, 0.198, 0.1, 0.0378, 0.022, 0.01] | [10.0, 3.64, 0.854, 0.281, 0.1, 0.0531, 0.022, 0.01] | 0 | [150.0, 170.0, 210.0, 250.0, 294.0, 400.0, 500.0, 711.0] | [300.0, 350.0, 450.0, 550.0, 700.0, 850.0, 1200.0, 1752.0]
HV 6.3A | HV 6.3A | 6.3 | 0 | [10.0, 1.39, 0.344, 0.168, 0.1, 0.056, 0.0263, 0.01] | [10.0, 1.711, 0.516, 0.198, 0.1, 0.0634, 0.0303, 0.01] | 0 | [19.0, 19.5, 20.4, 20.8, 22.0, 25.0, 32.0, 48.0] | [38.0, 40.0, 43.0, 48.0, 53.0, 60.0, 75.0, 118.0]
HV 63A | HV 63A | 63 | 0 | [10.0, 2.84, 0.368, 0.164, 0.1, 0.0621, 0.0378, 0.0195, 0.01] | [10.0, 1.82, 0.344, 0.1, 0.0467, 0.0269, 0.01] | 0 | [189.0, 220.0, 300.0, 350.0, 393.0, 450.0, 530.0, 700.0, 961.0] | [378.0, 500.0, 700.0, 934.0, 1200.0, 1500.0, 2366.0]
HV 80A | HV 80A | 80 | 0 | [10.0, 2.05, 0.369, 0.198, 0.1, 0.051, 0.0298, 0.01] | [10.0, 4.15, 1.03, 0.198, 0.1, 0.051, 0.0172, 0.01] | 0 | [240.0, 300.0, 400.0, 450.0, 530.0, 650.0, 800.0, 1311.0] | [480.0, 550.0, 700.0, 1000.0, 1260.0, 1600.0, 2500.0, 3227.0]
Siemens NH-1-100 | Siemens NH-1-100 | 100 | [5400.0, 2000.0, 400.0, 20.0, 1.0, 0.2, 0.012, 0.004] | 0 | 0 | [150.0, 190.0, 250.0, 430.0, 900.0, 1250.0, 2700.0, 3600.0] | 0 | 0
Siemens NH-1-125 | Siemens NH-1-125 | 125 | [4800.0, 120.0, 7.0, 0.1, 0.004] | 0 | 0 | [180.0, 400.0, 740.0, 2000.0, 4250.0] | 0 | 0
Siemens NH-1-16 | Siemens NH-1-16 | 16 | [4000.0, 400.0, 2.0, 0.1, 0.04, 0.01] | 0 | 0 | [26.0, 35.0, 75.0, 150.0, 200.0, 300.0] | 0 | 0
Siemens NH-1-160 | Siemens NH-1-160 | 160 | [4800.0, 120.0, 7.0, 0.1, 0.004] | 0 | 0 | [210.0, 500.0, 900.0, 2300.0, 5000.0] | 0 | 0
Siemens NH-1-25 | Siemens NH-1-25 | 25 | [4000.0, 1000.0, 10.0, 0.2, 0.02, 0.01] | 0 | 0 | [40.0, 50.0, 100.0, 210.0, 400.0, 500.0] | 0 | 0
Siemens NH-1-50 | Siemens NH-1-50 | 50 | [4000.0, 40.0, 4.0, 1.0, 0.02, 0.01] | 0 | 0 | [86.0, 200.0, 300.0, 400.0, 1000.0, 1280.0] | 0 | 0
Siemens NH-1-63 | Siemens NH-1-63 | 63 | [4000.0, 100.0, 10.0, 2.0, 0.04, 0.01] | 0 | 0 | [100.0, 200.0, 300.0, 400.0, 1000.0, 1500.0] | 0 | 0
Siemens NH-1-80 | Siemens NH-1-80 | 80 | [4800.0, 120.0, 7.0, 0.1, 0.01] | 0 | 0 | [150.58, 250.0, 450.0, 1150.0, 2470.0] | 0 | 0
Siemens NH-2-1000 | Siemens NH-2-1000 | 1000 | [4800.0, 120.0, 7.0, 0.1, 0.004] | 0 | 0 | [1900.0, 3500.0, 8400.0, 24000.0, 52000.0] | 0 | 0
Siemens NH-2-200 | Siemens NH-2-200 | 200 | [4800.0, 120.0, 7.0, 0.1, 0.004] | 0 | 0 | [280.0, 650.0, 1200.0, 3000.0, 7000.0] | 0 | 0
Siemens NH-2-224 | Siemens NH-2-224 | 224 | [4800.0, 120.0, 7.0, 0.2, 0.04, 0.004] | 0 | 0 | [400.0, 750.0, 1453.0, 3025.0, 4315.0, 7600.0] | 0 | 0
Siemens NH-2-250 | Siemens NH-2-250 | 250 | [4800.0, 120.0, 7.0, 0.1, 0.004] | 0 | 0 | [450.0, 800.0, 1650.0, 4000.0, 8500.0] | 0 | 0
Siemens NH-2-315 | Siemens NH-2-315 | 315 | [4800.0, 120.0, 7.0, 0.1, 0.004] | 0 | 0 | [550.0, 920.0, 1900.0, 5000.0, 11000.0] | 0 | 0
Siemens NH-2-355 | Siemens NH-2-355 | 355 | [4800.0, 120.0, 6.0, 0.1, 0.004] | 0 | 0 | [650.0, 1116.27, 2350.0, 5840.0, 12790.0] | 0 | 0
Siemens NH-2-400 | Siemens NH-2-400 | 400 | [4800.0, 120.0, 7.0, 0.1, 0.004] | 0 | 0 | [720.0, 1350.0, 2800.0, 6500.0, 15000.0] | 0 | 0
Siemens NH-2-425 | Siemens NH-2-425 | 425 | [4800.0, 120.0, 7.0, 0.1, 0.004] | 0 | 0 | [850.0, 1500.0, 3050.0, 7500.0, 16500.0] | 0 | 0
Siemens NH-2-630 | Siemens NH-2-630 | 630 | [4800.0, 120.0, 7.0, 0.1, 0.004] | 0 | 0 | [1200.0, 2000.0, 4800.0, 12000.0, 26000.0] | 0 | 0

## dtypes
| element | column | dtype
0 | bus | name | object
1 | bus | vn_kv | float64
2 | bus | type | object
3 | bus | zone | object
4 | bus | in_service | bool
5 | load | name | object
6 | load | bus | uint32
7 | load | p_mw | float64
8 | load | q_mvar | float64
9 | load | const_z_percent | float64
10 | load | const_i_percent | float64
11 | load | sn_mva | float64
12 | load | scaling | float64
13 | load | in_service | bool
14 | load | type | object
15 | ext_grid | name | object
16 | ext_grid | bus | uint32
17 | ext_grid | vm_pu | float64
18 | ext_grid | va_degree | float64
19 | ext_grid | slack_weight | float64
20 | ext_grid | in_service | bool
21 | line | name | object
22 | line | std_type | object
23 | line | from_bus | uint32
24 | line | to_bus | uint32
25 | line | length_km | float64
26 | line | r_ohm_per_km | float64
27 | line | x_ohm_per_km | float64
28 | line | c_nf_per_km | float64
29 | line | g_us_per_km | float64
30 | line | max_i_ka | float64
31 | line | df | float64
32 | line | parallel | uint32
33 | line | type | object
34 | line | in_service | bool
35 | trafo | name | object
36 | trafo | std_type | object
37 | trafo | hv_bus | uint32
38 | trafo | lv_bus | uint32
39 | trafo | sn_mva | float64
40 | trafo | vn_hv_kv | float64
41 | trafo | vn_lv_kv | float64
42 | trafo | vk_percent | float64
43 | trafo | vkr_percent | float64
44 | trafo | pfe_kw | float64
45 | trafo | i0_percent | float64
46 | trafo | shift_degree | float64
47 | trafo | tap_side | object
48 | trafo | tap_neutral | int32
49 | trafo | tap_min | int32
50 | trafo | tap_max | int32
51 | trafo | tap_step_percent | float64
52 | trafo | tap_step_degree | float64
53 | trafo | tap_pos | int32
54 | trafo | tap_phase_shifter | bool
55 | trafo | parallel | uint32
56 | trafo | df | float64
57 | trafo | in_service | bool
58 | line_geodata | coords | object
59 | bus_geodata | x | float64
60 | bus_geodata | y | float64
61 | bus_geodata | coords | object

## parameters
| version | format_version | converged | OPF_converged | name | f_hz | sn_mva
0 | 2.14.6 | 2.14.0 | FALSE | FALSE |  | 50 | 1