## bus
| name | vn_kv | type | zone | in_service
0 | bus_LV_843-28_2_4_node_23 | 0.4 | n |  | TRUE
1 | bus_LV_843-28_2_4_node_24 | 0.4 | n |  | TRUE
2 | bus_LV_843-28_2_4_node_25 | 0.4 | n |  | TRUE
3 | bus_LV_843-28_2_4_node_26 | 0.4 | n |  | TRUE
4 | bus_LV_843-28_2_4_node_27 | 0.4 | n |  | TRUE
5 | bus_LV_843-28_2_4_node_28 | 0.4 | n |  | TRUE
6 | bus_LV_843-28_2_4_node_29 | 0.4 | n |  | TRUE
7 | bus_LV_843-28_2_4_node_347 | 0.4 | n |  | TRUE
8 | bus_LV_843-28_2_4_node_30 | 0.4 | n |  | TRUE
9 | bus_LV_843-28_2_4_node_31 | 0.4 | n |  | TRUE
10 | bus_LV_843-28_2_4_node_46 | 0.4 | n |  | TRUE
11 | bus_LV_843-28_2_4_node_134 | 0.4 | n |  | TRUE
12 | bus_LV_843-28_2_4_node_183 | 0.4 | n |  | TRUE
13 | bus_LV_843-28_2_4_node_32 | 0.4 | n |  | TRUE
14 | bus_LV_843-28_2_4_node_33 | 0.4 | n |  | TRUE
15 | bus_LV_843-28_2_4_node_34 | 0.4 | n |  | TRUE
16 | bus_LV_843-28_2_4_node_35 | 0.4 | n |  | TRUE
17 | bus_LV_843-28_2_4_node_36 | 0.4 | n |  | TRUE
18 | bus_LV_843-28_2_4_node_281 | 0.4 | n |  | TRUE
19 | bus_LV_843-28_2_4_node_37 | 0.4 | n |  | TRUE
20 | bus_LV_843-28_2_4_node_148 | 0.4 | n |  | TRUE
21 | bus_LV_843-28_2_4_node_146 | 0.4 | n |  | TRUE
22 | bus_LV_843-28_2_4_node_38 | 0.4 | n |  | TRUE
23 | bus_LV_843-28_2_4_node_39 | 0.4 | n |  | TRUE
24 | bus_LV_843-28_2_4_node_42 | 0.4 | n |  | TRUE
25 | bus_LV_843-28_2_4_node_40 | 0.4 | n |  | TRUE
26 | bus_LV_843-28_2_4_node_41 | 0.4 | n |  | TRUE
27 | bus_LV_843-28_2_4_node_43 | 0.4 | n |  | TRUE
28 | bus_LV_843-28_2_4_node_44 | 0.4 | n |  | TRUE
29 | bus_LV_843-28_2_4_node_45 | 0.4 | n |  | TRUE
30 | bus_LV_843-28_2_4_node_179 | 0.4 | n |  | TRUE
31 | bus_LV_843-28_2_4_node_150 | 0.4 | n |  | TRUE
32 | bus_LV_843-28_2_4_node_151 | 0.4 | n |  | TRUE
33 | bus_LV_843-28_2_4_node_149 | 0.4 | n |  | TRUE
34 | bus_LV_843-28_2_4_node_47 | 0.4 | n |  | TRUE
35 | bus_LV_843-28_2_4_node_180 | 0.4 | n |  | TRUE
36 | bus_LV_843-28_2_4_node_48 | 0.4 | n |  | TRUE
37 | bus_LV_843-28_2_4_node_49 | 0.4 | n |  | TRUE
38 | bus_LV_843-28_2_4_node_50 | 0.4 | n |  | TRUE
39 | bus_LV_843-28_2_4_node_51 | 0.4 | n |  | TRUE
40 | bus_LV_843-28_2_4_node_52 | 0.4 | n |  | TRUE
41 | bus_LV_843-28_2_4_node_53 | 0.4 | n |  | TRUE
42 | bus_LV_843-28_2_4_node_54 | 0.4 | n |  | TRUE
43 | bus_LV_843-28_2_4_node_55 | 0.4 | n |  | TRUE
44 | bus_LV_843-28_2_4_node_56 | 0.4 | n |  | TRUE
45 | bus_LV_843-28_2_4_node_155 | 0.4 | n |  | TRUE
46 | bus_LV_843-28_2_4_node_152 | 0.4 | n |  | TRUE
47 | bus_LV_843-28_2_4_node_105 | 0.4 | n |  | TRUE
48 | bus_LV_843-28_2_4_node_153 | 0.4 | n |  | TRUE
49 | bus_LV_843-28_2_4_node_57 | 0.4 | n |  | TRUE
50 | bus_LV_843-28_2_4_node_58 | 0.4 | n |  | TRUE
51 | bus_LV_843-28_2_4_node_59 | 0.4 | n |  | TRUE
52 | bus_LV_843-28_2_4_node_60 | 0.4 | n |  | TRUE
53 | bus_LV_843-28_2_4_node_61 | 0.4 | n |  | TRUE
54 | bus_LV_843-28_2_4_node_62 | 0.4 | n |  | TRUE
55 | bus_LV_843-28_2_4_node_63 | 0.4 | n |  | TRUE
56 | bus_LV_843-28_2_4_node_158 | 0.4 | n |  | TRUE
57 | bus_LV_843-28_2_4_node_64 | 0.4 | n |  | TRUE
58 | bus_LV_843-28_2_4_node_174 | 0.4 | n |  | TRUE
59 | bus_LV_843-28_2_4_node_65 | 0.4 | n |  | TRUE
60 | bus_LV_843-28_2_4_node_66 | 0.4 | n |  | TRUE
61 | bus_LV_843-28_2_4_node_67 | 0.4 | n |  | TRUE
62 | bus_LV_843-28_2_4_node_70 | 0.4 | n |  | TRUE
63 | bus_LV_843-28_2_4_node_68 | 0.4 | n |  | TRUE
64 | bus_LV_843-28_2_4_node_71 | 0.4 | n |  | TRUE
65 | bus_LV_843-28_2_4_node_69 | 0.4 | n |  | TRUE
66 | bus_LV_843-28_2_4_node_161 | 0.4 | n |  | TRUE
67 | bus_LV_843-28_2_4_node_160 | 0.4 | n |  | TRUE
68 | bus_LV_843-28_2_4_node_116 | 0.4 | n |  | TRUE
69 | bus_LV_843-28_2_4_node_72 | 0.4 | n |  | TRUE
70 | bus_LV_843-28_2_4_node_73 | 0.4 | n |  | TRUE
71 | bus_LV_843-28_2_4_node_74 | 0.4 | n |  | TRUE
72 | bus_LV_843-28_2_4_node_75 | 0.4 | n |  | TRUE
73 | bus_LV_843-28_2_4_node_76 | 0.4 | n |  | TRUE
74 | bus_LV_843-28_2_4_node_77 | 0.4 | n |  | TRUE
75 | bus_LV_843-28_2_4_node_78 | 0.4 | n |  | TRUE
76 | bus_LV_843-28_2_4_node_79 | 0.4 | n |  | TRUE
77 | bus_LV_843-28_2_4_node_80 | 0.4 | n |  | TRUE
78 | bus_LV_843-28_2_4_node_81 | 0.4 | n |  | TRUE
79 | bus_LV_843-28_2_4_node_173 | 0.4 | n |  | TRUE
80 | bus_LV_843-28_2_4_node_125 | 0.4 | n |  | TRUE
81 | bus_LV_843-28_2_4_node_120 | 0.4 | n |  | TRUE
82 | bus_LV_843-28_2_4_node_82 | 0.4 | n |  | TRUE
83 | bus_LV_843-28_2_4_node_83 | 0.4 | n |  | TRUE
84 | bus_LV_843-28_2_4_node_84 | 0.4 | n |  | TRUE
85 | bus_LV_843-28_2_4_node_85 | 0.4 | n |  | TRUE
86 | bus_LV_843-28_2_4_node_86 | 0.4 | n |  | TRUE
87 | bus_LV_843-28_2_4_node_87 | 0.4 | n |  | TRUE
88 | bus_LV_843-28_2_4_node_88 | 0.4 | n |  | TRUE
89 | bus_LV_843-28_2_4_node_89 | 0.4 | n |  | TRUE
90 | bus_LV_843-28_2_4_node_90 | 0.4 | n |  | TRUE
91 | bus_LV_843-28_2_4_node_140 | 0.4 | n |  | TRUE
92 | bus_LV_843-28_2_4_node_92 | 0.4 | n |  | TRUE
93 | bus_LV_843-28_2_4_node_93 | 0.4 | n |  | TRUE
94 | bus_LV_843-28_2_4_node_94 | 0.4 | n |  | TRUE
95 | bus_LV_843-28_2_4_node_95 | 0.4 | n |  | TRUE
96 | bus_LV_843-28_2_4_node_96 | 0.4 | n |  | TRUE
97 | bus_LV_843-28_2_4_node_97 | 0.4 | n |  | TRUE
98 | bus_LV_843-28_2_4_node_98 | 0.4 | n |  | TRUE
99 | bus_LV_843-28_2_4_node_99 | 0.4 | n |  | TRUE
100 | bus_LV_843-28_2_4_node_100 | 0.4 | n |  | TRUE
101 | bus_LV_843-28_2_4_node_138 | 0.4 | n |  | TRUE
102 | bus_LV_843-28_2_4_node_137 | 0.4 | n |  | TRUE
103 | bus_LV_843-28_2_4_node_101 | 0.4 | n |  | TRUE
104 | bus_LV_843-28_2_4_node_102 | 0.4 | n |  | TRUE
105 | bus_LV_843-28_2_4_node_103 | 0.4 | n |  | TRUE
106 | bus_LV_843-28_2_4_node_104 | 0.4 | n |  | TRUE
107 | bus_LV_843-28_2_4_node_106 | 0.4 | n |  | TRUE
108 | bus_LV_843-28_2_4_node_115 | 0.4 | n |  | TRUE
109 | bus_LV_843-28_2_4_node_107 | 0.4 | n |  | TRUE
110 | bus_LV_843-28_2_4_node_108 | 0.4 | n |  | TRUE
111 | bus_LV_843-28_2_4_node_109 | 0.4 | n |  | TRUE
112 | bus_LV_843-28_2_4_node_110 | 0.4 | n |  | TRUE
113 | bus_LV_843-28_2_4_node_111 | 0.4 | n |  | TRUE
114 | bus_LV_843-28_2_4_node_112 | 0.4 | n |  | TRUE
115 | bus_LV_843-28_2_4_node_113 | 0.4 | n |  | TRUE
116 | bus_LV_843-28_2_4_node_114 | 0.4 | n |  | TRUE
117 | bus_LV_843-28_2_4_node_136 | 0.4 | n |  | TRUE
118 | bus_LV_843-28_2_4_node_157 | 0.4 | n |  | TRUE
119 | bus_LV_843-28_2_4_node_117 | 0.4 | n |  | TRUE
120 | bus_LV_843-28_2_4_node_118 | 0.4 | n |  | TRUE
121 | bus_LV_843-28_2_4_node_119 | 0.4 | n |  | TRUE
122 | bus_LV_843-28_2_4_node_121 | 0.4 | n |  | TRUE
123 | bus_LV_843-28_2_4_node_122 | 0.4 | n |  | TRUE
124 | bus_LV_843-28_2_4_node_123 | 0.4 | n |  | TRUE
125 | bus_LV_843-28_2_4_node_124 | 0.4 | n |  | TRUE
126 | bus_LV_843-28_2_4_node_126 | 0.4 | n |  | TRUE
127 | bus_LV_843-28_2_4_node_127 | 0.4 | n |  | TRUE
128 | bus_LV_843-28_2_4_node_128 | 0.4 | n |  | TRUE
129 | bus_LV_843-28_2_4_node_129 | 0.4 | n |  | TRUE
130 | bus_LV_843-28_2_4_node_181 | 0.4 | n |  | TRUE
131 | bus_LV_843-28_2_4_node_131 | 0.4 | n |  | TRUE
132 | bus_LV_843-28_2_4_node_132 | 0.4 | n |  | TRUE
133 | bus_LV_843-28_2_4_node_133 | 0.4 | n |  | TRUE
134 | bus_LV_843-28_2_4_node_135 | 0.4 | n |  | TRUE
135 | bus_LV_843-28_2_4_node_139 | 0.4 | n |  | TRUE
136 | bus_LV_843-28_2_4_node_141 | 0.4 | n |  | TRUE
137 | bus_LV_843-28_2_4_node_142 | 0.4 | n |  | TRUE
138 | bus_LV_843-28_2_4_node_143 | 0.4 | n |  | TRUE
139 | bus_LV_843-28_2_4_node_144 | 0.4 | n |  | TRUE
140 | bus_LV_843-28_2_4_node_145 | 0.4 | n |  | TRUE
141 | bus_LV_843-28_2_4_node_147 | 0.4 | n |  | TRUE
142 | bus_LV_843-28_2_4_node_156 | 0.4 | n |  | TRUE
143 | bus_LV_843-28_2_4_node_154 | 0.4 | n |  | TRUE
144 | bus_LV_843-28_2_4_node_162 | 0.4 | n |  | TRUE
145 | bus_LV_843-28_2_4_node_163 | 0.4 | n |  | TRUE
146 | bus_LV_843-28_2_4_node_175 | 0.4 | n |  | TRUE
147 | bus_LV_843-28_2_4_node_159 | 0.4 | n |  | TRUE
148 | bus_LV_843-28_2_4_node_164 | 0.4 | n |  | TRUE
149 | bus_LV_843-28_2_4_node_172 | 0.4 | n |  | TRUE
150 | bus_LV_843-28_2_4_node_176 | 0.4 | n |  | TRUE
151 | bus_LV_843-28_2_4_node_331 | 0.4 | n |  | TRUE
152 | bus_LV_843-28_2_4_node_182 | 0.4 | n |  | TRUE
153 | bus_LV_843-28_2_4_node_280 | 0.4 | n |  | TRUE
154 | bus_LV_843-28_2_4_node_327 | 0.4 | n |  | TRUE
155 | bus_LV_843-28_2_4_node_328 | 0.4 | n |  | TRUE
156 | bus_LV_843-28_2_4_node_329 | 0.4 | n |  | TRUE
157 | bus_LV_843-28_2_4_node_330 | 0.4 | n |  | TRUE
158 | bus_MV_210_0_node_55 | 20 | n |  | TRUE

## load
| name | bus | p_mw | q_mvar | const_z_percent | const_i_percent | sn_mva | scaling | in_service | type
0 | LV_843-28_2_4_load_23 | 0 | 0.00067658 | 0.00016957 | 0 | 0 |  | 1 | TRUE | wye
1 | LV_843-28_2_4_load_24 | 1 | 0.00035596 | 8.9213e-05 | 0 | 0 |  | 1 | TRUE | wye
2 | LV_843-28_2_4_load_27 | 4 | 0.00017546 | 4.3975e-05 | 0 | 0 |  | 1 | TRUE | wye
3 | LV_843-28_2_4_load_28 | 5 | 0.00053692 | 0.00013456 | 0 | 0 |  | 1 | TRUE | wye
4 | LV_843-28_2_4_load_29 | 6 | 9.35e-05 | 2.3433e-05 | 0 | 0 |  | 1 | TRUE | wye
5 | LV_843-28_2_4_load_347 | 7 | 0.0006913 | 0.00017326 | 0 | 0 |  | 1 | TRUE | wye
6 | LV_843-28_2_4_load_30 | 8 | 0.0008022 | 0.00020105 | 0 | 0 |  | 1 | TRUE | wye
7 | LV_843-28_2_4_load_31 | 9 | 0.0011446 | 0.00028687 | 0 | 0 |  | 1 | TRUE | wye
8 | LV_843-28_2_4_load_46 | 10 | 6.2023e-05 | 1.5544e-05 | 0 | 0 |  | 1 | TRUE | wye
9 | LV_843-28_2_4_load_183 | 12 | 0.00069366 | 0.00017385 | 0 | 0 |  | 1 | TRUE | wye
10 | LV_843-28_2_4_load_32 | 13 | 0.00042183 | 0.00010572 | 0 | 0 |  | 1 | TRUE | wye
11 | LV_843-28_2_4_load_33 | 14 | 0.00015513 | 3.888e-05 | 0 | 0 |  | 1 | TRUE | wye
12 | LV_843-28_2_4_load_34 | 15 | 0.00052703 | 0.00013209 | 0 | 0 |  | 1 | TRUE | wye
13 | LV_843-28_2_4_load_35 | 16 | 0.00019333 | 4.8454e-05 | 0 | 0 |  | 1 | TRUE | wye
14 | LV_843-28_2_4_load_36 | 17 | 0.00022617 | 5.6684e-05 | 0 | 0 |  | 1 | TRUE | wye
15 | LV_843-28_2_4_load_281 | 18 | 0.00052315 | 0.00013111 | 0 | 0 |  | 1 | TRUE | wye
16 | LV_843-28_2_4_load_148 | 20 | 0.000999 | 0.00025037 | 0 | 0 |  | 1 | TRUE | wye
17 | LV_843-28_2_4_load_146 | 21 | 0.00029849 | 7.481e-05 | 0 | 0 |  | 1 | TRUE | wye
18 | LV_843-28_2_4_load_38 | 22 | 0.00027964 | 7.0086e-05 | 0 | 0 |  | 1 | TRUE | wye
19 | LV_843-28_2_4_load_39 | 23 | 0.0002828 | 7.0875e-05 | 0 | 0 |  | 1 | TRUE | wye
20 | LV_843-28_2_4_load_40 | 25 | 9.7459e-05 | 2.4426e-05 | 0 | 0 |  | 1 | TRUE | wye
21 | LV_843-28_2_4_load_41 | 26 | 0.00022654 | 5.6777e-05 | 0 | 0 |  | 1 | TRUE | wye
22 | LV_843-28_2_4_load_43 | 27 | 0.00024245 | 6.0763e-05 | 0 | 0 |  | 1 | TRUE | wye
23 | LV_843-28_2_4_load_45 | 29 | 0.0014907 | 0.0003736 | 0 | 0 |  | 1 | TRUE | wye
24 | LV_843-28_2_4_load_179 | 30 | 0.00029602 | 7.419e-05 | 0 | 0 |  | 1 | TRUE | wye
25 | LV_843-28_2_4_load_150 | 31 | 0.00033712 | 8.4491e-05 | 0 | 0 |  | 1 | TRUE | wye
26 | LV_843-28_2_4_load_151 | 32 | 0.0010515 | 0.00026353 | 0 | 0 |  | 1 | TRUE | wye
27 | LV_843-28_2_4_load_149 | 33 | 8.3359e-05 | 2.0892e-05 | 0 | 0 |  | 1 | TRUE | wye
28 | LV_843-28_2_4_load_47 | 34 | 6.3283e-05 | 1.586e-05 | 0 | 0 |  | 1 | TRUE | wye
29 | LV_843-28_2_4_load_180 | 35 | 0.00010383 | 2.6022e-05 | 0 | 0 |  | 1 | TRUE | wye
30 | LV_843-28_2_4_load_48 | 36 | 0.00060287 | 0.00015109 | 0 | 0 |  | 1 | TRUE | wye
31 | LV_843-28_2_4_load_49 | 37 | 0.00017829 | 4.4683e-05 | 0 | 0 |  | 1 | TRUE | wye
32 | LV_843-28_2_4_load_51 | 39 | 0.002737 | 0.00068596 | 0 | 0 |  | 1 | TRUE | wye
33 | LV_843-28_2_4_load_53 | 41 | 0.0022499 | 0.00056389 | 0 | 0 |  | 1 | TRUE | wye
34 | LV_843-28_2_4_load_54 | 42 | 0.00027046 | 6.7784e-05 | 0 | 0 |  | 1 | TRUE | wye
35 | LV_843-28_2_4_load_55 | 43 | 0.001544 | 0.00038697 | 0 | 0 |  | 1 | TRUE | wye
36 | LV_843-28_2_4_load_155 | 45 | 0.00034289 | 8.5936e-05 | 0 | 0 |  | 1 | TRUE | wye
37 | LV_843-28_2_4_load_152 | 46 | 0.007708 | 0.0019318 | 0 | 0 |  | 1 | TRUE | wye
38 | LV_843-28_2_4_load_105 | 47 | 0.00017731 | 4.4439e-05 | 0 | 0 |  | 1 | TRUE | wye
39 | LV_843-28_2_4_load_153 | 48 | 0.00019586 | 4.9087e-05 | 0 | 0 |  | 1 | TRUE | wye
40 | LV_843-28_2_4_load_57 | 49 | 0.0022761 | 0.00057044 | 0 | 0 |  | 1 | TRUE | wye
41 | LV_843-28_2_4_load_58 | 50 | 0.0022612 | 0.00056671 | 0 | 0 |  | 1 | TRUE | wye
42 | LV_843-28_2_4_load_59 | 51 | 0.0025278 | 0.00063354 | 0 | 0 |  | 1 | TRUE | wye
43 | LV_843-28_2_4_load_61 | 53 | 0.0015336 | 0.00038435 | 0 | 0 |  | 1 | TRUE | wye
44 | LV_843-28_2_4_load_62 | 54 | 0.0029536 | 0.00074025 | 0 | 0 |  | 1 | TRUE | wye
45 | LV_843-28_2_4_load_63 | 55 | 0.0055404 | 0.0013885 | 0 | 0 |  | 1 | TRUE | wye
46 | LV_843-28_2_4_load_158 | 56 | 0.0023499 | 0.00058895 | 0 | 0 |  | 1 | TRUE | wye
47 | LV_843-28_2_4_load_64 | 57 | 0.00013629 | 3.4157e-05 | 0 | 0 |  | 1 | TRUE | wye
48 | LV_843-28_2_4_load_174 | 58 | 0.00082789 | 0.00020749 | 0 | 0 |  | 1 | TRUE | wye
49 | LV_843-28_2_4_load_65 | 59 | 0.0001004 | 2.5163e-05 | 0 | 0 |  | 1 | TRUE | wye
50 | LV_843-28_2_4_load_66 | 60 | 8.3847e-05 | 2.1014e-05 | 0 | 0 |  | 1 | TRUE | wye
51 | LV_843-28_2_4_load_67 | 61 | 0.00013148 | 3.2953e-05 | 0 | 0 |  | 1 | TRUE | wye
52 | LV_843-28_2_4_load_70 | 62 | 0.00010109 | 2.5335e-05 | 0 | 0 |  | 1 | TRUE | wye
53 | LV_843-28_2_4_load_68 | 63 | 0.00045697 | 0.00011453 | 0 | 0 |  | 1 | TRUE | wye
54 | LV_843-28_2_4_load_69 | 65 | 7.8119e-05 | 1.9578e-05 | 0 | 0 |  | 1 | TRUE | wye
55 | LV_843-28_2_4_load_161 | 66 | 0.00011837 | 2.9666e-05 | 0 | 0 |  | 1 | TRUE | wye
56 | LV_843-28_2_4_load_160 | 67 | 0.0020036 | 0.00050215 | 0 | 0 |  | 1 | TRUE | wye
57 | LV_843-28_2_4_load_116 | 68 | 7.4912e-05 | 1.8775e-05 | 0 | 0 |  | 1 | TRUE | wye
58 | LV_843-28_2_4_load_72 | 69 | 0.00038502 | 9.6496e-05 | 0 | 0 |  | 1 | TRUE | wye
59 | LV_843-28_2_4_load_73 | 70 | 0.00109 | 0.00027318 | 0 | 0 |  | 1 | TRUE | wye
60 | LV_843-28_2_4_load_76 | 73 | 0.00021936 | 5.4978e-05 | 0 | 0 |  | 1 | TRUE | wye
61 | LV_843-28_2_4_load_77 | 74 | 0.0019618 | 0.00049168 | 0 | 0 |  | 1 | TRUE | wye
62 | LV_843-28_2_4_load_78 | 75 | 0.0010378 | 0.00026009 | 0 | 0 |  | 1 | TRUE | wye
63 | LV_843-28_2_4_load_79 | 76 | 0.0021013 | 0.00052663 | 0 | 0 |  | 1 | TRUE | wye
64 | LV_843-28_2_4_load_80 | 77 | 0.0007232 | 0.00018125 | 0 | 0 |  | 1 | TRUE | wye
65 | LV_843-28_2_4_load_81 | 78 | 0.0012164 | 0.00030486 | 0 | 0 |  | 1 | TRUE | wye
66 | LV_843-28_2_4_load_173 | 79 | 0.0018946 | 0.00047484 | 0 | 0 |  | 1 | TRUE | wye
67 | LV_843-28_2_4_load_120 | 81 | 0.0012435 | 0.00031164 | 0 | 0 |  | 1 | TRUE | wye
68 | LV_843-28_2_4_load_82 | 82 | 0.00086943 | 0.0002179 | 0 | 0 |  | 1 | TRUE | wye
69 | LV_843-28_2_4_load_83 | 83 | 0.00041652 | 0.00010439 | 0 | 0 |  | 1 | TRUE | wye
70 | LV_843-28_2_4_load_85 | 85 | 0.0001849 | 4.634e-05 | 0 | 0 |  | 1 | TRUE | wye
71 | LV_843-28_2_4_load_87 | 87 | 0.00062151 | 0.00015577 | 0 | 0 |  | 1 | TRUE | wye
72 | LV_843-28_2_4_load_88 | 88 | 0.00047379 | 0.00011874 | 0 | 0 |  | 1 | TRUE | wye
73 | LV_843-28_2_4_load_90 | 90 | 0.0011725 | 0.00029386 | 0 | 0 |  | 1 | TRUE | wye
74 | LV_843-28_2_4_load_140 | 91 | 0.0003412 | 8.5514e-05 | 0 | 0 |  | 1 | TRUE | wye
75 | LV_843-28_2_4_load_92 | 92 | 0.00013976 | 3.5027e-05 | 0 | 0 |  | 1 | TRUE | wye
76 | LV_843-28_2_4_load_93 | 93 | 8.0323e-05 | 2.0131e-05 | 0 | 0 |  | 1 | TRUE | wye
77 | LV_843-28_2_4_load_95 | 95 | 0.00010872 | 2.7247e-05 | 0 | 0 |  | 1 | TRUE | wye
78 | LV_843-28_2_4_load_96 | 96 | 9.1442e-05 | 2.2917e-05 | 0 | 0 |  | 1 | TRUE | wye
79 | LV_843-28_2_4_load_97 | 97 | 0.00080761 | 0.00020241 | 0 | 0 |  | 1 | TRUE | wye
80 | LV_843-28_2_4_load_98 | 98 | 0.00012649 | 3.1702e-05 | 0 | 0 |  | 1 | TRUE | wye
81 | LV_843-28_2_4_load_99 | 99 | 0.00012866 | 3.2244e-05 | 0 | 0 |  | 1 | TRUE | wye
82 | LV_843-28_2_4_load_100 | 100 | 7.0809e-05 | 1.7746e-05 | 0 | 0 |  | 1 | TRUE | wye
83 | LV_843-28_2_4_load_138 | 101 | 9.0934e-05 | 2.279e-05 | 0 | 0 |  | 1 | TRUE | wye
84 | LV_843-28_2_4_load_137 | 102 | 0.00018981 | 4.757e-05 | 0 | 0 |  | 1 | TRUE | wye
85 | LV_843-28_2_4_load_101 | 103 | 0.00044762 | 0.00011218 | 0 | 0 |  | 1 | TRUE | wye
86 | LV_843-28_2_4_load_103 | 105 | 0.0002487 | 6.233e-05 | 0 | 0 |  | 1 | TRUE | wye
87 | LV_843-28_2_4_load_104 | 106 | 8.3579e-05 | 2.0947e-05 | 0 | 0 |  | 1 | TRUE | wye
88 | LV_843-28_2_4_load_106 | 107 | 8.7373e-05 | 2.1898e-05 | 0 | 0 |  | 1 | TRUE | wye
89 | LV_843-28_2_4_load_115 | 108 | 0.00016396 | 4.1093e-05 | 0 | 0 |  | 1 | TRUE | wye
90 | LV_843-28_2_4_load_107 | 109 | 8.7431e-05 | 2.1912e-05 | 0 | 0 |  | 1 | TRUE | wye
91 | LV_843-28_2_4_load_108 | 110 | 0.00012953 | 3.2464e-05 | 0 | 0 |  | 1 | TRUE | wye
92 | LV_843-28_2_4_load_111 | 113 | 6.0463e-05 | 1.5154e-05 | 0 | 0 |  | 1 | TRUE | wye
93 | LV_843-28_2_4_load_112 | 114 | 0.0001123 | 2.8145e-05 | 0 | 0 |  | 1 | TRUE | wye
94 | LV_843-28_2_4_load_113 | 115 | 0.00011737 | 2.9415e-05 | 0 | 0 |  | 1 | TRUE | wye
95 | LV_843-28_2_4_load_114 | 116 | 0.00017258 | 4.3251e-05 | 0 | 0 |  | 1 | TRUE | wye
96 | LV_843-28_2_4_load_136 | 117 | 6.3286e-05 | 1.5861e-05 | 0 | 0 |  | 1 | TRUE | wye
97 | LV_843-28_2_4_load_157 | 118 | 0.001132 | 0.00028371 | 0 | 0 |  | 1 | TRUE | wye
98 | LV_843-28_2_4_load_117 | 119 | 0.00019791 | 4.9601e-05 | 0 | 0 |  | 1 | TRUE | wye
99 | LV_843-28_2_4_load_118 | 120 | 0.00027105 | 6.7932e-05 | 0 | 0 |  | 1 | TRUE | wye
100 | LV_843-28_2_4_load_121 | 122 | 0.0085715 | 0.0021482 | 0 | 0 |  | 1 | TRUE | wye
101 | LV_843-28_2_4_load_122 | 123 | 0.00048459 | 0.00012145 | 0 | 0 |  | 1 | TRUE | wye
102 | LV_843-28_2_4_load_123 | 124 | 0.002965 | 0.00074309 | 0 | 0 |  | 1 | TRUE | wye
103 | LV_843-28_2_4_load_124 | 125 | 0.000216 | 5.4134e-05 | 0 | 0 |  | 1 | TRUE | wye
104 | LV_843-28_2_4_load_126 | 126 | 0.00072554 | 0.00018184 | 0 | 0 |  | 1 | TRUE | wye
105 | LV_843-28_2_4_load_128 | 128 | 0.0016087 | 0.00040318 | 0 | 0 |  | 1 | TRUE | wye
106 | LV_843-28_2_4_load_129 | 129 | 0.0020504 | 0.00051388 | 0 | 0 |  | 1 | TRUE | wye
107 | LV_843-28_2_4_load_181 | 130 | 0.00099269 | 0.00024879 | 0 | 0 |  | 1 | TRUE | wye
108 | LV_843-28_2_4_load_131 | 131 | 0.00017584 | 4.4069e-05 | 0 | 0 |  | 1 | TRUE | wye
109 | LV_843-28_2_4_load_132 | 132 | 0.00018052 | 4.5242e-05 | 0 | 0 |  | 1 | TRUE | wye
110 | LV_843-28_2_4_load_133 | 133 | 0.00019491 | 4.8849e-05 | 0 | 0 |  | 1 | TRUE | wye
111 | LV_843-28_2_4_load_135 | 134 | 0.0002207 | 5.5314e-05 | 0 | 0 |  | 1 | TRUE | wye
112 | LV_843-28_2_4_load_139 | 135 | 0.00037179 | 9.3178e-05 | 0 | 0 |  | 1 | TRUE | wye
113 | LV_843-28_2_4_load_141 | 136 | 0.00029265 | 7.3344e-05 | 0 | 0 |  | 1 | TRUE | wye
114 | LV_843-28_2_4_load_142 | 137 | 0.00052803 | 0.00013234 | 0 | 0 |  | 1 | TRUE | wye
115 | LV_843-28_2_4_load_143 | 138 | 0.00092993 | 0.00023306 | 0 | 0 |  | 1 | TRUE | wye
116 | LV_843-28_2_4_load_144 | 139 | 0.00063412 | 0.00015892 | 0 | 0 |  | 1 | TRUE | wye
117 | LV_843-28_2_4_load_145 | 140 | 0.00041155 | 0.00010314 | 0 | 0 |  | 1 | TRUE | wye
118 | LV_843-28_2_4_load_147 | 141 | 0.00022108 | 5.5408e-05 | 0 | 0 |  | 1 | TRUE | wye
119 | LV_843-28_2_4_load_154 | 143 | 0.00027288 | 6.839e-05 | 0 | 0 |  | 1 | TRUE | wye
120 | LV_843-28_2_4_load_162 | 144 | 0.00067925 | 0.00017024 | 0 | 0 |  | 1 | TRUE | wye
121 | LV_843-28_2_4_load_175 | 146 | 0.00095278 | 0.00023879 | 0 | 0 |  | 1 | TRUE | wye
122 | LV_843-28_2_4_load_164 | 148 | 0.00069492 | 0.00017416 | 0 | 0 |  | 1 | TRUE | wye
123 | LV_843-28_2_4_load_172 | 149 | 0.0031101 | 0.00077945 | 0 | 0 |  | 1 | TRUE | wye
124 | LV_843-28_2_4_load_176 | 150 | 0.00057037 | 0.00014295 | 0 | 0 |  | 1 | TRUE | wye
125 | LV_843-28_2_4_load_331 | 151 | 0.00010668 | 2.6736e-05 | 0 | 0 |  | 1 | TRUE | wye
126 | LV_843-28_2_4_load_182 | 152 | 0.0043135 | 0.0010811 | 0 | 0 |  | 1 | TRUE | wye
127 | LV_843-28_2_4_load_280 | 153 | 0.00035083 | 8.7925e-05 | 0 | 0 |  | 1 | TRUE | wye
128 | LV_843-28_2_4_load_327 | 154 | 0.0014391 | 0.00036066 | 0 | 0 |  | 1 | TRUE | wye
129 | LV_843-28_2_4_load_330 | 157 | 6.061e-05 | 1.519e-05 | 0 | 0 |  | 1 | TRUE | wye

## ext_grid
| name | bus | vm_pu | va_degree | slack_weight | in_service
0 |  | 33 | 1 | 0 | 1 | TRUE

## line
| name | std_type | from_bus | to_bus | length_km | r_ohm_per_km | x_ohm_per_km | c_nf_per_km | g_us_per_km | max_i_ka | df | parallel | type | in_service
0 | LV_843-28_2_4_line_0 | NAYY 4x150 SE | 0 | 1 | 0.19538 | 0.208 | 0.08 | 261 | 0 | 0.27 | 1 | 1 | cs | TRUE
1 | LV_843-28_2_4_line_1 | NAYY 4x150 SE | 0 | 2 | 0.08739 | 0.208 | 0.08 | 261 | 0 | 0.27 | 1 | 1 | cs | TRUE
2 | LV_843-28_2_4_line_2 | NAYY 4x150 SE | 1 | 3 | 0.14847 | 0.208 | 0.08 | 261 | 0 | 0.27 | 1 | 1 | cs | TRUE
3 | LV_843-28_2_4_line_3 | NAYY 4x150 SE | 2 | 4 | 0.16434 | 0.208 | 0.08 | 261 | 0 | 0.27 | 1 | 1 | cs | TRUE
4 | LV_843-28_2_4_line_4 | NAYY 4x150 SE | 2 | 5 | 0.0039078 | 0.208 | 0.08 | 261 | 0 | 0.27 | 1 | 1 | cs | TRUE
5 | LV_843-28_2_4_line_5 | NAYY 4x150 SE | 3 | 6 | 0.022058 | 0.208 | 0.08 | 261 | 0 | 0.27 | 1 | 1 | cs | TRUE
6 | LV_843-28_2_4_line_6 | NAYY 4x150 SE | 3 | 7 | 0.28167 | 0.208 | 0.08 | 261 | 0 | 0.27 | 1 | 1 | cs | TRUE
7 | LV_843-28_2_4_line_7 | NAYY 4x150 SE | 4 | 8 | 0.041861 | 0.208 | 0.08 | 261 | 0 | 0.27 | 1 | 1 | cs | TRUE
8 | LV_843-28_2_4_line_8 | NAYY 4x150 SE | 5 | 9 | 0.010329 | 0.208 | 0.08 | 261 | 0 | 0.27 | 1 | 1 | cs | TRUE
9 | LV_843-28_2_4_line_9 | NAYY 4x150 SE | 6 | 10 | 0.041089 | 0.208 | 0.08 | 261 | 0 | 0.27 | 1 | 1 | cs | TRUE
10 | LV_843-28_2_4_line_10 | NAYY 4x150 SE | 7 | 157 | 0.24687 | 0.208 | 0.08 | 261 | 0 | 0.27 | 1 | 1 | cs | TRUE
11 | LV_843-28_2_4_line_11 | NAYY 4x150 SE | 8 | 11 | 0.038747 | 0.208 | 0.08 | 261 | 0 | 0.27 | 1 | 1 | cs | TRUE
12 | LV_843-28_2_4_line_12 | NAYY 4x150 SE | 9 | 12 | 0.07149 | 0.208 | 0.08 | 261 | 0 | 0.27 | 1 | 1 | cs | TRUE
13 | LV_843-28_2_4_line_13 | NAYY 4x150 SE | 11 | 117 | 0.013723 | 0.208 | 0.08 | 261 | 0 | 0.27 | 1 | 1 | cs | TRUE
14 | LV_843-28_2_4_line_14 | NAYY 4x150 SE | 11 | 132 | 0.021883 | 0.208 | 0.08 | 261 | 0 | 0.27 | 1 | 2 | cs | TRUE
15 | LV_843-28_2_4_line_15 | NAYY 4x150 SE | 13 | 14 | 0.044306 | 0.208 | 0.08 | 261 | 0 | 0.27 | 1 | 1 | cs | TRUE
16 | LV_843-28_2_4_line_16 | NAYY 4x150 SE | 13 | 15 | 0.053695 | 0.208 | 0.08 | 261 | 0 | 0.27 | 1 | 1 | cs | TRUE
17 | LV_843-28_2_4_line_17 | NAYY 4x150 SE | 14 | 16 | 0.036769 | 0.208 | 0.08 | 261 | 0 | 0.27 | 1 | 1 | cs | TRUE
18 | LV_843-28_2_4_line_18 | NAYY 4x150 SE | 15 | 17 | 0.011903 | 0.208 | 0.08 | 261 | 0 | 0.27 | 1 | 1 | cs | TRUE
19 | LV_843-28_2_4_line_19 | NAYY 4x150 SE | 16 | 18 | 0.13243 | 0.208 | 0.08 | 261 | 0 | 0.27 | 1 | 1 | cs | TRUE
20 | LV_843-28_2_4_line_20 | NAYY 4x150 SE | 17 | 19 | 0.01699 | 0.208 | 0.08 | 261 | 0 | 0.27 | 1 | 1 | cs | TRUE
21 | LV_843-28_2_4_line_21 | NAYY 4x150 SE | 18 | 153 | 0.003093 | 0.208 | 0.08 | 261 | 0 | 0.27 | 1 | 1 | cs | TRUE
22 | LV_843-28_2_4_line_22 | NAYY 4x150 SE | 19 | 20 | 0.017939 | 0.208 | 0.08 | 261 | 0 | 0.27 | 1 | 1 | cs | TRUE
23 | LV_843-28_2_4_line_23 | NAYY 4x150 SE | 19 | 21 | 0.028394 | 0.208 | 0.08 | 261 | 0 | 0.27 | 1 | 1 | cs | TRUE
24 | LV_843-28_2_4_line_24 | NAYY 4x150 SE | 20 | 75 | 0.0029035 | 0.208 | 0.08 | 261 | 0 | 0.27 | 1 | 1 | cs | TRUE
25 | LV_843-28_2_4_line_25 | NAYY 4x150 SE | 21 | 139 | 0.079435 | 0.208 | 0.08 | 261 | 0 | 0.27 | 1 | 1 | cs | TRUE
26 | LV_843-28_2_4_line_26 | NAYY 4x150 SE | 22 | 23 | 0.010383 | 0.208 | 0.08 | 261 | 0 | 0.27 | 1 | 1 | cs | TRUE
27 | LV_843-28_2_4_line_27 | NAYY 4x150 SE | 23 | 24 | 0.050297 | 0.208 | 0.08 | 261 | 0 | 0.27 | 1 | 1 | cs | TRUE
28 | LV_843-28_2_4_line_28 | NAYY 4x150 SE | 24 | 28 | 0.021734 | 0.208 | 0.08 | 261 | 0 | 0.27 | 1 | 2 | cs | TRUE
29 | LV_843-28_2_4_line_29 | NAYY 4x150 SE | 24 | 29 | 0.046614 | 0.208 | 0.08 | 261 | 0 | 0.27 | 1 | 2 | cs | TRUE
30 | LV_843-28_2_4_line_30 | NAYY 4x150 SE | 25 | 26 | 0.0026936 | 0.208 | 0.08 | 261 | 0 | 0.27 | 1 | 1 | cs | TRUE
31 | LV_843-28_2_4_line_31 | NAYY 4x150 SE | 26 | 27 | 0.03103 | 0.208 | 0.08 | 261 | 0 | 0.27 | 1 | 1 | cs | TRUE
32 | LV_843-28_2_4_line_32 | NAYY 4x150 SE | 27 | 30 | 0.14511 | 0.208 | 0.08 | 261 | 0 | 0.27 | 1 | 1 | cs | TRUE
33 | LV_843-28_2_4_line_33 | NAYY 4x150 SE | 28 | 31 | 0.013601 | 0.208 | 0.08 | 261 | 0 | 0.27 | 1 | 1 | cs | TRUE
34 | LV_843-28_2_4_line_34 | NAYY 4x150 SE | 28 | 32 | 0.025935 | 0.208 | 0.08 | 261 | 0 | 0.27 | 1 | 2 | cs | TRUE
35 | LV_843-28_2_4_line_35 | NAYY 4x150 SE | 29 | 33 | 0.040461 | 0.208 | 0.08 | 261 | 0 | 0.27 | 1 | 2 | cs | TRUE
36 | LV_843-28_2_4_line_36 | NAYY 4x150 SE | 30 | 35 | 0.11203 | 0.208 | 0.08 | 261 | 0 | 0.27 | 1 | 1 | cs | TRUE
37 | LV_843-28_2_4_line_37 | NAYY 4x150 SE | 31 | 142 | 0.10145 | 0.208 | 0.08 | 261 | 0 | 0.27 | 1 | 1 | cs | TRUE
38 | LV_843-28_2_4_line_38 | NAYY 4x150 SE | 32 | 125 | 0.016128 | 0.208 | 0.08 | 261 | 0 | 0.27 | 1 | 2 | cs | TRUE
39 | LV_843-28_2_4_line_39 | NAYY 4x150 SE | 33 | 98 | 0.038446 | 0.208 | 0.08 | 261 | 0 | 0.27 | 1 | 2 | cs | TRUE
40 | LV_843-28_2_4_line_40 | NAYY 4x150 SE | 34 | 35 | 0.13249 | 0.208 | 0.08 | 261 | 0 | 0.27 | 1 | 1 | cs | TRUE
41 | LV_843-28_2_4_line_41 | NAYY 4x150 SE | 35 | 151 | 0.34819 | 0.208 | 0.08 | 261 | 0 | 0.27 | 1 | 1 | cs | TRUE
42 | LV_843-28_2_4_line_42 | NAYY 4x150 SE | 36 | 37 | 0.0079045 | 0.208 | 0.08 | 261 | 0 | 0.27 | 1 | 1 | cs | TRUE
43 | LV_843-28_2_4_line_43 | NAYY 4x150 SE | 36 | 38 | 0.026455 | 0.208 | 0.08 | 261 | 0 | 0.27 | 1 | 1 | cs | TRUE
44 | LV_843-28_2_4_line_44 | NAYY 4x150 SE | 37 | 39 | 0.033115 | 0.208 | 0.08 | 261 | 0 | 0.27 | 1 | 1 | cs | TRUE
45 | LV_843-28_2_4_line_45 | NAYY 4x150 SE | 38 | 40 | 0.049079 | 0.208 | 0.08 | 261 | 0 | 0.27 | 1 | 1 | cs | TRUE
46 | LV_843-28_2_4_line_46 | NAYY 4x150 SE | 38 | 41 | 0.033344 | 0.208 | 0.08 | 261 | 0 | 0.27 | 1 | 1 | cs | TRUE
47 | LV_843-28_2_4_line_47 | NAYY 4x150 SE | 39 | 42 | 0.011662 | 0.208 | 0.08 | 261 | 0 | 0.27 | 1 | 1 | cs | TRUE
48 | LV_843-28_2_4_line_48 | NAYY 4x150 SE | 40 | 43 | 0.011257 | 0.208 | 0.08 | 261 | 0 | 0.27 | 1 | 1 | cs | TRUE
49 | LV_843-28_2_4_line_49 | NAYY 4x150 SE | 41 | 44 | 0.079645 | 0.208 | 0.08 | 261 | 0 | 0.27 | 1 | 1 | cs | TRUE
50 | LV_843-28_2_4_line_50 | NAYY 4x150 SE | 42 | 45 | 0.032694 | 0.208 | 0.08 | 261 | 0 | 0.27 | 1 | 1 | cs | TRUE
51 | LV_843-28_2_4_line_51 | NAYY 4x150 SE | 43 | 46 | 0.047267 | 0.208 | 0.08 | 261 | 0 | 0.27 | 1 | 1 | cs | TRUE
52 | LV_843-28_2_4_line_52 | NAYY 4x150 SE | 44 | 47 | 0.0084014 | 0.208 | 0.08 | 261 | 0 | 0.27 | 1 | 1 | cs | TRUE
53 | LV_843-28_2_4_line_53 | NAYY 4x150 SE | 44 | 48 | 0.013034 | 0.208 | 0.08 | 261 | 0 | 0.27 | 1 | 1 | cs | TRUE
54 | LV_843-28_2_4_line_54 | NAYY 4x150 SE | 45 | 89 | 0.10545 | 0.208 | 0.08 | 261 | 0 | 0.27 | 1 | 1 | cs | TRUE
55 | LV_843-28_2_4_line_55 | NAYY 4x150 SE | 46 | 124 | 0.027271 | 0.208 | 0.08 | 261 | 0 | 0.27 | 1 | 1 | cs | TRUE
56 | LV_843-28_2_4_line_56 | NAYY 4x150 SE | 47 | 104 | 0.024212 | 0.208 | 0.08 | 261 | 0 | 0.27 | 1 | 1 | cs | TRUE
57 | LV_843-28_2_4_line_57 | NAYY 4x150 SE | 48 | 143 | 0.042188 | 0.208 | 0.08 | 261 | 0 | 0.27 | 1 | 1 | cs | TRUE
58 | LV_843-28_2_4_line_58 | NAYY 4x150 SE | 49 | 50 | 0.0031382 | 0.208 | 0.08 | 261 | 0 | 0.27 | 1 | 1 | cs | TRUE
59 | LV_843-28_2_4_line_59 | NAYY 4x150 SE | 49 | 51 | 0.066673 | 0.208 | 0.08 | 261 | 0 | 0.27 | 1 | 1 | cs | TRUE
60 | LV_843-28_2_4_line_60 | NAYY 4x150 SE | 50 | 52 | 0.0026913 | 0.208 | 0.08 | 261 | 0 | 0.27 | 1 | 1 | cs | TRUE
61 | LV_843-28_2_4_line_61 | NAYY 4x150 SE | 51 | 53 | 0.07867 | 0.208 | 0.08 | 261 | 0 | 0.27 | 1 | 1 | cs | TRUE
62 | LV_843-28_2_4_line_62 | NAYY 4x150 SE | 52 | 54 | 0.0016768 | 0.208 | 0.08 | 261 | 0 | 0.27 | 1 | 1 | cs | TRUE
63 | LV_843-28_2_4_line_63 | NAYY 4x150 SE | 53 | 55 | 0.0030391 | 0.208 | 0.08 | 261 | 0 | 0.27 | 1 | 1 | cs | TRUE
64 | LV_843-28_2_4_line_64 | NAYY 4x150 SE | 55 | 56 | 0.031597 | 0.208 | 0.08 | 261 | 0 | 0.27 | 1 | 1 | cs | TRUE
65 | LV_843-28_2_4_line_65 | NAYY 4x150 SE | 56 | 147 | 0.086055 | 0.208 | 0.08 | 261 | 0 | 0.27 | 1 | 1 | cs | TRUE
66 | LV_843-28_2_4_line_66 | NAYY 4x150 SE | 57 | 58 | 0.14536 | 0.208 | 0.08 | 261 | 0 | 0.27 | 1 | 1 | cs | TRUE
67 | LV_843-28_2_4_line_67 | NAYY 4x150 SE | 58 | 148 | 0.014102 | 0.208 | 0.08 | 261 | 0 | 0.27 | 1 | 1 | cs | TRUE
68 | LV_843-28_2_4_line_68 | NAYY 4x150 SE | 59 | 60 | 0.00041217 | 0.208 | 0.08 | 261 | 0 | 0.27 | 1 | 1 | cs | TRUE
69 | LV_843-28_2_4_line_69 | NAYY 4x150 SE | 59 | 61 | 0.19957 | 0.208 | 0.08 | 261 | 0 | 0.27 | 1 | 1 | cs | TRUE
70 | LV_843-28_2_4_line_70 | NAYY 4x150 SE | 60 | 62 | 0.1393 | 0.208 | 0.08 | 261 | 0 | 0.27 | 1 | 1 | cs | TRUE
71 | LV_843-28_2_4_line_71 | NAYY 4x150 SE | 61 | 63 | 0.024319 | 0.208 | 0.08 | 261 | 0 | 0.27 | 1 | 1 | cs | TRUE
72 | LV_843-28_2_4_line_72 | NAYY 4x150 SE | 62 | 66 | 0.048671 | 0.208 | 0.08 | 261 | 0 | 0.27 | 1 | 1 | cs | TRUE
73 | LV_843-28_2_4_line_73 | NAYY 4x150 SE | 62 | 65 | 0.18093 | 0.208 | 0.08 | 261 | 0 | 0.27 | 1 | 1 | cs | TRUE
74 | LV_843-28_2_4_line_74 | NAYY 4x150 SE | 63 | 64 | 0.071064 | 0.208 | 0.08 | 261 | 0 | 0.27 | 1 | 1 | cs | TRUE
75 | LV_843-28_2_4_line_75 | NAYY 4x150 SE | 64 | 67 | 0.023396 | 0.208 | 0.08 | 261 | 0 | 0.27 | 1 | 1 | cs | TRUE
76 | LV_843-28_2_4_line_76 | NAYY 4x150 SE | 64 | 68 | 0.11691 | 0.208 | 0.08 | 261 | 0 | 0.27 | 1 | 1 | cs | TRUE
77 | LV_843-28_2_4_line_77 | NAYY 4x150 SE | 67 | 147 | 0.08382 | 0.208 | 0.08 | 261 | 0 | 0.27 | 1 | 1 | cs | TRUE
78 | LV_843-28_2_4_line_78 | NAYY 4x150 SE | 68 | 114 | 0.0056003 | 0.208 | 0.08 | 261 | 0 | 0.27 | 1 | 1 | cs | TRUE
79 | LV_843-28_2_4_line_79 | NAYY 4x150 SE | 69 | 70 | 0.021565 | 0.208 | 0.08 | 261 | 0 | 0.27 | 1 | 1 | cs | TRUE
80 | LV_843-28_2_4_line_80 | NAYY 4x150 SE | 69 | 71 | 0.030653 | 0.208 | 0.08 | 261 | 0 | 0.27 | 1 | 1 | cs | TRUE
81 | LV_843-28_2_4_line_81 | NAYY 4x150 SE | 70 | 72 | 0.045839 | 0.208 | 0.08 | 261 | 0 | 0.27 | 1 | 1 | cs | TRUE
82 | LV_843-28_2_4_line_82 | NAYY 4x150 SE | 71 | 73 | 0.010891 | 0.208 | 0.08 | 261 | 0 | 0.27 | 1 | 1 | cs | TRUE
83 | LV_843-28_2_4_line_83 | NAYY 4x150 SE | 71 | 74 | 0.18706 | 0.208 | 0.08 | 261 | 0 | 0.27 | 1 | 1 | cs | TRUE
84 | LV_843-28_2_4_line_84 | NAYY 4x150 SE | 72 | 75 | 0.031355 | 0.208 | 0.08 | 261 | 0 | 0.27 | 1 | 1 | cs | TRUE
85 | LV_843-28_2_4_line_85 | NAYY 4x150 SE | 72 | 76 | 0.017801 | 0.208 | 0.08 | 261 | 0 | 0.27 | 1 | 1 | cs | TRUE
86 | LV_843-28_2_4_line_86 | NAYY 4x150 SE | 73 | 77 | 0.026833 | 0.208 | 0.08 | 261 | 0 | 0.27 | 1 | 1 | cs | TRUE
87 | LV_843-28_2_4_line_87 | NAYY 4x150 SE | 74 | 78 | 0.0023243 | 0.208 | 0.08 | 261 | 0 | 0.27 | 1 | 1 | cs | TRUE
88 | LV_843-28_2_4_line_88 | NAYY 4x150 SE | 76 | 79 | 0.017649 | 0.208 | 0.08 | 261 | 0 | 0.27 | 1 | 1 | cs | TRUE
89 | LV_843-28_2_4_line_89 | NAYY 4x150 SE | 77 | 80 | 0.031727 | 0.208 | 0.08 | 261 | 0 | 0.27 | 1 | 1 | cs | TRUE
90 | LV_843-28_2_4_line_90 | NAYY 4x150 SE | 78 | 81 | 0.074772 | 0.208 | 0.08 | 261 | 0 | 0.27 | 1 | 1 | cs | TRUE
91 | LV_843-28_2_4_line_91 | NAYY 4x150 SE | 79 | 149 | 0.0080086 | 0.208 | 0.08 | 261 | 0 | 0.27 | 1 | 1 | cs | TRUE
92 | LV_843-28_2_4_line_92 | NAYY 4x150 SE | 80 | 126 | 0.045512 | 0.208 | 0.08 | 261 | 0 | 0.27 | 1 | 1 | cs | TRUE
93 | LV_843-28_2_4_line_93 | NAYY 4x150 SE | 80 | 127 | 0.074352 | 0.208 | 0.08 | 261 | 0 | 0.27 | 1 | 1 | cs | TRUE
94 | LV_843-28_2_4_line_94 | NAYY 4x150 SE | 81 | 120 | 0.017173 | 0.208 | 0.08 | 261 | 0 | 0.27 | 1 | 1 | cs | TRUE
95 | LV_843-28_2_4_line_95 | NAYY 4x150 SE | 82 | 83 | 0.006822 | 0.208 | 0.08 | 261 | 0 | 0.27 | 1 | 1 | cs | TRUE
96 | LV_843-28_2_4_line_96 | NAYY 4x150 SE | 82 | 84 | 0.024791 | 0.208 | 0.08 | 261 | 0 | 0.27 | 1 | 1 | cs | TRUE
97 | LV_843-28_2_4_line_97 | NAYY 4x150 SE | 83 | 85 | 0.076274 | 0.208 | 0.08 | 261 | 0 | 0.27 | 1 | 1 | cs | TRUE
98 | LV_843-28_2_4_line_98 | NAYY 4x150 SE | 84 | 86 | 0.14931 | 0.208 | 0.08 | 261 | 0 | 0.27 | 1 | 1 | cs | TRUE
99 | LV_843-28_2_4_line_99 | NAYY 4x150 SE | 84 | 87 | 0.076941 | 0.208 | 0.08 | 261 | 0 | 0.27 | 1 | 1 | cs | TRUE
100 | LV_843-28_2_4_line_100 | NAYY 4x150 SE | 85 | 88 | 0.0076117 | 0.208 | 0.08 | 261 | 0 | 0.27 | 1 | 1 | cs | TRUE
101 | LV_843-28_2_4_line_101 | NAYY 4x150 SE | 86 | 89 | 0.024644 | 0.208 | 0.08 | 261 | 0 | 0.27 | 1 | 1 | cs | TRUE
102 | LV_843-28_2_4_line_102 | NAYY 4x150 SE | 86 | 90 | 0.021047 | 0.208 | 0.08 | 261 | 0 | 0.27 | 1 | 1 | cs | TRUE
103 | LV_843-28_2_4_line_103 | NAYY 4x150 SE | 88 | 91 | 0.01688 | 0.208 | 0.08 | 261 | 0 | 0.27 | 1 | 1 | cs | TRUE
104 | LV_843-28_2_4_line_104 | NAYY 4x150 SE | 91 | 136 | 0.0046474 | 0.208 | 0.08 | 261 | 0 | 0.27 | 1 | 1 | cs | TRUE
105 | LV_843-28_2_4_line_105 | NAYY 4x150 SE | 92 | 93 | 0.050229 | 0.208 | 0.08 | 261 | 0 | 0.27 | 1 | 2 | cs | TRUE
106 | LV_843-28_2_4_line_106 | NAYY 4x150 SE | 92 | 94 | 0.082496 | 0.208 | 0.08 | 261 | 0 | 0.27 | 1 | 2 | cs | TRUE
107 | LV_843-28_2_4_line_107 | NAYY 4x150 SE | 93 | 95 | 0.002996 | 0.208 | 0.08 | 261 | 0 | 0.27 | 1 | 2 | cs | TRUE
108 | LV_843-28_2_4_line_108 | NAYY 4x150 SE | 94 | 96 | 0.061526 | 0.208 | 0.08 | 261 | 0 | 0.27 | 1 | 1 | cs | TRUE
109 | LV_843-28_2_4_line_109 | NAYY 4x150 SE | 94 | 97 | 0.0082294 | 0.208 | 0.08 | 261 | 0 | 0.27 | 1 | 2 | cs | TRUE
110 | LV_843-28_2_4_line_110 | NAYY 4x150 SE | 95 | 98 | 0.064606 | 0.208 | 0.08 | 261 | 0 | 0.27 | 1 | 2 | cs | TRUE
111 | LV_843-28_2_4_line_111 | NAYY 4x150 SE | 96 | 99 | 0.01089 | 0.208 | 0.08 | 261 | 0 | 0.27 | 1 | 1 | cs | TRUE
112 | LV_843-28_2_4_line_112 | NAYY 4x150 SE | 97 | 100 | 0.036137 | 0.208 | 0.08 | 261 | 0 | 0.27 | 1 | 2 | cs | TRUE
113 | LV_843-28_2_4_line_113 | NAYY 4x150 SE | 99 | 101 | 0.0067569 | 0.208 | 0.08 | 261 | 0 | 0.27 | 1 | 1 | cs | TRUE
114 | LV_843-28_2_4_line_114 | NAYY 4x150 SE | 100 | 102 | 0.013656 | 0.208 | 0.08 | 261 | 0 | 0.27 | 1 | 2 | cs | TRUE
115 | LV_843-28_2_4_line_115 | NAYY 4x150 SE | 101 | 135 | 0.044512 | 0.208 | 0.08 | 261 | 0 | 0.27 | 1 | 1 | cs | TRUE
116 | LV_843-28_2_4_line_116 | NAYY 4x150 SE | 102 | 134 | 0.043109 | 0.208 | 0.08 | 261 | 0 | 0.27 | 1 | 2 | cs | TRUE
117 | LV_843-28_2_4_line_117 | NAYY 4x150 SE | 103 | 104 | 0.05048 | 0.208 | 0.08 | 261 | 0 | 0.27 | 1 | 1 | cs | TRUE
118 | LV_843-28_2_4_line_118 | NAYY 4x150 SE | 103 | 105 | 0.00077121 | 0.208 | 0.08 | 261 | 0 | 0.27 | 1 | 1 | cs | TRUE
119 | LV_843-28_2_4_line_119 | NAYY 4x150 SE | 104 | 106 | 0.048601 | 0.208 | 0.08 | 261 | 0 | 0.27 | 1 | 1 | cs | TRUE
120 | LV_843-28_2_4_line_120 | NAYY 4x150 SE | 107 | 108 | 0.060438 | 0.208 | 0.08 | 261 | 0 | 0.27 | 1 | 1 | cs | TRUE
121 | LV_843-28_2_4_line_121 | NAYY 4x150 SE | 108 | 113 | 0.11375 | 0.208 | 0.08 | 261 | 0 | 0.27 | 1 | 1 | cs | TRUE
122 | LV_843-28_2_4_line_122 | NAYY 4x150 SE | 109 | 110 | 0.014419 | 0.208 | 0.08 | 261 | 0 | 0.27 | 1 | 1 | cs | TRUE
123 | LV_843-28_2_4_line_123 | NAYY 4x150 SE | 109 | 111 | 0.052902 | 0.208 | 0.08 | 261 | 0 | 0.27 | 1 | 1 | cs | TRUE
124 | LV_843-28_2_4_line_124 | NAYY 4x150 SE | 110 | 112 | 0.014235 | 0.208 | 0.08 | 261 | 0 | 0.27 | 1 | 1 | cs | TRUE
125 | LV_843-28_2_4_line_125 | NAYY 4x150 SE | 111 | 113 | 0.021057 | 0.208 | 0.08 | 261 | 0 | 0.27 | 1 | 1 | cs | TRUE
126 | LV_843-28_2_4_line_126 | NAYY 4x150 SE | 111 | 114 | 0.018929 | 0.208 | 0.08 | 261 | 0 | 0.27 | 1 | 1 | cs | TRUE
127 | LV_843-28_2_4_line_127 | NAYY 4x150 SE | 112 | 115 | 0.039805 | 0.208 | 0.08 | 261 | 0 | 0.27 | 1 | 1 | cs | TRUE
128 | LV_843-28_2_4_line_128 | NAYY 4x150 SE | 112 | 116 | 0.11084 | 0.208 | 0.08 | 261 | 0 | 0.27 | 1 | 1 | cs | TRUE
129 | LV_843-28_2_4_line_129 | NAYY 4x150 SE | 115 | 117 | 0.0070817 | 0.208 | 0.08 | 261 | 0 | 0.27 | 1 | 1 | cs | TRUE
130 | LV_843-28_2_4_line_130 | NAYY 4x150 SE | 116 | 118 | 0.01109 | 0.208 | 0.08 | 261 | 0 | 0.27 | 1 | 1 | cs | TRUE
131 | LV_843-28_2_4_line_131 | NAYY 4x150 SE | 118 | 146 | 0.023727 | 0.208 | 0.08 | 261 | 0 | 0.27 | 1 | 1 | cs | TRUE
132 | LV_843-28_2_4_line_132 | NAYY 4x150 SE | 119 | 120 | 0.031764 | 0.208 | 0.08 | 261 | 0 | 0.27 | 1 | 1 | cs | TRUE
133 | LV_843-28_2_4_line_133 | NAYY 4x150 SE | 119 | 121 | 0.033026 | 0.208 | 0.08 | 261 | 0 | 0.27 | 1 | 2 | cs | TRUE
134 | LV_843-28_2_4_line_134 | NAYY 4x150 SE | 121 | 122 | 0.03385 | 0.208 | 0.08 | 261 | 0 | 0.27 | 1 | 1 | cs | TRUE
135 | LV_843-28_2_4_line_135 | NAYY 4x150 SE | 121 | 123 | 0.094292 | 0.208 | 0.08 | 261 | 0 | 0.27 | 1 | 2 | cs | TRUE
136 | LV_843-28_2_4_line_136 | NAYY 4x150 SE | 122 | 124 | 0.009608 | 0.208 | 0.08 | 261 | 0 | 0.27 | 1 | 1 | cs | TRUE
137 | LV_843-28_2_4_line_137 | NAYY 4x150 SE | 123 | 125 | 0.030627 | 0.208 | 0.08 | 261 | 0 | 0.27 | 1 | 2 | cs | TRUE
138 | LV_843-28_2_4_line_138 | NAYY 4x150 SE | 126 | 128 | 0.016228 | 0.208 | 0.08 | 261 | 0 | 0.27 | 1 | 1 | cs | TRUE
139 | LV_843-28_2_4_line_139 | NAYY 4x150 SE | 127 | 129 | 0.08217 | 0.208 | 0.08 | 261 | 0 | 0.27 | 1 | 1 | cs | TRUE
140 | LV_843-28_2_4_line_140 | NAYY 4x150 SE | 129 | 130 | 0.0047737 | 0.208 | 0.08 | 261 | 0 | 0.27 | 1 | 1 | cs | TRUE
141 | LV_843-28_2_4_line_141 | NAYY 4x150 SE | 130 | 152 | 0.032624 | 0.208 | 0.08 | 261 | 0 | 0.27 | 1 | 1 | cs | TRUE
142 | LV_843-28_2_4_line_142 | NAYY 4x150 SE | 131 | 132 | 0.023391 | 0.208 | 0.08 | 261 | 0 | 0.27 | 1 | 2 | cs | TRUE
143 | LV_843-28_2_4_line_143 | NAYY 4x150 SE | 131 | 133 | 0.036532 | 0.208 | 0.08 | 261 | 0 | 0.27 | 1 | 2 | cs | TRUE
144 | LV_843-28_2_4_line_144 | NAYY 4x150 SE | 133 | 134 | 0.019117 | 0.208 | 0.08 | 261 | 0 | 0.27 | 1 | 2 | cs | TRUE
145 | LV_843-28_2_4_line_145 | NAYY 4x150 SE | 136 | 137 | 0.015603 | 0.208 | 0.08 | 261 | 0 | 0.27 | 1 | 1 | cs | TRUE
146 | LV_843-28_2_4_line_146 | NAYY 4x150 SE | 137 | 138 | 0.050028 | 0.208 | 0.08 | 261 | 0 | 0.27 | 1 | 1 | cs | TRUE
147 | LV_843-28_2_4_line_147 | NAYY 4x150 SE | 139 | 140 | 0.016519 | 0.208 | 0.08 | 261 | 0 | 0.27 | 1 | 1 | cs | TRUE
148 | LV_843-28_2_4_line_148 | NAYY 4x150 SE | 140 | 141 | 0.0012394 | 0.208 | 0.08 | 261 | 0 | 0.27 | 1 | 1 | cs | TRUE
149 | LV_843-28_2_4_line_149 | NAYY 4x150 SE | 142 | 144 | 0.11173 | 0.208 | 0.08 | 261 | 0 | 0.27 | 1 | 1 | cs | TRUE
150 | LV_843-28_2_4_line_150 | NAYY 4x150 SE | 142 | 145 | 0.091531 | 0.208 | 0.08 | 261 | 0 | 0.27 | 1 | 1 | cs | TRUE
151 | LV_843-28_2_4_line_151 | NAYY 4x150 SE | 145 | 148 | 0.10204 | 0.208 | 0.08 | 261 | 0 | 0.27 | 1 | 1 | cs | TRUE
152 | LV_843-28_2_4_line_152 | NAYY 4x150 SE | 146 | 150 | 0.0048581 | 0.208 | 0.08 | 261 | 0 | 0.27 | 1 | 1 | cs | TRUE
153 | LV_843-28_2_4_line_153 | NAYY 4x150 SE | 151 | 155 | 0.20798 | 0.208 | 0.08 | 261 | 0 | 0.27 | 1 | 1 | cs | TRUE
154 | LV_843-28_2_4_line_154 | NAYY 4x150 SE | 154 | 155 | 0.01671 | 0.208 | 0.08 | 261 | 0 | 0.27 | 1 | 1 | cs | TRUE
155 | LV_843-28_2_4_line_155 | NAYY 4x150 SE | 154 | 156 | 0.19424 | 0.208 | 0.08 | 261 | 0 | 0.27 | 1 | 1 | cs | TRUE
156 | LV_843-28_2_4_line_156 | NAYY 4x150 SE | 156 | 157 | 0.05542 | 0.208 | 0.08 | 261 | 0 | 0.27 | 1 | 1 | cs | TRUE

## trafo
| name | std_type | hv_bus | lv_bus | sn_mva | vn_hv_kv | vn_lv_kv | vk_percent | vkr_percent | pfe_kw | i0_percent | shift_degree | tap_side | tap_neutral | tap_min | tap_max | tap_step_percent | tap_step_degree | tap_pos | tap_phase_shifter | parallel | df | in_service
0 | LV_843-28_2_4_trafo_149 | 0.25 MVA 20/0.4 kV | 158 | 33 | 0.25 | 20 | 0.4 | 6 | 1.44 | 0.8 | 0.32 | 150 | hv | 0 | -2 | 2 | 2.5 | 0 | 0 | FALSE | 1 | 1 | TRUE

## line_geodata
| x0 | y0 | x1 | y1 | x2 | y2 | x3 | y3 | x4 | y4 | x5 | y5 | x6 | y6 | x7 | y7 | x8 | y8 | x9 | y9 | x10 | y10 | x11 | y11 | x12 | y12 | x13 | y13 | x14 | y14 | x15 | y15 | x16 | y16 | x17 | y17 | x18 | y18 | x19 | y19
0 | 2586904.6765 | 1143119.9359 | 2586900.9129 | 1143117.5139 | 2586889.2573 | 1143115.305 | 2586879.1691 | 1143119.9404 | 2586874.9277 | 1143130.8217 | 2586876.6627 | 1143147.5483 | 2586890.0215 | 1143190.5957 | 2586884.0003 | 1143245.0466 | 2586867.5589 | 1143271.7067 | 2586866.1372 | 1143279.8464
1 | 2586977.6976 | 1143167.938 | 2586943.1099 | 1143144.6685 | 2586904.6765 | 1143119.9359
2 | 2586781.9382 | 1143385.6506 | 2586790.5464 | 1143386.1986 | 2586808.4062 | 1143368.8508 | 2586835.7704 | 1143354.1168 | 2586848.6045 | 1143343.7613 | 2586857.0928 | 1143331.6256 | 2586866.1372 | 1143279.8464
3 | 2586977.6976 | 1143167.938 | 2586992.4045 | 1143191.6176 | 2587047.2689 | 1143280.7313 | 2587063.1513 | 1143308.294
4 | 2586977.6976 | 1143167.938 | 2586975.6717 | 1143164.5963
5 | 2586781.9382 | 1143385.6506 | 2586777.8558 | 1143391.8516 | 2586779.0527 | 1143401.398 | 2586780.6472 | 1143406.1509
6 | 2586781.9382 | 1143385.6506 | 2586503.1869 | 1143345.1963
7 | 2587063.1513 | 1143308.294 | 2587067.7415 | 1143316.26 | 2587073.9643 | 1143340.2806 | 2587076.9233 | 1143347.5555
8 | 2586970.3168 | 1143155.7638 | 2586975.6717 | 1143164.5963
9 | 2586780.6472 | 1143406.1509 | 2586784.5682 | 1143417.8384 | 2586781.4118 | 1143439.6782 | 2586780.3134 | 1143446.2822
10 | 2586285.471 | 1143461.5806 | 2586503.1869 | 1143345.1963
11 | 2587113.4338 | 1143358.0598 | 2587100.9204 | 1143356.964 | 2587087.7505 | 1143354.2799 | 2587076.9233 | 1143347.5555
12 | 2586970.3168 | 1143155.7638 | 2586933.2543 | 1143094.6306
13 | 2587113.4338 | 1143358.0598 | 2587115.331 | 1143344.4681
14 | 2587113.4338 | 1143358.0598 | 2587110.4064 | 1143379.7319
15 | 2587107.1885 | 1144243.3266 | 2587087.5332 | 1144248.2287 | 2587064.7037 | 1144255.7879
16 | 2587158.1419 | 1144226.53 | 2587139.851 | 1144233.5313 | 2587114.1047 | 1144241.6016 | 2587107.1885 | 1144243.3266
17 | 2587064.7037 | 1144255.7879 | 2587048.1976 | 1144261.2533 | 2587040.1635 | 1144262.7158 | 2587033.1533 | 1144261.4971 | 2587029.3003 | 1144260.0964
18 | 2587158.1419 | 1144226.53 | 2587168.4726 | 1144222.5757 | 2587169.1915 | 1144222.1382
19 | 2587029.3003 | 1144260.0964 | 2586897.5699 | 1144273.6979
20 | 2587183.7051 | 1144213.3052 | 2587169.1915 | 1144222.1382
21 | 2586897.5699 | 1144273.6979 | 2586897.1202 | 1144276.758
22 | 2587183.7051 | 1144213.3052 | 2587200.9389 | 1144208.3246
23 | 2587183.7051 | 1144213.3052 | 2587164.7854 | 1144192.1325
24 | 2587203.7282 | 1144207.5184 | 2587200.9389 | 1144208.3246
25 | 2587164.7854 | 1144192.1325 | 2587157.6791 | 1144184.18 | 2587135.7585 | 1144152.5894 | 2587120.6787 | 1144136.4027 | 2587116.3445 | 1144129.4461
26 | 2586994.5667 | 1143885.9344 | 2587004.2496 | 1143882.1859
27 | 2587050.6609 | 1143868.7449 | 2587037.0391 | 1143866.2953 | 2587009.0452 | 1143880.3295 | 2587004.2496 | 1143882.1859
28 | 2587061.8049 | 1143887.4188 | 2587050.6609 | 1143868.7449
29 | 2587050.6609 | 1143868.7449 | 2587054.4474 | 1143850.1387 | 2587059.9631 | 1143823.0686
30 | 2586850.4812 | 1143865.7976 | 2586848.4889 | 1143863.9847
31 | 2586848.4889 | 1143863.9847 | 2586837.5064 | 1143853.9908 | 2586821.6337 | 1143857.1323
32 | 2586821.6337 | 1143857.1323 | 2586677.8865 | 1143876.9991
33 | 2587061.8049 | 1143887.4188 | 2587050.668 | 1143895.2262
34 | 2587061.8049 | 1143887.4188 | 2587085.6308 | 1143877.1742
35 | 2587059.9631 | 1143823.0686 | 2587062.2336 | 1143811.9254 | 2587057.5905 | 1143789.7913 | 2587055.7357 | 1143783.5899
36 | 2586656.1303 | 1143796.6304 | 2586645.6038 | 1143807.4369 | 2586640.6766 | 1143820.532 | 2586638.1922 | 1143840.1361 | 2586647.4274 | 1143860.2587 | 2586661.2066 | 1143878.1256 | 2586670.1662 | 1143881.474 | 2586677.8865 | 1143876.9991
37 | 2586958.4535 | 1143933.8544 | 2587018.4627 | 1143917.7941 | 2587037.8818 | 1143904.1898 | 2587050.668 | 1143895.2262
38 | 2587100.4475 | 1143870.8033 | 2587085.6308 | 1143877.1742
39 | 2587044.7185 | 1143746.7562 | 2587055.7357 | 1143783.5899
40 | 2586656.1303 | 1143796.6304 | 2586744.9656 | 1143698.3335
41 | 2586656.1303 | 1143796.6304 | 2586308.0677 | 1143806.2198
42 | 2587383.2946 | 1143835.2577 | 2587386.9555 | 1143842.2634
43 | 2587371.0423 | 1143811.8112 | 2587383.2946 | 1143835.2577
44 | 2587386.9555 | 1143842.2634 | 2587401.4022 | 1143869.909 | 2587402.3361 | 1143871.5896
45 | 2587327.1425 | 1143833.9035 | 2587331.3505 | 1143832.4717 | 2587339.7785 | 1143828.0851 | 2587347.4544 | 1143824.0892 | 2587371.0423 | 1143811.8112
46 | 2587371.0423 | 1143811.8112 | 2587358.3539 | 1143780.9759
47 | 2587402.3361 | 1143871.5896 | 2587408.0008 | 1143881.7834
48 | 2587327.1425 | 1143833.9035 | 2587316.4887 | 1143837.5386
49 | 2587334.4851 | 1143705.0139 | 2587345.9167 | 1143743.6753 | 2587356.9152 | 1143777.4797 | 2587358.3539 | 1143780.9759
50 | 2587423.8818 | 1143910.3613 | 2587408.0008 | 1143881.7834
51 | 2587271.7536 | 1143852.8022 | 2587316.4887 | 1143837.5386
52 | 2587334.4851 | 1143705.0139 | 2587332.1462 | 1143696.9446
53 | 2587334.4851 | 1143705.0139 | 2587347.0079 | 1143701.3996
54 | 2587465.7522 | 1144006.8744 | 2587455.352 | 1143975.7698 | 2587436.7755 | 1143933.5659 | 2587428.7614 | 1143919.1423 | 2587423.8818 | 1143910.3613
55 | 2587245.9438 | 1143861.6084 | 2587271.7536 | 1143852.8022
56 | 2587325.2744 | 1143673.7292 | 2587327.2396 | 1143680.017 | 2587332.1462 | 1143696.9446
57 | 2587387.4156 | 1143697.7543 | 2587367.2059 | 1143694.3063 | 2587363.9093 | 1143694.3132 | 2587352.9933 | 1143699.6722 | 2587347.0079 | 1143701.3996
58 | 2587031.0493 | 1142909.9185 | 2587028.3241 | 1142908.3624
59 | 2587031.0493 | 1142909.9185 | 2587035.0055 | 1142912.1776 | 2587066.3305 | 1142926.0056 | 2587083.0608 | 1142936.2968 | 2587087.462 | 1142943.2555
60 | 2587025.987 | 1142907.0279 | 2587028.3241 | 1142908.3624
61 | 2587123.0747 | 1143012.3397 | 2587108.0156 | 1142993.5822 | 2587099.5159 | 1142975.8807 | 2587091.2969 | 1142949.3187 | 2587087.462 | 1142943.2555
62 | 2587025.987 | 1142907.0279 | 2587024.5965 | 1142906.0908
63 | 2587123.0747 | 1143012.3397 | 2587124.9773 | 1143014.7096
64 | 2587145.9287 | 1143038.1639 | 2587142.7369 | 1143036.0617 | 2587131.1797 | 1143022.4354 | 2587124.9773 | 1143014.7096
65 | 2587229.306 | 1143051.4064 | 2587214.4503 | 1143047.7696 | 2587199.9565 | 1143048.0896 | 2587188.2365 | 1143048.0813 | 2587173.6267 | 1143048.0681 | 2587155.4048 | 1143044.4053 | 2587145.9287 | 1143038.1639
66 | 2586896.9723 | 1144091.7657 | 2586782.6254 | 1144181.5056
67 | 2586896.9723 | 1144091.7657 | 2586897.8075 | 1144077.6887
68 | 2587428.1175 | 1143310.0838 | 2587428.2624 | 1143309.698
69 | 2587306.2527 | 1143151.7706 | 2587428.2624 | 1143309.698
70 | 2587512.7324 | 1143420.7342 | 2587428.1175 | 1143310.0838
71 | 2587282.596 | 1143157.2455 | 2587298.215 | 1143154.288 | 2587306.2527 | 1143151.7706
72 | 2587512.7324 | 1143420.7342 | 2587515.8293 | 1143420.7277 | 2587517.8923 | 1143422.3687 | 2587519.1398 | 1143427.3018 | 2587521.4269 | 1143436.9574 | 2587525.7641 | 1143442.0842 | 2587531.9636 | 1143448.441 | 2587537.9551 | 1143454.5871 | 2587539.3577 | 1143458.0639
73 | 2587512.7324 | 1143420.7342 | 2587512.7324 | 1143420.7342 | 2587509.6482 | 1143423.2085 | 2587508.0059 | 1143427.9365 | 2587509.8866 | 1143438.0041 | 2587514.4805 | 1143466.7642 | 2587516.3779 | 1143488.5375 | 2587516.8302 | 1143506.412 | 2587518.4982 | 1143514.0122 | 2587523.057 | 1143525.9197 | 2587523.2649 | 1143529.8211 | 2587521.6289 | 1143533.9266 | 2587519.1609 | 1143537.0221 | 2587515.4501 | 1143537.4411 | 2587510.9145 | 1143536.628 | 2587508.0259 | 1143533.3435 | 2587505.539 | 1143527.3902 | 2587500.1434 | 1143512.194 | 2587492.9022 | 1143496.3903 | 2587489.2956 | 1143489.9539
74 | 2587211.5777 | 1143156.5956 | 2587256.7916 | 1143157.6554 | 2587280.7 | 1143157.6046 | 2587282.596 | 1143157.2455
75 | 2587211.5777 | 1143156.5956 | 2587213.6365 | 1143133.2904
76 | 2587211.5777 | 1143156.5956 | 2587204.4168 | 1143247.2997 | 2587204.9578 | 1143273.2202
77 | 2587229.306 | 1143051.4064 | 2587222.8489 | 1143068.7397 | 2587218.1275 | 1143089.1153 | 2587215.8474 | 1143108.2628 | 2587213.6365 | 1143133.2904
78 | 2587205.0747 | 1143278.8194 | 2587204.9578 | 1143273.2202
79 | 2587301.1247 | 1144191.6892 | 2587279.7923 | 1144194.8465
80 | 2587331.7384 | 1144190.3015 | 2587302.5731 | 1144191.4749 | 2587301.1247 | 1144191.6892
81 | 2587234.4468 | 1144201.5578 | 2587279.7923 | 1144194.8465
82 | 2587331.7384 | 1144190.3015 | 2587335.0919 | 1144200.6631
83 | 2587331.7384 | 1144190.3015 | 2587319.0926 | 1144151.2313 | 2587310.1934 | 1144081.7162 | 2587304.3491 | 1144036.084 | 2587289.0367 | 1144010.3983
84 | 2587234.4468 | 1144201.5578 | 2587213.7762 | 1144204.6145 | 2587203.7282 | 1144207.5184
85 | 2587234.4468 | 1144201.5578 | 2587234.6034 | 1144210.1173 | 2587237.0022 | 1144219.0403
86 | 2587335.0919 | 1144200.6631 | 2587343.3542 | 1144226.1919
87 | 2587289.0367 | 1144010.3983 | 2587287.8465 | 1144008.4019
88 | 2587242.9334 | 1144235.6424 | 2587242.2823 | 1144233.101 | 2587237.3064 | 1144220.172 | 2587237.0022 | 1144219.0403
89 | 2587353.1236 | 1144256.3775 | 2587343.3542 | 1144226.1919
90 | 2587249.5585 | 1143944.1768 | 2587280.5746 | 1143996.2038 | 2587287.8465 | 1144008.4019
91 | 2587242.9334 | 1144235.6424 | 2587244.921 | 1144243.4004
92 | 2587353.1236 | 1144256.3775 | 2587309.3042 | 1144268.6719
93 | 2587376.0166 | 1144327.1194 | 2587353.1236 | 1144256.3775
94 | 2587249.5585 | 1143944.1768 | 2587240.7645 | 1143929.4257
95 | 2587543.8523 | 1144165.8317 | 2587550.4456 | 1144164.0799
96 | 2587519.8927 | 1144172.1978 | 2587543.8523 | 1144165.8317
97 | 2587594.9893 | 1144116.8271 | 2587586.8909 | 1144117.9766 | 2587579.4751 | 1144121.2713 | 2587576.8084 | 1144124.7675 | 2587576.1966 | 1144129.9046 | 2587577.6685 | 1144143.0524 | 2587577.2638 | 1144147.989 | 2587574.7981 | 1144152.0961 | 2587567.6018 | 1144157.4581 | 2587557.5073 | 1144162.2036 | 2587550.4456 | 1144164.0799
98 | 2587473.5696 | 1144030.2473 | 2587519.8927 | 1144172.1978
99 | 2587519.8927 | 1144172.1978 | 2587544.2017 | 1144245.1975
100 | 2587602.5254 | 1144115.7574 | 2587594.9893 | 1144116.8271
101 | 2587473.5696 | 1144030.2473 | 2587465.7522 | 1144006.8744
102 | 2587473.5696 | 1144030.2473 | 2587493.0912 | 1144022.3802
103 | 2587602.5254 | 1144115.7574 | 2587619.2384 | 1144113.3852 | 2587619.2384 | 1144113.3852
104 | 2587619.2384 | 1144113.3852 | 2587623.774 | 1144114.3985
105 | 2587045.4197 | 1143679.4569 | 2587042.7775 | 1143629.2973
106 | 2587057.7682 | 1143548.3172 | 2587042.5253 | 1143624.5097 | 2587042.7775 | 1143629.2973
107 | 2587045.4197 | 1143679.4569 | 2587045.5773 | 1143682.4487
108 | 2587057.7682 | 1143548.3172 | 2587010.2245 | 1143545.3186 | 2586996.9461 | 1143541.2483
109 | 2587057.7682 | 1143548.3172 | 2587058.9757 | 1143540.1769
110 | 2587044.7185 | 1143746.7562 | 2587043.1626 | 1143741.5544 | 2587045.8188 | 1143687.0331 | 2587045.5773 | 1143682.4487
111 | 2586986.5346 | 1143538.0568 | 2586996.9461 | 1143541.2483
112 | 2587064.7044 | 1143504.5159 | 2587063.6156 | 1143508.8965 | 2587058.9757 | 1143540.1769
113 | 2586986.5346 | 1143538.0568 | 2586980.0744 | 1143536.0765
114 | 2587064.7044 | 1143504.5159 | 2587067.9984 | 1143491.2631
115 | 2586939.0277 | 1143531.8334 | 2586946.9915 | 1143525.9354 | 2586980.0744 | 1143536.0765
116 | 2587086.7602 | 1143453.1433 | 2587072.0417 | 1143474.995 | 2587067.9984 | 1143491.2631
117 | 2587325.2744 | 1143673.7292 | 2587337.4622 | 1143662.9315 | 2587342.3929 | 1143657.9853 | 2587345.4776 | 1143652.2315 | 2587347.3153 | 1143645.4465 | 2587346.886 | 1143638.6664 | 2587343.723 | 1143632.5771
118 | 2587343.3675 | 1143631.8927 | 2587343.723 | 1143632.5771
119 | 2587325.2744 | 1143673.7292 | 2587316.5781 | 1143645.8673 | 2587309.0888 | 1143627.9567
120 | 2587225.9905 | 1143430.1501 | 2587227.9199 | 1143435.8417 | 2587249.181 | 1143485.9458
121 | 2587225.9905 | 1143430.1501 | 2587218.4232 | 1143407.826 | 2587211.6267 | 1143381.1608 | 2587207.7131 | 1143351.4102 | 2587206.3492 | 1143318.7826
122 | 2587152.6079 | 1143298.9955 | 2587138.1902 | 1143298.767
123 | 2587205.4697 | 1143297.7443 | 2587195.2885 | 1143298.3441 | 2587172.3817 | 1143299.3047 | 2587160.9768 | 1143299.129 | 2587156.0813 | 1143299.0506 | 2587152.6079 | 1143298.9955
124 | 2587123.9571 | 1143298.5414 | 2587138.1902 | 1143298.767
125 | 2587205.4697 | 1143297.7443 | 2587206.3492 | 1143318.7826
126 | 2587205.4697 | 1143297.7443 | 2587205.0747 | 1143278.8194
127 | 2587123.9571 | 1143298.5414 | 2587120.1999 | 1143309.5883 | 2587116.3101 | 1143337.4545
128 | 2587123.9571 | 1143298.5414 | 2587125.4463 | 1143283.4197 | 2587126.0151 | 1143262.0525 | 2587121.2344 | 1143187.9365
129 | 2587115.331 | 1143344.4681 | 2587116.3101 | 1143337.4545
130 | 2587117.8413 | 1143177.4724 | 2587118.4189 | 1143178.239 | 2587121.1577 | 1143186.7484 | 2587121.2344 | 1143187.9365
131 | 2587117.8413 | 1143177.4724 | 2587103.5622 | 1143158.5233
132 | 2587224.4993 | 1143902.1422 | 2587240.7645 | 1143929.4257
133 | 2587204.8135 | 1143875.6394 | 2587211.3251 | 1143884.2742 | 2587223.4082 | 1143900.3118 | 2587224.4993 | 1143902.1422
134 | 2587204.8135 | 1143875.6394 | 2587213.045 | 1143872.8316 | 2587226.5824 | 1143868.2116 | 2587228.0337 | 1143867.7193 | 2587236.8506 | 1143864.711
135 | 2587204.8135 | 1143875.6394 | 2587187.051 | 1143852.0658 | 2587168.494 | 1143841.5448 | 2587128.5839 | 1143858.7053
136 | 2587245.9438 | 1143861.6084 | 2587236.8506 | 1143864.711
137 | 2587100.4475 | 1143870.8033 | 2587128.5839 | 1143858.7053
138 | 2587293.6792 | 1144273.0558 | 2587309.3042 | 1144268.6719
139 | 2587376.0166 | 1144327.1194 | 2587364.8988 | 1144327.3429 | 2587314.5961 | 1144321.0795 | 2587305.7308 | 1144318.2302 | 2587296.6941 | 1144311.8767
140 | 2587292.789 | 1144309.1311 | 2587296.6941 | 1144311.8767
141 | 2587266.1008 | 1144290.3673 | 2587292.789 | 1144309.1311
142 | 2587107.1704 | 1143402.8976 | 2587110.4064 | 1143379.7319
143 | 2587107.1704 | 1143402.8976 | 2587103.6556 | 1143428.0595 | 2587097.44 | 1143437.2875
144 | 2587086.7602 | 1143453.1433 | 2587097.44 | 1143437.2875
145 | 2587628.5792 | 1144127.8953 | 2587629.1466 | 1144122.6137 | 2587627.4912 | 1144117.2701 | 2587623.774 | 1144114.3985 | 2587623.774 | 1144114.3985
146 | 2587640.9805 | 1144163.8761 | 2587633.9716 | 1144163.2792 | 2587626.3441 | 1144160.8271 | 2587623.6587 | 1144158.9873 | 2587623.0376 | 1144155.8981 | 2587627.9329 | 1144133.9106 | 2587628.5792 | 1144127.8953
147 | 2587116.3445 | 1144129.4461 | 2587115.3044 | 1144127.7767 | 2587110.7147 | 1144113.9674
148 | 2587110.3238 | 1144112.7912 | 2587110.7147 | 1144113.9674
149 | 2586958.4535 | 1143933.8544 | 2586946.5871 | 1143971.6876 | 2586946.6346 | 1143993.4648 | 2586962.8133 | 1144041.0863
150 | 2586880.2361 | 1143979.2251 | 2586898.3336 | 1143962.3328 | 2586925.9125 | 1143945.0196 | 2586958.4535 | 1143933.8544
151 | 2586880.2361 | 1143979.2251 | 2586879.8454 | 1143990.3202 | 2586899.7513 | 1144044.9256 | 2586897.8075 | 1144077.6887
152 | 2587100.6386 | 1143154.6434 | 2587103.5622 | 1143158.5233
153 | 2586175.2517 | 1143646.1685 | 2586308.0677 | 1143806.2198
154 | 2586175.2517 | 1143646.1685 | 2586179.65 | 1143634.0191 | 2586180.7342 | 1143630.3888
155 | 2586238.6928 | 1143487.8562 | 2586235.034 | 1143490.8327 | 2586225.4663 | 1143504.0945 | 2586208.5028 | 1143505.9677 | 2586184.8887 | 1143506.389 | 2586172.7391 | 1143516.3441 | 2586168.339 | 1143531.0725 | 2586170.2266 | 1143549.8218 | 2586176.923 | 1143571.139 | 2586181.0143 | 1143585.8368 | 2586183.6472 | 1143607.8971 | 2586181.8462 | 1143626.6659 | 2586180.7342 | 1143630.3888
156 | 2586238.6928 | 1143487.8562 | 2586242.7658 | 1143484.5563 | 2586271.8944 | 1143476.0298 | 2586285.471 | 1143461.5806

## bus_geodata
| x | y | coords
0 | 2586904.6765 | 1143119.9359
1 | 2586866.1372 | 1143279.8464
2 | 2586977.6976 | 1143167.938
3 | 2586781.9382 | 1143385.6506
4 | 2587063.1513 | 1143308.294
5 | 2586975.6717 | 1143164.5963
6 | 2586780.6472 | 1143406.1509
7 | 2586503.1869 | 1143345.1963
8 | 2587076.9233 | 1143347.5555
9 | 2586970.3168 | 1143155.7638
10 | 2586780.3134 | 1143446.2822
11 | 2587113.4338 | 1143358.0598
12 | 2586933.2543 | 1143094.6306
13 | 2587107.1885 | 1144243.3266
14 | 2587064.7037 | 1144255.7879
15 | 2587158.1419 | 1144226.53
16 | 2587029.3003 | 1144260.0964
17 | 2587169.1915 | 1144222.1382
18 | 2586897.5699 | 1144273.6979
19 | 2587183.7051 | 1144213.3052
20 | 2587200.9389 | 1144208.3246
21 | 2587164.7854 | 1144192.1325
22 | 2586994.5667 | 1143885.9344
23 | 2587004.2496 | 1143882.1859
24 | 2587050.6609 | 1143868.7449
25 | 2586850.4812 | 1143865.7976
26 | 2586848.4889 | 1143863.9847
27 | 2586821.6337 | 1143857.1323
28 | 2587061.8049 | 1143887.4188
29 | 2587059.9631 | 1143823.0686
30 | 2586677.8865 | 1143876.9991
31 | 2587050.668 | 1143895.2262
32 | 2587085.6308 | 1143877.1742
33 | 2587055.7357 | 1143783.5899
34 | 2586744.9656 | 1143698.3335
35 | 2586656.1303 | 1143796.6304
36 | 2587383.2946 | 1143835.2577
37 | 2587386.9555 | 1143842.2634
38 | 2587371.0423 | 1143811.8112
39 | 2587402.3361 | 1143871.5896
40 | 2587327.1425 | 1143833.9035
41 | 2587358.3539 | 1143780.9759
42 | 2587408.0008 | 1143881.7834
43 | 2587316.4887 | 1143837.5386
44 | 2587334.4851 | 1143705.0139
45 | 2587423.8818 | 1143910.3613
46 | 2587271.7536 | 1143852.8022
47 | 2587332.1462 | 1143696.9446
48 | 2587347.0079 | 1143701.3996
49 | 2587031.0493 | 1142909.9185
50 | 2587028.3241 | 1142908.3624
51 | 2587087.462 | 1142943.2555
52 | 2587025.987 | 1142907.0279
53 | 2587123.0747 | 1143012.3397
54 | 2587024.5965 | 1142906.0908
55 | 2587124.9773 | 1143014.7096
56 | 2587145.9287 | 1143038.1639
57 | 2586782.6254 | 1144181.5056
58 | 2586896.9723 | 1144091.7657
59 | 2587428.2624 | 1143309.698
60 | 2587428.1175 | 1143310.0838
61 | 2587306.2527 | 1143151.7706
62 | 2587512.7324 | 1143420.7342
63 | 2587282.596 | 1143157.2455
64 | 2587211.5777 | 1143156.5956
65 | 2587489.2956 | 1143489.9539
66 | 2587539.3577 | 1143458.0639
67 | 2587213.6365 | 1143133.2904
68 | 2587204.9578 | 1143273.2202
69 | 2587301.1247 | 1144191.6892
70 | 2587279.7923 | 1144194.8465
71 | 2587331.7384 | 1144190.3015
72 | 2587234.4468 | 1144201.5578
73 | 2587335.0919 | 1144200.6631
74 | 2587289.0367 | 1144010.3983
75 | 2587203.7282 | 1144207.5184
76 | 2587237.0022 | 1144219.0403
77 | 2587343.3542 | 1144226.1919
78 | 2587287.8465 | 1144008.4019
79 | 2587242.9334 | 1144235.6424
80 | 2587353.1236 | 1144256.3775
81 | 2587249.5585 | 1143944.1768
82 | 2587543.8523 | 1144165.8317
83 | 2587550.4456 | 1144164.0799
84 | 2587519.8927 | 1144172.1978
85 | 2587594.9893 | 1144116.8271
86 | 2587473.5696 | 1144030.2473
87 | 2587544.2017 | 1144245.1975
88 | 2587602.5254 | 1144115.7574
89 | 2587465.7522 | 1144006.8744
90 | 2587493.0912 | 1144022.3802
91 | 2587619.2384 | 1144113.3852
92 | 2587042.7775 | 1143629.2973
93 | 2587045.4197 | 1143679.4569
94 | 2587057.7682 | 1143548.3172
95 | 2587045.5773 | 1143682.4487
96 | 2586996.9461 | 1143541.2483
97 | 2587058.9757 | 1143540.1769
98 | 2587044.7185 | 1143746.7562
99 | 2586986.5346 | 1143538.0568
100 | 2587064.7044 | 1143504.5159
101 | 2586980.0744 | 1143536.0765
102 | 2587067.9984 | 1143491.2631
103 | 2587343.723 | 1143632.5771
104 | 2587325.2744 | 1143673.7292
105 | 2587343.3675 | 1143631.8927
106 | 2587309.0888 | 1143627.9567
107 | 2587249.181 | 1143485.9458
108 | 2587225.9905 | 1143430.1501
109 | 2587152.6079 | 1143298.9955
110 | 2587138.1902 | 1143298.767
111 | 2587205.4697 | 1143297.7443
112 | 2587123.9571 | 1143298.5414
113 | 2587206.3492 | 1143318.7826
114 | 2587205.0747 | 1143278.8194
115 | 2587116.3101 | 1143337.4545
116 | 2587121.2344 | 1143187.9365
117 | 2587115.331 | 1143344.4681
118 | 2587117.8413 | 1143177.4724
119 | 2587224.4993 | 1143902.1422
120 | 2587240.7645 | 1143929.4257
121 | 2587204.8135 | 1143875.6394
122 | 2587236.8506 | 1143864.711
123 | 2587128.5839 | 1143858.7053
124 | 2587245.9438 | 1143861.6084
125 | 2587100.4475 | 1143870.8033
126 | 2587309.3042 | 1144268.6719
127 | 2587376.0166 | 1144327.1194
128 | 2587293.6792 | 1144273.0558
129 | 2587296.6941 | 1144311.8767
130 | 2587292.789 | 1144309.1311
131 | 2587107.1704 | 1143402.8976
132 | 2587110.4064 | 1143379.7319
133 | 2587097.44 | 1143437.2875
134 | 2587086.7602 | 1143453.1433
135 | 2586939.0277 | 1143531.8334
136 | 2587623.774 | 1144114.3985
137 | 2587628.5792 | 1144127.8953
138 | 2587640.9805 | 1144163.8761
139 | 2587116.3445 | 1144129.4461
140 | 2587110.7147 | 1144113.9673
141 | 2587110.3238 | 1144112.7912
142 | 2586958.4535 | 1143933.8544
143 | 2587387.4156 | 1143697.7543
144 | 2586962.8133 | 1144041.0863
145 | 2586880.2361 | 1143979.2251
146 | 2587103.5622 | 1143158.5233
147 | 2587229.306 | 1143051.4064
148 | 2586897.8075 | 1144077.6887
149 | 2587244.921 | 1144243.4004
150 | 2587100.6386 | 1143154.6434
151 | 2586308.0677 | 1143806.2198
152 | 2587266.1008 | 1144290.3673
153 | 2586897.1202 | 1144276.758
154 | 2586180.7342 | 1143630.3888
155 | 2586175.2517 | 1143646.1685
156 | 2586238.6928 | 1143487.8562
157 | 2586285.471 | 1143461.5806
158 | 2587050.6609 | 1143868.7449

## line_std_types
| c_nf_per_km | r_ohm_per_km | x_ohm_per_km | max_i_ka | type | q_mm2 | alpha | voltage_rating
NAYY 4x50 SE | 210 | 0.642 | 0.083 | 0.142 | cs | 50 | 0.00403 | LV
NAYY 4x120 SE | 264 | 0.225 | 0.08 | 0.242 | cs | 120 | 0.00403 | LV
NAYY 4x150 SE | 261 | 0.208 | 0.08 | 0.27 | cs | 150 | 0.00403 | LV
NA2XS2Y 1x95 RM/25 12/20 kV | 216 | 0.313 | 0.132 | 0.252 | cs | 95 | 0.00403 | MV
NA2XS2Y 1x185 RM/25 12/20 kV | 273 | 0.161 | 0.117 | 0.362 | cs | 185 | 0.00403 | MV
NA2XS2Y 1x240 RM/25 12/20 kV | 304 | 0.122 | 0.112 | 0.421 | cs | 240 | 0.00403 | MV
NA2XS2Y 1x95 RM/25 6/10 kV | 315 | 0.313 | 0.123 | 0.249 | cs | 95 | 0.00403 | MV
NA2XS2Y 1x185 RM/25 6/10 kV | 406 | 0.161 | 0.11 | 0.358 | cs | 185 | 0.00403 | MV
NA2XS2Y 1x240 RM/25 6/10 kV | 456 | 0.122 | 0.105 | 0.416 | cs | 240 | 0.00403 | MV
NA2XS2Y 1x150 RM/25 12/20 kV | 250 | 0.206 | 0.116 | 0.319 | cs | 150 | 0.00403 | MV
NA2XS2Y 1x120 RM/25 12/20 kV | 230 | 0.253 | 0.119 | 0.283 | cs | 120 | 0.00403 | MV
NA2XS2Y 1x70 RM/25 12/20 kV | 190 | 0.443 | 0.132 | 0.22 | cs | 70 | 0.00403 | MV
NA2XS2Y 1x150 RM/25 6/10 kV | 360 | 0.206 | 0.11 | 0.315 | cs | 150 | 0.00403 | MV
NA2XS2Y 1x120 RM/25 6/10 kV | 340 | 0.253 | 0.113 | 0.28 | cs | 120 | 0.00403 | MV
NA2XS2Y 1x70 RM/25 6/10 kV | 280 | 0.443 | 0.123 | 0.217 | cs | 70 | 0.00403 | MV
N2XS(FL)2Y 1x120 RM/35 64/110 kV | 112 | 0.153 | 0.166 | 0.366 | cs | 120 | 0.00393 | HV
N2XS(FL)2Y 1x185 RM/35 64/110 kV | 125 | 0.099 | 0.156 | 0.457 | cs | 185 | 0.00393 | HV
N2XS(FL)2Y 1x240 RM/35 64/110 kV | 135 | 0.075 | 0.149 | 0.526 | cs | 240 | 0.00393 | HV
N2XS(FL)2Y 1x300 RM/35 64/110 kV | 144 | 0.06 | 0.144 | 0.588 | cs | 300 | 0.00393 | HV
15-AL1/3-ST1A 0.4 | 11 | 1.8769 | 0.35 | 0.105 | ol | 16 | 0.00403 | LV
24-AL1/4-ST1A 0.4 | 11.25 | 1.2012 | 0.335 | 0.14 | ol | 24 | 0.00403 | LV
48-AL1/8-ST1A 0.4 | 12.2 | 0.5939 | 0.3 | 0.21 | ol | 48 | 0.00403 | LV
94-AL1/15-ST1A 0.4 | 13.2 | 0.306 | 0.29 | 0.35 | ol | 94 | 0.00403 | LV
34-AL1/6-ST1A 10.0 | 9.7 | 0.8342 | 0.36 | 0.17 | ol | 34 | 0.00403 | MV
48-AL1/8-ST1A 10.0 | 10.1 | 0.5939 | 0.35 | 0.21 | ol | 48 | 0.00403 | MV
70-AL1/11-ST1A 10.0 | 10.4 | 0.4132 | 0.339 | 0.29 | ol | 70 | 0.00403 | MV
94-AL1/15-ST1A 10.0 | 10.75 | 0.306 | 0.33 | 0.35 | ol | 94 | 0.00403 | MV
122-AL1/20-ST1A 10.0 | 11.1 | 0.2376 | 0.323 | 0.41 | ol | 122 | 0.00403 | MV
149-AL1/24-ST1A 10.0 | 11.25 | 0.194 | 0.315 | 0.47 | ol | 149 | 0.00403 | MV
34-AL1/6-ST1A 20.0 | 9.15 | 0.8342 | 0.382 | 0.17 | ol | 34 | 0.00403 | MV
48-AL1/8-ST1A 20.0 | 9.5 | 0.5939 | 0.372 | 0.21 | ol | 48 | 0.00403 | MV
70-AL1/11-ST1A 20.0 | 9.7 | 0.4132 | 0.36 | 0.29 | ol | 70 | 0.00403 | MV
94-AL1/15-ST1A 20.0 | 10 | 0.306 | 0.35 | 0.35 | ol | 94 | 0.00403 | MV
122-AL1/20-ST1A 20.0 | 10.3 | 0.2376 | 0.344 | 0.41 | ol | 122 | 0.00403 | MV
149-AL1/24-ST1A 20.0 | 10.5 | 0.194 | 0.337 | 0.47 | ol | 149 | 0.00403 | MV
184-AL1/30-ST1A 20.0 | 10.75 | 0.1571 | 0.33 | 0.535 | ol | 184 | 0.00403 | MV
243-AL1/39-ST1A 20.0 | 11 | 0.1188 | 0.32 | 0.645 | ol | 243 | 0.00403 | MV
48-AL1/8-ST1A 110.0 | 8 | 0.5939 | 0.46 | 0.21 | ol | 48 | 0.00403 | HV
70-AL1/11-ST1A 110.0 | 8.4 | 0.4132 | 0.45 | 0.29 | ol | 70 | 0.00403 | HV
94-AL1/15-ST1A 110.0 | 8.65 | 0.306 | 0.44 | 0.35 | ol | 94 | 0.00403 | HV
122-AL1/20-ST1A 110.0 | 8.5 | 0.2376 | 0.43 | 0.41 | ol | 122 | 0.00403 | HV
149-AL1/24-ST1A 110.0 | 8.75 | 0.194 | 0.41 | 0.47 | ol | 149 | 0.00403 | HV
184-AL1/30-ST1A 110.0 | 8.8 | 0.1571 | 0.4 | 0.535 | ol | 184 | 0.00403 | HV
243-AL1/39-ST1A 110.0 | 9 | 0.1188 | 0.39 | 0.645 | ol | 243 | 0.00403 | HV
305-AL1/39-ST1A 110.0 | 9.2 | 0.0949 | 0.38 | 0.74 | ol | 305 | 0.00403 | HV
490-AL1/64-ST1A 110.0 | 9.75 | 0.059 | 0.37 | 0.96 | ol | 490 | 0.00403 | HV
679-AL1/86-ST1A 110.0 | 9.95 | 0.042 | 0.36 | 1.15 | ol | 679 | 0.00403 | HV
490-AL1/64-ST1A 220.0 | 10 | 0.059 | 0.285 | 0.96 | ol | 490 | 0.00403 | HV
679-AL1/86-ST1A 220.0 | 11.7 | 0.042 | 0.275 | 1.15 | ol | 679 | 0.00403 | HV
490-AL1/64-ST1A 380.0 | 11 | 0.059 | 0.253 | 0.96 | ol | 490 | 0.00403 | HV
679-AL1/86-ST1A 380.0 | 14.6 | 0.042 | 0.25 | 1.15 | ol | 679 | 0.00403 | HV

## trafo_std_types
| i0_percent | pfe_kw | vkr_percent | sn_mva | vn_lv_kv | vn_hv_kv | vk_percent | shift_degree | vector_group | tap_side | tap_neutral | tap_min | tap_max | tap_step_degree | tap_step_percent | tap_phase_shifter
160 MVA 380/110 kV | 0.06 | 60 | 0.25 | 160 | 110 | 380 | 12.2 | 0 | Yy0 | hv | 0 | -9 | 9 | 0 | 1.5 | FALSE
100 MVA 220/110 kV | 0.06 | 55 | 0.26 | 100 | 110 | 220 | 12 | 0 | Yy0 | hv | 0 | -9 | 9 | 0 | 1.5 | FALSE
63 MVA 110/20 kV | 0.04 | 22 | 0.32 | 63 | 20 | 110 | 18 | 150 | YNd5 | hv | 0 | -9 | 9 | 0 | 1.5 | FALSE
40 MVA 110/20 kV | 0.05 | 18 | 0.34 | 40 | 20 | 110 | 16.2 | 150 | YNd5 | hv | 0 | -9 | 9 | 0 | 1.5 | FALSE
25 MVA 110/20 kV | 0.07 | 14 | 0.41 | 25 | 20 | 110 | 12 | 150 | YNd5 | hv | 0 | -9 | 9 | 0 | 1.5 | FALSE
63 MVA 110/10 kV | 0.04 | 22 | 0.32 | 63 | 10 | 110 | 18 | 150 | YNd5 | hv | 0 | -9 | 9 | 0 | 1.5 | FALSE
40 MVA 110/10 kV | 0.05 | 18 | 0.34 | 40 | 10 | 110 | 16.2 | 150 | YNd5 | hv | 0 | -9 | 9 | 0 | 1.5 | FALSE
25 MVA 110/10 kV | 0.07 | 14 | 0.41 | 25 | 10 | 110 | 12 | 150 | YNd5 | hv | 0 | -9 | 9 | 0 | 1.5 | FALSE
0.25 MVA 20/0.4 kV | 0.32 | 0.8 | 1.44 | 0.25 | 0.4 | 20 | 6 | 150 | Yzn5 | hv | 0 | -2 | 2 | 0 | 2.5 | FALSE
0.4 MVA 20/0.4 kV | 0.3375 | 1.35 | 1.425 | 0.4 | 0.4 | 20 | 6 | 150 | Dyn5 | hv | 0 | -2 | 2 | 0 | 2.5 | FALSE
0.63 MVA 20/0.4 kV | 0.2619 | 1.65 | 1.206 | 0.63 | 0.4 | 20 | 6 | 150 | Dyn5 | hv | 0 | -2 | 2 | 0 | 2.5 | FALSE
0.25 MVA 10/0.4 kV | 0.24 | 0.6 | 1.2 | 0.25 | 0.4 | 10 | 4 | 150 | Dyn5 | hv | 0 | -2 | 2 | 0 | 2.5 | FALSE
0.4 MVA 10/0.4 kV | 0.2375 | 0.95 | 1.325 | 0.4 | 0.4 | 10 | 4 | 150 | Dyn5 | hv | 0 | -2 | 2 | 0 | 2.5 | FALSE
0.63 MVA 10/0.4 kV | 0.1873 | 1.18 | 1.0794 | 0.63 | 0.4 | 10 | 4 | 150 | Dyn5 | hv | 0 | -2 | 2 | 0 | 2.5 | FALSE

## trafo3w_std_types
| sn_hv_mva | sn_mv_mva | sn_lv_mva | vn_hv_kv | vn_mv_kv | vn_lv_kv | vk_hv_percent | vk_mv_percent | vk_lv_percent | vkr_hv_percent | vkr_mv_percent | vkr_lv_percent | pfe_kw | i0_percent | shift_mv_degree | shift_lv_degree | vector_group | tap_side | tap_neutral | tap_min | tap_max | tap_step_percent
63/25/38 MVA 110/20/10 kV | 63 | 25 | 38 | 110 | 20 | 10 | 10.4 | 10.4 | 10.4 | 0.28 | 0.32 | 0.35 | 35 | 0.89 | 0 | 0 | YN0yn0yn0 | hv | 0 | -10 | 10 | 1.2
63/25/38 MVA 110/10/10 kV | 63 | 25 | 38 | 110 | 10 | 10 | 10.4 | 10.4 | 10.4 | 0.28 | 0.32 | 0.35 | 35 | 0.89 | 0 | 0 | YN0yn0yn0 | hv | 0 | -10 | 10 | 1.2

## fuse_std_types
| fuse_type | i_rated_a | t_avg | t_min | t_total | x_avg | x_min | x_total
HV 100A | HV 100A | 100 | 0 | [10.0, 3.64, 0.854, 0.281, 0.1, 0.0531, 0.022, 0.01] | [10.0, 4.267, 1.21, 0.403, 0.1, 0.058, 0.022, 0.01] | 0 | [300.0, 350.0, 450.0, 550.0, 700.0, 850.0, 1200.0, 1752.0] | [600.0, 700.0, 900.0, 1150.0, 1665.0, 2000.0, 3000.0, 4313.0]
HV 10A | HV 10A | 10 | 0 | [10.0, 1675.0, 0.344, 0.156, 0.1, 0.0417, 0.0171, 0.01] | [10.0, 1.3, 0.3, 0.155, 0.1, 0.0555, 0.023, 0.01] | 0 | [30.0, 32.0, 35.0, 37.0, 39.0, 50.0, 70.0, 88.0] | [60.0, 70.0, 80.0, 87.0, 94.0, 110.0, 150.0, 216.0]
HV 125A | HV 125A | 125 | 0 | [10.0, 1.82, 0.344, 0.1, 0.0467, 0.0269, 0.01] | [10.0, 2.478, 0.426, 0.1, 0.0427, 0.0211, 0.01] | 0 | [375.0, 500.0, 700.0, 925.0, 1200.0, 1500.0, 2341.0] | [750.0, 1000.0, 1500.0, 2200.0, 3000.0, 4000.0, 5765.0]
HV 160A | HV 160A | 160 | 0 | [10.0, 4.15, 1.03, 0.198, 0.1, 0.051, 0.0172, 0.01] | [10.0, 2.3, 0.734, 0.274, 0.1, 0.046, 0.0177, 0.01] | 0 | [480.0, 550.0, 700.0, 1000.0, 1260.0, 1600.0, 2500.0, 3227.0] | [960.0, 1300.0, 1700.0, 2200.0, 2996.0, 4000.0, 6000.0, 7946.0]
HV 16A | HV 16A | 16 | 0 | [10.0, 0.352, 0.164, 0.1, 0.0649, 0.0342, 0.01] | [10.0, 2.34, 0.722, 0.181, 0.1, 0.055, 0.0296, 0.01] | 0 | [48.0, 60.0, 65.0, 71.0, 80.0, 100.0, 162.0] | [96.0, 110.0, 125.0, 150.0, 168.0, 200.0, 250.0, 398.0]
HV 200A | HV 200A | 200 | 0 | [10.0, 4.267, 1.21, 0.403, 0.1, 0.058, 0.022, 0.01] | [10.0, 3.73, 1.654, 0.328, 0.1, 0.0531, 0.019, 0.01] | 0 | [600.0, 700.0, 900.0, 1150.0, 1665.0, 2000.0, 3000.0, 4313.0] | [1200.0, 1500.0, 1800.0, 2700.0, 3960.0, 5000.0, 7500.0, 10620.0]
HV 20A | HV 20A | 20 | 0 | [10.0, 1.3, 0.3, 0.155, 0.1, 0.0555, 0.023, 0.01] | [10.0, 1.3, 0.161, 0.1, 0.0611, 0.0399, 0.0141, 0.01] | 0 | [60.0, 70.0, 80.0, 87.0, 94.0, 110.0, 150.0, 216.0] | [120.0, 150.0, 200.0, 223.0, 260.0, 300.0, 450.0, 532.0]
HV 25A | HV 25A | 25 | 0 | [10.0, 2.512, 0.833, 0.299, 0.1, 0.0372, 0.0223, 0.01] | [10.0, 3.125, 0.597, 0.198, 0.1, 0.0378, 0.022, 0.01] | 0 | [75.0, 82.0, 90.0, 100.0, 124.0, 170.0, 200.0, 289.0] | [150.0, 170.0, 210.0, 250.0, 294.0, 400.0, 500.0, 711.0]
HV 31.5A | HV 31.5A | 31.5 | 0 | [10.0, 2.34, 0.722, 0.181, 0.1, 0.055, 0.0296, 0.01] | [10.0, 2.84, 0.368, 0.164, 0.1, 0.0621, 0.0378, 0.0195, 0.01] | 0 | [95.0, 110.0, 125.0, 150.0, 165.0, 200.0, 250.0, 390.0] | [189.0, 220.0, 300.0, 350.0, 393.0, 450.0, 530.0, 700.0, 960.0]
HV 40A | HV 40A | 40 | 0 | [10.0, 1.3, 0.161, 0.1, 0.0611, 0.0399, 0.0141, 0.01] | [10.0, 2.05, 0.369, 0.198, 0.1, 0.051, 0.0298, 0.01] | 0 | [120.0, 150.0, 200.0, 223.0, 260.0, 300.0, 450.0, 532.0] | [240.0, 300.0, 400.0, 450.0, 530.0, 650.0, 800.0, 1311.0]
HV 50A | HV 50A | 50 | 0 | [10.0, 3.215, 0.597, 0.198, 0.1, 0.0378, 0.022, 0.01] | [10.0, 3.64, 0.854, 0.281, 0.1, 0.0531, 0.022, 0.01] | 0 | [150.0, 170.0, 210.0, 250.0, 294.0, 400.0, 500.0, 711.0] | [300.0, 350.0, 450.0, 550.0, 700.0, 850.0, 1200.0, 1752.0]
HV 6.3A | HV 6.3A | 6.3 | 0 | [10.0, 1.39, 0.344, 0.168, 0.1, 0.056, 0.0263, 0.01] | [10.0, 1.711, 0.516, 0.198, 0.1, 0.0634, 0.0303, 0.01] | 0 | [19.0, 19.5, 20.4, 20.8, 22.0, 25.0, 32.0, 48.0] | [38.0, 40.0, 43.0, 48.0, 53.0, 60.0, 75.0, 118.0]
HV 63A | HV 63A | 63 | 0 | [10.0, 2.84, 0.368, 0.164, 0.1, 0.0621, 0.0378, 0.0195, 0.01] | [10.0, 1.82, 0.344, 0.1, 0.0467, 0.0269, 0.01] | 0 | [189.0, 220.0, 300.0, 350.0, 393.0, 450.0, 530.0, 700.0, 961.0] | [378.0, 500.0, 700.0, 934.0, 1200.0, 1500.0, 2366.0]
HV 80A | HV 80A | 80 | 0 | [10.0, 2.05, 0.369, 0.198, 0.1, 0.051, 0.0298, 0.01] | [10.0, 4.15, 1.03, 0.198, 0.1, 0.051, 0.0172, 0.01] | 0 | [240.0, 300.0, 400.0, 450.0, 530.0, 650.0, 800.0, 1311.0] | [480.0, 550.0, 700.0, 1000.0, 1260.0, 1600.0, 2500.0, 3227.0]
Siemens NH-1-100 | Siemens NH-1-100 | 100 | [5400.0, 2000.0, 400.0, 20.0, 1.0, 0.2, 0.012, 0.004] | 0 | 0 | [150.0, 190.0, 250.0, 430.0, 900.0, 1250.0, 2700.0, 3600.0] | 0 | 0
Siemens NH-1-125 | Siemens NH-1-125 | 125 | [4800.0, 120.0, 7.0, 0.1, 0.004] | 0 | 0 | [180.0, 400.0, 740.0, 2000.0, 4250.0] | 0 | 0
Siemens NH-1-16 | Siemens NH-1-16 | 16 | [4000.0, 400.0, 2.0, 0.1, 0.04, 0.01] | 0 | 0 | [26.0, 35.0, 75.0, 150.0, 200.0, 300.0] | 0 | 0
Siemens NH-1-160 | Siemens NH-1-160 | 160 | [4800.0, 120.0, 7.0, 0.1, 0.004] | 0 | 0 | [210.0, 500.0, 900.0, 2300.0, 5000.0] | 0 | 0
Siemens NH-1-25 | Siemens NH-1-25 | 25 | [4000.0, 1000.0, 10.0, 0.2, 0.02, 0.01] | 0 | 0 | [40.0, 50.0, 100.0, 210.0, 400.0, 500.0] | 0 | 0
Siemens NH-1-50 | Siemens NH-1-50 | 50 | [4000.0, 40.0, 4.0, 1.0, 0.02, 0.01] | 0 | 0 | [86.0, 200.0, 300.0, 400.0, 1000.0, 1280.0] | 0 | 0
Siemens NH-1-63 | Siemens NH-1-63 | 63 | [4000.0, 100.0, 10.0, 2.0, 0.04, 0.01] | 0 | 0 | [100.0, 200.0, 300.0, 400.0, 1000.0, 1500.0] | 0 | 0
Siemens NH-1-80 | Siemens NH-1-80 | 80 | [4800.0, 120.0, 7.0, 0.1, 0.01] | 0 | 0 | [150.58, 250.0, 450.0, 1150.0, 2470.0] | 0 | 0
Siemens NH-2-1000 | Siemens NH-2-1000 | 1000 | [4800.0, 120.0, 7.0, 0.1, 0.004] | 0 | 0 | [1900.0, 3500.0, 8400.0, 24000.0, 52000.0] | 0 | 0
Siemens NH-2-200 | Siemens NH-2-200 | 200 | [4800.0, 120.0, 7.0, 0.1, 0.004] | 0 | 0 | [280.0, 650.0, 1200.0, 3000.0, 7000.0] | 0 | 0
Siemens NH-2-224 | Siemens NH-2-224 | 224 | [4800.0, 120.0, 7.0, 0.2, 0.04, 0.004] | 0 | 0 | [400.0, 750.0, 1453.0, 3025.0, 4315.0, 7600.0] | 0 | 0
Siemens NH-2-250 | Siemens NH-2-250 | 250 | [4800.0, 120.0, 7.0, 0.1, 0.004] | 0 | 0 | [450.0, 800.0, 1650.0, 4000.0, 8500.0] | 0 | 0
Siemens NH-2-315 | Siemens NH-2-315 | 315 | [4800.0, 120.0, 7.0, 0.1, 0.004] | 0 | 0 | [550.0, 920.0, 1900.0, 5000.0, 11000.0] | 0 | 0
Siemens NH-2-355 | Siemens NH-2-355 | 355 | [4800.0, 120.0, 6.0, 0.1, 0.004] | 0 | 0 | [650.0, 1116.27, 2350.0, 5840.0, 12790.0] | 0 | 0
Siemens NH-2-400 | Siemens NH-2-400 | 400 | [4800.0, 120.0, 7.0, 0.1, 0.004] | 0 | 0 | [720.0, 1350.0, 2800.0, 6500.0, 15000.0] | 0 | 0
Siemens NH-2-425 | Siemens NH-2-425 | 425 | [4800.0, 120.0, 7.0, 0.1, 0.004] | 0 | 0 | [850.0, 1500.0, 3050.0, 7500.0, 16500.0] | 0 | 0
Siemens NH-2-630 | Siemens NH-2-630 | 630 | [4800.0, 120.0, 7.0, 0.1, 0.004] | 0 | 0 | [1200.0, 2000.0, 4800.0, 12000.0, 26000.0] | 0 | 0

## dtypes
| element | column | dtype
0 | bus | name | object
1 | bus | vn_kv | float64
2 | bus | type | object
3 | bus | zone | object
4 | bus | in_service | bool
5 | load | name | object
6 | load | bus | uint32
7 | load | p_mw | float64
8 | load | q_mvar | float64
9 | load | const_z_percent | float64
10 | load | const_i_percent | float64
11 | load | sn_mva | float64
12 | load | scaling | float64
13 | load | in_service | bool
14 | load | type | object
15 | ext_grid | name | object
16 | ext_grid | bus | uint32
17 | ext_grid | vm_pu | float64
18 | ext_grid | va_degree | float64
19 | ext_grid | slack_weight | float64
20 | ext_grid | in_service | bool
21 | line | name | object
22 | line | std_type | object
23 | line | from_bus | uint32
24 | line | to_bus | uint32
25 | line | length_km | float64
26 | line | r_ohm_per_km | float64
27 | line | x_ohm_per_km | float64
28 | line | c_nf_per_km | float64
29 | line | g_us_per_km | float64
30 | line | max_i_ka | float64
31 | line | df | float64
32 | line | parallel | uint32
33 | line | type | object
34 | line | in_service | bool
35 | trafo | name | object
36 | trafo | std_type | object
37 | trafo | hv_bus | uint32
38 | trafo | lv_bus | uint32
39 | trafo | sn_mva | float64
40 | trafo | vn_hv_kv | float64
41 | trafo | vn_lv_kv | float64
42 | trafo | vk_percent | float64
43 | trafo | vkr_percent | float64
44 | trafo | pfe_kw | float64
45 | trafo | i0_percent | float64
46 | trafo | shift_degree | float64
47 | trafo | tap_side | object
48 | trafo | tap_neutral | int32
49 | trafo | tap_min | int32
50 | trafo | tap_max | int32
51 | trafo | tap_step_percent | float64
52 | trafo | tap_step_degree | float64
53 | trafo | tap_pos | int32
54 | trafo | tap_phase_shifter | bool
55 | trafo | parallel | uint32
56 | trafo | df | float64
57 | trafo | in_service | bool
58 | line_geodata | coords | object
59 | bus_geodata | x | float64
60 | bus_geodata | y | float64
61 | bus_geodata | coords | object

## parameters
| version | format_version | converged | OPF_converged | name | f_hz | sn_mva
0 | 2.14.6 | 2.14.0 | FALSE | FALSE |  | 50 | 1