## bus
| name | vn_kv | type | zone | in_service
0 | bus_LV_843-9_1_4_node_19 | 0.4 | n |  | TRUE
1 | bus_LV_843-9_1_4_node_20 | 0.4 | n |  | TRUE
2 | bus_LV_843-9_1_4_node_21 | 0.4 | n |  | TRUE
3 | bus_LV_843-9_1_4_node_22 | 0.4 | n |  | TRUE
4 | bus_LV_843-9_1_4_node_23 | 0.4 | n |  | TRUE
5 | bus_LV_843-9_1_4_node_24 | 0.4 | n |  | TRUE
6 | bus_LV_843-9_1_4_node_25 | 0.4 | n |  | TRUE
7 | bus_LV_843-9_1_4_node_26 | 0.4 | n |  | TRUE
8 | bus_LV_843-9_1_4_node_27 | 0.4 | n |  | TRUE
9 | bus_LV_843-9_1_4_node_28 | 0.4 | n |  | TRUE
10 | bus_LV_843-9_1_4_node_29 | 0.4 | n |  | TRUE
11 | bus_LV_843-9_1_4_node_258 | 0.4 | n |  | TRUE
12 | bus_LV_843-9_1_4_node_257 | 0.4 | n |  | TRUE
13 | bus_LV_843-9_1_4_node_260 | 0.4 | n |  | TRUE
14 | bus_LV_843-9_1_4_node_143 | 0.4 | n |  | TRUE
15 | bus_LV_843-9_1_4_node_259 | 0.4 | n |  | TRUE
16 | bus_LV_843-9_1_4_node_245 | 0.4 | n |  | TRUE
17 | bus_LV_843-9_1_4_node_261 | 0.4 | n |  | TRUE
18 | bus_LV_843-9_1_4_node_30 | 0.4 | n |  | TRUE
19 | bus_LV_843-9_1_4_node_31 | 0.4 | n |  | TRUE
20 | bus_LV_843-9_1_4_node_32 | 0.4 | n |  | TRUE
21 | bus_LV_843-9_1_4_node_33 | 0.4 | n |  | TRUE
22 | bus_LV_843-9_1_4_node_34 | 0.4 | n |  | TRUE
23 | bus_LV_843-9_1_4_node_35 | 0.4 | n |  | TRUE
24 | bus_LV_843-9_1_4_node_36 | 0.4 | n |  | TRUE
25 | bus_LV_843-9_1_4_node_37 | 0.4 | n |  | TRUE
26 | bus_LV_843-9_1_4_node_42 | 0.4 | n |  | TRUE
27 | bus_LV_843-9_1_4_node_41 | 0.4 | n |  | TRUE
28 | bus_LV_843-9_1_4_node_40 | 0.4 | n |  | TRUE
29 | bus_LV_843-9_1_4_node_43 | 0.4 | n |  | TRUE
30 | bus_LV_843-9_1_4_node_53 | 0.4 | n |  | TRUE
31 | bus_LV_843-9_1_4_node_38 | 0.4 | n |  | TRUE
32 | bus_LV_843-9_1_4_node_39 | 0.4 | n |  | TRUE
33 | bus_LV_843-9_1_4_node_46 | 0.4 | n |  | TRUE
34 | bus_LV_843-9_1_4_node_47 | 0.4 | n |  | TRUE
35 | bus_LV_843-9_1_4_node_48 | 0.4 | n |  | TRUE
36 | bus_LV_843-9_1_4_node_44 | 0.4 | n |  | TRUE
37 | bus_LV_843-9_1_4_node_51 | 0.4 | n |  | TRUE
38 | bus_LV_843-9_1_4_node_52 | 0.4 | n |  | TRUE
39 | bus_LV_843-9_1_4_node_277 | 0.4 | n |  | TRUE
40 | bus_LV_843-9_1_4_node_195 | 0.4 | n |  | TRUE
41 | bus_LV_843-9_1_4_node_176 | 0.4 | n |  | TRUE
42 | bus_LV_843-9_1_4_node_174 | 0.4 | n |  | TRUE
43 | bus_LV_843-9_1_4_node_45 | 0.4 | n |  | TRUE
44 | bus_LV_843-9_1_4_node_49 | 0.4 | n |  | TRUE
45 | bus_LV_843-9_1_4_node_50 | 0.4 | n |  | TRUE
46 | bus_LV_843-9_1_4_node_58 | 0.4 | n |  | TRUE
47 | bus_LV_843-9_1_4_node_62 | 0.4 | n |  | TRUE
48 | bus_LV_843-9_1_4_node_63 | 0.4 | n |  | TRUE
49 | bus_LV_843-9_1_4_node_54 | 0.4 | n |  | TRUE
50 | bus_LV_843-9_1_4_node_55 | 0.4 | n |  | TRUE
51 | bus_LV_843-9_1_4_node_191 | 0.4 | n |  | TRUE
52 | bus_LV_843-9_1_4_node_193 | 0.4 | n |  | TRUE
53 | bus_LV_843-9_1_4_node_189 | 0.4 | n |  | TRUE
54 | bus_LV_843-9_1_4_node_56 | 0.4 | n |  | TRUE
55 | bus_LV_843-9_1_4_node_61 | 0.4 | n |  | TRUE
56 | bus_LV_843-9_1_4_node_59 | 0.4 | n |  | TRUE
57 | bus_LV_843-9_1_4_node_60 | 0.4 | n |  | TRUE
58 | bus_LV_843-9_1_4_node_64 | 0.4 | n |  | TRUE
59 | bus_LV_843-9_1_4_node_65 | 0.4 | n |  | TRUE
60 | bus_LV_843-9_1_4_node_268 | 0.4 | n |  | TRUE
61 | bus_LV_843-9_1_4_node_267 | 0.4 | n |  | TRUE
62 | bus_LV_843-9_1_4_node_84 | 0.4 | n |  | TRUE
63 | bus_LV_843-9_1_4_node_101 | 0.4 | n |  | TRUE
64 | bus_LV_843-9_1_4_node_102 | 0.4 | n |  | TRUE
65 | bus_LV_843-9_1_4_node_223 | 0.4 | n |  | TRUE
66 | bus_LV_843-9_1_4_node_254 | 0.4 | n |  | TRUE
67 | bus_LV_843-9_1_4_node_251 | 0.4 | n |  | TRUE
68 | bus_LV_843-9_1_4_node_224 | 0.4 | n |  | TRUE
69 | bus_LV_843-9_1_4_node_225 | 0.4 | n |  | TRUE
70 | bus_LV_843-9_1_4_node_256 | 0.4 | n |  | TRUE
71 | bus_LV_843-9_1_4_node_252 | 0.4 | n |  | TRUE
72 | bus_LV_843-9_1_4_node_250 | 0.4 | n |  | TRUE
73 | bus_LV_843-9_1_4_node_104 | 0.4 | n |  | TRUE
74 | bus_LV_843-9_1_4_node_105 | 0.4 | n |  | TRUE
75 | bus_LV_843-9_1_4_node_106 | 0.4 | n |  | TRUE
76 | bus_LV_843-9_1_4_node_107 | 0.4 | n |  | TRUE
77 | bus_LV_843-9_1_4_node_108 | 0.4 | n |  | TRUE
78 | bus_LV_843-9_1_4_node_110 | 0.4 | n |  | TRUE
79 | bus_LV_843-9_1_4_node_122 | 0.4 | n |  | TRUE
80 | bus_LV_843-9_1_4_node_111 | 0.4 | n |  | TRUE
81 | bus_LV_843-9_1_4_node_109 | 0.4 | n |  | TRUE
82 | bus_LV_843-9_1_4_node_112 | 0.4 | n |  | TRUE
83 | bus_LV_843-9_1_4_node_113 | 0.4 | n |  | TRUE
84 | bus_LV_843-9_1_4_node_114 | 0.4 | n |  | TRUE
85 | bus_LV_843-9_1_4_node_149 | 0.4 | n |  | TRUE
86 | bus_LV_843-9_1_4_node_145 | 0.4 | n |  | TRUE
87 | bus_LV_843-9_1_4_node_241 | 0.4 | n |  | TRUE
88 | bus_LV_843-9_1_4_node_238 | 0.4 | n |  | TRUE
89 | bus_LV_843-9_1_4_node_234 | 0.4 | n |  | TRUE
90 | bus_LV_843-9_1_4_node_249 | 0.4 | n |  | TRUE
91 | bus_LV_843-9_1_4_node_147 | 0.4 | n |  | TRUE
92 | bus_LV_843-9_1_4_node_144 | 0.4 | n |  | TRUE
93 | bus_LV_843-9_1_4_node_227 | 0.4 | n |  | TRUE
94 | bus_LV_843-9_1_4_node_240 | 0.4 | n |  | TRUE
95 | bus_LV_843-9_1_4_node_239 | 0.4 | n |  | TRUE
96 | bus_LV_843-9_1_4_node_128 | 0.4 | n |  | TRUE
97 | bus_LV_843-9_1_4_node_129 | 0.4 | n |  | TRUE
98 | bus_LV_843-9_1_4_node_127 | 0.4 | n |  | TRUE
99 | bus_LV_843-9_1_4_node_134 | 0.4 | n |  | TRUE
100 | bus_LV_843-9_1_4_node_130 | 0.4 | n |  | TRUE
101 | bus_LV_843-9_1_4_node_137 | 0.4 | n |  | TRUE
102 | bus_LV_843-9_1_4_node_135 | 0.4 | n |  | TRUE
103 | bus_LV_843-9_1_4_node_133 | 0.4 | n |  | TRUE
104 | bus_LV_843-9_1_4_node_146 | 0.4 | n |  | TRUE
105 | bus_LV_843-9_1_4_node_148 | 0.4 | n |  | TRUE
106 | bus_LV_843-9_1_4_node_242 | 0.4 | n |  | TRUE
107 | bus_LV_843-9_1_4_node_248 | 0.4 | n |  | TRUE
108 | bus_LV_843-9_1_4_node_150 | 0.4 | n |  | TRUE
109 | bus_LV_843-9_1_4_node_151 | 0.4 | n |  | TRUE
110 | bus_LV_843-9_1_4_node_152 | 0.4 | n |  | TRUE
111 | bus_LV_843-9_1_4_node_153 | 0.4 | n |  | TRUE
112 | bus_LV_843-9_1_4_node_154 | 0.4 | n |  | TRUE
113 | bus_LV_843-9_1_4_node_155 | 0.4 | n |  | TRUE
114 | bus_LV_843-9_1_4_node_156 | 0.4 | n |  | TRUE
115 | bus_LV_843-9_1_4_node_157 | 0.4 | n |  | TRUE
116 | bus_LV_843-9_1_4_node_158 | 0.4 | n |  | TRUE
117 | bus_LV_843-9_1_4_node_216 | 0.4 | n |  | TRUE
118 | bus_LV_843-9_1_4_node_212 | 0.4 | n |  | TRUE
119 | bus_LV_843-9_1_4_node_243 | 0.4 | n |  | TRUE
120 | bus_LV_843-9_1_4_node_246 | 0.4 | n |  | TRUE
121 | bus_LV_843-9_1_4_node_213 | 0.4 | n |  | TRUE
122 | bus_LV_843-9_1_4_node_244 | 0.4 | n |  | TRUE
123 | bus_LV_843-9_1_4_node_163 | 0.4 | n |  | TRUE
124 | bus_LV_843-9_1_4_node_164 | 0.4 | n |  | TRUE
125 | bus_LV_843-9_1_4_node_165 | 0.4 | n |  | TRUE
126 | bus_LV_843-9_1_4_node_166 | 0.4 | n |  | TRUE
127 | bus_LV_843-9_1_4_node_167 | 0.4 | n |  | TRUE
128 | bus_LV_843-9_1_4_node_168 | 0.4 | n |  | TRUE
129 | bus_LV_843-9_1_4_node_169 | 0.4 | n |  | TRUE
130 | bus_LV_843-9_1_4_node_170 | 0.4 | n |  | TRUE
131 | bus_LV_843-9_1_4_node_177 | 0.4 | n |  | TRUE
132 | bus_LV_843-9_1_4_node_171 | 0.4 | n |  | TRUE
133 | bus_LV_843-9_1_4_node_172 | 0.4 | n |  | TRUE
134 | bus_LV_843-9_1_4_node_175 | 0.4 | n |  | TRUE
135 | bus_LV_843-9_1_4_node_173 | 0.4 | n |  | TRUE
136 | bus_LV_843-9_1_4_node_178 | 0.4 | n |  | TRUE
137 | bus_LV_843-9_1_4_node_179 | 0.4 | n |  | TRUE
138 | bus_LV_843-9_1_4_node_180 | 0.4 | n |  | TRUE
139 | bus_LV_843-9_1_4_node_181 | 0.4 | n |  | TRUE
140 | bus_LV_843-9_1_4_node_182 | 0.4 | n |  | TRUE
141 | bus_LV_843-9_1_4_node_183 | 0.4 | n |  | TRUE
142 | bus_LV_843-9_1_4_node_184 | 0.4 | n |  | TRUE
143 | bus_LV_843-9_1_4_node_210 | 0.4 | n |  | TRUE
144 | bus_LV_843-9_1_4_node_185 | 0.4 | n |  | TRUE
145 | bus_LV_843-9_1_4_node_207 | 0.4 | n |  | TRUE
146 | bus_LV_843-9_1_4_node_211 | 0.4 | n |  | TRUE
147 | bus_LV_843-9_1_4_node_208 | 0.4 | n |  | TRUE
148 | bus_LV_843-9_1_4_node_209 | 0.4 | n |  | TRUE
149 | bus_LV_843-9_1_4_node_186 | 0.4 | n |  | TRUE
150 | bus_LV_843-9_1_4_node_187 | 0.4 | n |  | TRUE
151 | bus_LV_843-9_1_4_node_188 | 0.4 | n |  | TRUE
152 | bus_LV_843-9_1_4_node_204 | 0.4 | n |  | TRUE
153 | bus_LV_843-9_1_4_node_203 | 0.4 | n |  | TRUE
154 | bus_LV_843-9_1_4_node_205 | 0.4 | n |  | TRUE
155 | bus_LV_843-9_1_4_node_206 | 0.4 | n |  | TRUE
156 | bus_LV_843-9_1_4_node_202 | 0.4 | n |  | TRUE
157 | bus_LV_843-9_1_4_node_190 | 0.4 | n |  | TRUE
158 | bus_LV_843-9_1_4_node_192 | 0.4 | n |  | TRUE
159 | bus_LV_843-9_1_4_node_194 | 0.4 | n |  | TRUE
160 | bus_LV_843-9_1_4_node_196 | 0.4 | n |  | TRUE
161 | bus_LV_843-9_1_4_node_197 | 0.4 | n |  | TRUE
162 | bus_LV_843-9_1_4_node_198 | 0.4 | n |  | TRUE
163 | bus_LV_843-9_1_4_node_199 | 0.4 | n |  | TRUE
164 | bus_LV_843-9_1_4_node_200 | 0.4 | n |  | TRUE
165 | bus_LV_843-9_1_4_node_201 | 0.4 | n |  | TRUE
166 | bus_LV_843-9_1_4_node_218 | 0.4 | n |  | TRUE
167 | bus_LV_843-9_1_4_node_217 | 0.4 | n |  | TRUE
168 | bus_LV_843-9_1_4_node_219 | 0.4 | n |  | TRUE
169 | bus_LV_843-9_1_4_node_215 | 0.4 | n |  | TRUE
170 | bus_LV_843-9_1_4_node_214 | 0.4 | n |  | TRUE
171 | bus_LV_843-9_1_4_node_247 | 0.4 | n |  | TRUE
172 | bus_LV_843-9_1_4_node_220 | 0.4 | n |  | TRUE
173 | bus_LV_843-9_1_4_node_221 | 0.4 | n |  | TRUE
174 | bus_LV_843-9_1_4_node_222 | 0.4 | n |  | TRUE
175 | bus_LV_843-9_1_4_node_228 | 0.4 | n |  | TRUE
176 | bus_LV_843-9_1_4_node_255 | 0.4 | n |  | TRUE
177 | bus_LV_843-9_1_4_node_226 | 0.4 | n |  | TRUE
178 | bus_LV_843-9_1_4_node_253 | 0.4 | n |  | TRUE
179 | bus_LV_843-9_1_4_node_262 | 0.4 | n |  | TRUE
180 | bus_LV_843-9_1_4_node_263 | 0.4 | n |  | TRUE
181 | bus_LV_843-9_1_4_node_264 | 0.4 | n |  | TRUE
182 | bus_LV_843-9_1_4_node_265 | 0.4 | n |  | TRUE
183 | bus_LV_843-9_1_4_node_266 | 0.4 | n |  | TRUE
184 | bus_MV_210_0_node_195 | 20 | n |  | TRUE

## load
| name | bus | p_mw | q_mvar | const_z_percent | const_i_percent | sn_mva | scaling | in_service | type
0 | LV_843-9_1_4_load_19 | 0 | 0.0027624 | 0.00069231 | 0 | 0 |  | 1 | TRUE | wye
1 | LV_843-9_1_4_load_20 | 1 | 0.00042901 | 0.00010752 | 0 | 0 |  | 1 | TRUE | wye
2 | LV_843-9_1_4_load_24 | 5 | 0.00048135 | 0.00012064 | 0 | 0 |  | 1 | TRUE | wye
3 | LV_843-9_1_4_load_26 | 7 | 0.00089337 | 0.0002239 | 0 | 0 |  | 1 | TRUE | wye
4 | LV_843-9_1_4_load_27 | 8 | 0.0013789 | 0.00034557 | 0 | 0 |  | 1 | TRUE | wye
5 | LV_843-9_1_4_load_28 | 9 | 0.00023464 | 5.8806e-05 | 0 | 0 |  | 1 | TRUE | wye
6 | LV_843-9_1_4_load_29 | 10 | 0.0004244 | 0.00010637 | 0 | 0 |  | 1 | TRUE | wye
7 | LV_843-9_1_4_load_258 | 11 | 0.0019682 | 0.00049328 | 0 | 0 |  | 1 | TRUE | wye
8 | LV_843-9_1_4_load_257 | 12 | 0.00047405 | 0.00011881 | 0 | 0 |  | 1 | TRUE | wye
9 | LV_843-9_1_4_load_260 | 13 | 0.00073617 | 0.0001845 | 0 | 0 |  | 1 | TRUE | wye
10 | LV_843-9_1_4_load_143 | 14 | 0.00033643 | 8.4318e-05 | 0 | 0 |  | 1 | TRUE | wye
11 | LV_843-9_1_4_load_259 | 15 | 0.00039796 | 9.9738e-05 | 0 | 0 |  | 1 | TRUE | wye
12 | LV_843-9_1_4_load_245 | 16 | 0.00027338 | 6.8517e-05 | 0 | 0 |  | 1 | TRUE | wye
13 | LV_843-9_1_4_load_261 | 17 | 0.00059886 | 0.00015009 | 0 | 0 |  | 1 | TRUE | wye
14 | LV_843-9_1_4_load_30 | 18 | 0.00063891 | 0.00016013 | 0 | 0 |  | 1 | TRUE | wye
15 | LV_843-9_1_4_load_32 | 20 | 0.00035264 | 8.8379e-05 | 0 | 0 |  | 1 | TRUE | wye
16 | LV_843-9_1_4_load_33 | 21 | 0.00041556 | 0.00010415 | 0 | 0 |  | 1 | TRUE | wye
17 | LV_843-9_1_4_load_37 | 25 | 0.0010372 | 0.00025996 | 0 | 0 |  | 1 | TRUE | wye
18 | LV_843-9_1_4_load_41 | 27 | 0.00069752 | 0.00017482 | 0 | 0 |  | 1 | TRUE | wye
19 | LV_843-9_1_4_load_43 | 29 | 0.00036726 | 9.2043e-05 | 0 | 0 |  | 1 | TRUE | wye
20 | LV_843-9_1_4_load_53 | 30 | 0.0011633 | 0.00029154 | 0 | 0 |  | 1 | TRUE | wye
21 | LV_843-9_1_4_load_38 | 31 | 0.00022548 | 5.6511e-05 | 0 | 0 |  | 1 | TRUE | wye
22 | LV_843-9_1_4_load_39 | 32 | 0.00020497 | 5.137e-05 | 0 | 0 |  | 1 | TRUE | wye
23 | LV_843-9_1_4_load_48 | 35 | 0.00034145 | 8.5575e-05 | 0 | 0 |  | 1 | TRUE | wye
24 | LV_843-9_1_4_load_44 | 36 | 0.00054761 | 0.00013724 | 0 | 0 |  | 1 | TRUE | wye
25 | LV_843-9_1_4_load_51 | 37 | 0.000263 | 6.5914e-05 | 0 | 0 |  | 1 | TRUE | wye
26 | LV_843-9_1_4_load_277 | 39 | 0.00053378 | 0.00013378 | 0 | 0 |  | 1 | TRUE | wye
27 | LV_843-9_1_4_load_195 | 40 | 0.000524 | 0.00013133 | 0 | 0 |  | 1 | TRUE | wye
28 | LV_843-9_1_4_load_176 | 41 | 0.00043992 | 0.00011026 | 0 | 0 |  | 1 | TRUE | wye
29 | LV_843-9_1_4_load_174 | 42 | 0.000614 | 0.00015388 | 0 | 0 |  | 1 | TRUE | wye
30 | LV_843-9_1_4_load_45 | 43 | 0.0005189 | 0.00013005 | 0 | 0 |  | 1 | TRUE | wye
31 | LV_843-9_1_4_load_49 | 44 | 0.00082403 | 0.00020652 | 0 | 0 |  | 1 | TRUE | wye
32 | LV_843-9_1_4_load_58 | 46 | 0.00045893 | 0.00011502 | 0 | 0 |  | 1 | TRUE | wye
33 | LV_843-9_1_4_load_62 | 47 | 0.0002509 | 6.2881e-05 | 0 | 0 |  | 1 | TRUE | wye
34 | LV_843-9_1_4_load_63 | 48 | 0.00055553 | 0.00013923 | 0 | 0 |  | 1 | TRUE | wye
35 | LV_843-9_1_4_load_54 | 49 | 0.00076705 | 0.00019224 | 0 | 0 |  | 1 | TRUE | wye
36 | LV_843-9_1_4_load_55 | 50 | 0.00046147 | 0.00011566 | 0 | 0 |  | 1 | TRUE | wye
37 | LV_843-9_1_4_load_193 | 52 | 0.00032363 | 8.1108e-05 | 0 | 0 |  | 1 | TRUE | wye
38 | LV_843-9_1_4_load_189 | 53 | 0.00062356 | 0.00015628 | 0 | 0 |  | 1 | TRUE | wye
39 | LV_843-9_1_4_load_56 | 54 | 0.0002985 | 7.4811e-05 | 0 | 0 |  | 1 | TRUE | wye
40 | LV_843-9_1_4_load_61 | 55 | 0.00050813 | 0.00012735 | 0 | 0 |  | 1 | TRUE | wye
41 | LV_843-9_1_4_load_65 | 59 | 0.00054065 | 0.0001355 | 0 | 0 |  | 1 | TRUE | wye
42 | LV_843-9_1_4_load_268 | 60 | 0.00094884 | 0.0002378 | 0 | 0 |  | 1 | TRUE | wye
43 | LV_843-9_1_4_load_101 | 63 | 0.0004359 | 0.00010925 | 0 | 0 |  | 1 | TRUE | wye
44 | LV_843-9_1_4_load_254 | 66 | 0.0012363 | 0.00030985 | 0 | 0 |  | 1 | TRUE | wye
45 | LV_843-9_1_4_load_224 | 68 | 0.00061062 | 0.00015304 | 0 | 0 |  | 1 | TRUE | wye
46 | LV_843-9_1_4_load_225 | 69 | 0.00038125 | 9.5551e-05 | 0 | 0 |  | 1 | TRUE | wye
47 | LV_843-9_1_4_load_256 | 70 | 0.00059779 | 0.00014982 | 0 | 0 |  | 1 | TRUE | wye
48 | LV_843-9_1_4_load_252 | 71 | 0.00046737 | 0.00011713 | 0 | 0 |  | 1 | TRUE | wye
49 | LV_843-9_1_4_load_250 | 72 | 0.00062326 | 0.0001562 | 0 | 0 |  | 1 | TRUE | wye
50 | LV_843-9_1_4_load_104 | 73 | 0.0004985 | 0.00012494 | 0 | 0 |  | 1 | TRUE | wye
51 | LV_843-9_1_4_load_107 | 76 | 0.00060301 | 0.00015113 | 0 | 0 |  | 1 | TRUE | wye
52 | LV_843-9_1_4_load_108 | 77 | 0.00051978 | 0.00013027 | 0 | 0 |  | 1 | TRUE | wye
53 | LV_843-9_1_4_load_110 | 78 | 0.00144 | 0.0003609 | 0 | 0 |  | 1 | TRUE | wye
54 | LV_843-9_1_4_load_122 | 79 | 0.00016656 | 4.1745e-05 | 0 | 0 |  | 1 | TRUE | wye
55 | LV_843-9_1_4_load_111 | 80 | 0.00098663 | 0.00024727 | 0 | 0 |  | 1 | TRUE | wye
56 | LV_843-9_1_4_load_113 | 83 | 0.0005897 | 0.00014779 | 0 | 0 |  | 1 | TRUE | wye
57 | LV_843-9_1_4_load_149 | 85 | 0.00088688 | 0.00022227 | 0 | 0 |  | 1 | TRUE | wye
58 | LV_843-9_1_4_load_238 | 88 | 0.00060301 | 0.00015113 | 0 | 0 |  | 1 | TRUE | wye
59 | LV_843-9_1_4_load_234 | 89 | 0.0021023 | 0.00052689 | 0 | 0 |  | 1 | TRUE | wye
60 | LV_843-9_1_4_load_249 | 90 | 0.0011513 | 0.00028855 | 0 | 0 |  | 1 | TRUE | wye
61 | LV_843-9_1_4_load_147 | 91 | 0.0014898 | 0.00037337 | 0 | 0 |  | 1 | TRUE | wye
62 | LV_843-9_1_4_load_144 | 92 | 0.00069001 | 0.00017293 | 0 | 0 |  | 1 | TRUE | wye
63 | LV_843-9_1_4_load_227 | 93 | 0.00032297 | 8.0945e-05 | 0 | 0 |  | 1 | TRUE | wye
64 | LV_843-9_1_4_load_240 | 94 | 0.000874 | 0.00021905 | 0 | 0 |  | 1 | TRUE | wye
65 | LV_843-9_1_4_load_239 | 95 | 0.00097668 | 0.00024478 | 0 | 0 |  | 1 | TRUE | wye
66 | LV_843-9_1_4_load_128 | 96 | 0.00022779 | 5.709e-05 | 0 | 0 |  | 1 | TRUE | wye
67 | LV_843-9_1_4_load_129 | 97 | 0.00035801 | 8.9725e-05 | 0 | 0 |  | 1 | TRUE | wye
68 | LV_843-9_1_4_load_127 | 98 | 0.00030187 | 7.5655e-05 | 0 | 0 |  | 1 | TRUE | wye
69 | LV_843-9_1_4_load_134 | 99 | 0.0002504 | 6.2755e-05 | 0 | 0 |  | 1 | TRUE | wye
70 | LV_843-9_1_4_load_137 | 101 | 0.0018768 | 0.00047036 | 0 | 0 |  | 1 | TRUE | wye
71 | LV_843-9_1_4_load_135 | 102 | 0.00012827 | 3.2147e-05 | 0 | 0 |  | 1 | TRUE | wye
72 | LV_843-9_1_4_load_133 | 103 | 0.00013642 | 3.419e-05 | 0 | 0 |  | 1 | TRUE | wye
73 | LV_843-9_1_4_load_146 | 104 | 0.0016785 | 0.00042067 | 0 | 0 |  | 1 | TRUE | wye
74 | LV_843-9_1_4_load_148 | 105 | 0.00037494 | 9.3968e-05 | 0 | 0 |  | 1 | TRUE | wye
75 | LV_843-9_1_4_load_242 | 106 | 0.00099519 | 0.00024942 | 0 | 0 |  | 1 | TRUE | wye
76 | LV_843-9_1_4_load_248 | 107 | 0.0014905 | 0.00037356 | 0 | 0 |  | 1 | TRUE | wye
77 | LV_843-9_1_4_load_150 | 108 | 0.00041594 | 0.00010424 | 0 | 0 |  | 1 | TRUE | wye
78 | LV_843-9_1_4_load_153 | 111 | 0.00050622 | 0.00012687 | 0 | 0 |  | 1 | TRUE | wye
79 | LV_843-9_1_4_load_155 | 113 | 0.0012943 | 0.00032439 | 0 | 0 |  | 1 | TRUE | wye
80 | LV_843-9_1_4_load_158 | 116 | 0.00087173 | 0.00021848 | 0 | 0 |  | 1 | TRUE | wye
81 | LV_843-9_1_4_load_216 | 117 | 0.0010764 | 0.00026976 | 0 | 0 |  | 1 | TRUE | wye
82 | LV_843-9_1_4_load_243 | 119 | 0.00067363 | 0.00016883 | 0 | 0 |  | 1 | TRUE | wye
83 | LV_843-9_1_4_load_246 | 120 | 0.00033432 | 8.3788e-05 | 0 | 0 |  | 1 | TRUE | wye
84 | LV_843-9_1_4_load_213 | 121 | 0.00091632 | 0.00022965 | 0 | 0 |  | 1 | TRUE | wye
85 | LV_843-9_1_4_load_244 | 122 | 0.00052934 | 0.00013267 | 0 | 0 |  | 1 | TRUE | wye
86 | LV_843-9_1_4_load_163 | 123 | 0.00075999 | 0.00019047 | 0 | 0 |  | 1 | TRUE | wye
87 | LV_843-9_1_4_load_165 | 125 | 0.0030306 | 0.00075953 | 0 | 0 |  | 1 | TRUE | wye
88 | LV_843-9_1_4_load_166 | 126 | 0.00037871 | 9.4914e-05 | 0 | 0 |  | 1 | TRUE | wye
89 | LV_843-9_1_4_load_168 | 128 | 0.00054407 | 0.00013636 | 0 | 0 |  | 1 | TRUE | wye
90 | LV_843-9_1_4_load_169 | 129 | 0.00069111 | 0.00017321 | 0 | 0 |  | 1 | TRUE | wye
91 | LV_843-9_1_4_load_177 | 131 | 0.000231 | 5.7894e-05 | 0 | 0 |  | 1 | TRUE | wye
92 | LV_843-9_1_4_load_171 | 132 | 0.0017023 | 0.00042664 | 0 | 0 |  | 1 | TRUE | wye
93 | LV_843-9_1_4_load_172 | 133 | 0.00038628 | 9.681e-05 | 0 | 0 |  | 1 | TRUE | wye
94 | LV_843-9_1_4_load_175 | 134 | 0.0020147 | 0.00050494 | 0 | 0 |  | 1 | TRUE | wye
95 | LV_843-9_1_4_load_178 | 136 | 0.00037283 | 9.3441e-05 | 0 | 0 |  | 1 | TRUE | wye
96 | LV_843-9_1_4_load_179 | 137 | 0.00031032 | 7.7772e-05 | 0 | 0 |  | 1 | TRUE | wye
97 | LV_843-9_1_4_load_182 | 140 | 0.00058243 | 0.00014597 | 0 | 0 |  | 1 | TRUE | wye
98 | LV_843-9_1_4_load_183 | 141 | 0.00085106 | 0.0002133 | 0 | 0 |  | 1 | TRUE | wye
99 | LV_843-9_1_4_load_184 | 142 | 0.0033023 | 0.00082762 | 0 | 0 |  | 1 | TRUE | wye
100 | LV_843-9_1_4_load_185 | 144 | 0.00098312 | 0.00024639 | 0 | 0 |  | 1 | TRUE | wye
101 | LV_843-9_1_4_load_207 | 145 | 0.00097847 | 0.00024523 | 0 | 0 |  | 1 | TRUE | wye
102 | LV_843-9_1_4_load_211 | 146 | 0.00052169 | 0.00013075 | 0 | 0 |  | 1 | TRUE | wye
103 | LV_843-9_1_4_load_208 | 147 | 0.00084045 | 0.00021064 | 0 | 0 |  | 1 | TRUE | wye
104 | LV_843-9_1_4_load_186 | 149 | 0.00047938 | 0.00012014 | 0 | 0 |  | 1 | TRUE | wye
105 | LV_843-9_1_4_load_187 | 150 | 0.00091728 | 0.00022989 | 0 | 0 |  | 1 | TRUE | wye
106 | LV_843-9_1_4_load_204 | 152 | 0.00021711 | 5.4414e-05 | 0 | 0 |  | 1 | TRUE | wye
107 | LV_843-9_1_4_load_205 | 154 | 0.00068871 | 0.00017261 | 0 | 0 |  | 1 | TRUE | wye
108 | LV_843-9_1_4_load_206 | 155 | 0.00026004 | 6.5173e-05 | 0 | 0 |  | 1 | TRUE | wye
109 | LV_843-9_1_4_load_202 | 156 | 0.00097511 | 0.00024438 | 0 | 0 |  | 1 | TRUE | wye
110 | LV_843-9_1_4_load_190 | 157 | 0.0022008 | 0.00055157 | 0 | 0 |  | 1 | TRUE | wye
111 | LV_843-9_1_4_load_192 | 158 | 0.00029985 | 7.5149e-05 | 0 | 0 |  | 1 | TRUE | wye
112 | LV_843-9_1_4_load_194 | 159 | 0.00078594 | 0.00019697 | 0 | 0 |  | 1 | TRUE | wye
113 | LV_843-9_1_4_load_196 | 160 | 0.00019208 | 4.814e-05 | 0 | 0 |  | 1 | TRUE | wye
114 | LV_843-9_1_4_load_198 | 162 | 0.0004793 | 0.00012012 | 0 | 0 |  | 1 | TRUE | wye
115 | LV_843-9_1_4_load_199 | 163 | 0.00081712 | 0.00020479 | 0 | 0 |  | 1 | TRUE | wye
116 | LV_843-9_1_4_load_200 | 164 | 0.00063331 | 0.00015872 | 0 | 0 |  | 1 | TRUE | wye
117 | LV_843-9_1_4_load_201 | 165 | 0.00028942 | 7.2535e-05 | 0 | 0 |  | 1 | TRUE | wye
118 | LV_843-9_1_4_load_218 | 166 | 0.00044907 | 0.00011255 | 0 | 0 |  | 1 | TRUE | wye
119 | LV_843-9_1_4_load_217 | 167 | 0.0014477 | 0.00036283 | 0 | 0 |  | 1 | TRUE | wye
120 | LV_843-9_1_4_load_219 | 168 | 0.00047614 | 0.00011933 | 0 | 0 |  | 1 | TRUE | wye
121 | LV_843-9_1_4_load_215 | 169 | 0.0020333 | 0.00050958 | 0 | 0 |  | 1 | TRUE | wye
122 | LV_843-9_1_4_load_214 | 170 | 0.00044145 | 0.00011064 | 0 | 0 |  | 1 | TRUE | wye
123 | LV_843-9_1_4_load_247 | 171 | 0.00090962 | 0.00022797 | 0 | 0 |  | 1 | TRUE | wye
124 | LV_843-9_1_4_load_220 | 172 | 0.00036893 | 9.2464e-05 | 0 | 0 |  | 1 | TRUE | wye
125 | LV_843-9_1_4_load_221 | 173 | 0.0002419 | 6.0625e-05 | 0 | 0 |  | 1 | TRUE | wye
126 | LV_843-9_1_4_load_222 | 174 | 0.00063519 | 0.00015919 | 0 | 0 |  | 1 | TRUE | wye
127 | LV_843-9_1_4_load_255 | 176 | 0.0018592 | 0.00046595 | 0 | 0 |  | 1 | TRUE | wye
128 | LV_843-9_1_4_load_226 | 177 | 0.0003104 | 7.7793e-05 | 0 | 0 |  | 1 | TRUE | wye
129 | LV_843-9_1_4_load_253 | 178 | 0.0006445 | 0.00016153 | 0 | 0 |  | 1 | TRUE | wye
130 | LV_843-9_1_4_load_262 | 179 | 0.00088127 | 0.00022087 | 0 | 0 |  | 1 | TRUE | wye
131 | LV_843-9_1_4_load_265 | 182 | 0.00021471 | 5.3812e-05 | 0 | 0 |  | 1 | TRUE | wye
132 | LV_843-9_1_4_load_266 | 183 | 0.00025222 | 6.3213e-05 | 0 | 0 |  | 1 | TRUE | wye

## ext_grid
| name | bus | vm_pu | va_degree | slack_weight | in_service
0 |  | 152 | 1 | 0 | 1 | TRUE

## line
| name | std_type | from_bus | to_bus | length_km | r_ohm_per_km | x_ohm_per_km | c_nf_per_km | g_us_per_km | max_i_ka | df | parallel | type | in_service
0 | LV_843-9_1_4_line_0 | NAYY 4x150 SE | 0 | 1 | 0.026826 | 0.208 | 0.08 | 261 | 0 | 0.27 | 1 | 1 | cs | TRUE
1 | LV_843-9_1_4_line_1 | NAYY 4x150 SE | 0 | 2 | 0.061745 | 0.208 | 0.08 | 261 | 0 | 0.27 | 1 | 1 | cs | TRUE
2 | LV_843-9_1_4_line_2 | NAYY 4x150 SE | 1 | 3 | 0.017745 | 0.208 | 0.08 | 261 | 0 | 0.27 | 1 | 1 | cs | TRUE
3 | LV_843-9_1_4_line_3 | NAYY 4x150 SE | 2 | 4 | 0.045665 | 0.208 | 0.08 | 261 | 0 | 0.27 | 1 | 1 | cs | TRUE
4 | LV_843-9_1_4_line_4 | NAYY 4x150 SE | 2 | 5 | 0.047311 | 0.208 | 0.08 | 261 | 0 | 0.27 | 1 | 1 | cs | TRUE
5 | LV_843-9_1_4_line_5 | NAYY 4x150 SE | 3 | 6 | 0.014575 | 0.208 | 0.08 | 261 | 0 | 0.27 | 1 | 1 | cs | TRUE
6 | LV_843-9_1_4_line_6 | NAYY 4x150 SE | 3 | 7 | 0.07225 | 0.208 | 0.08 | 261 | 0 | 0.27 | 1 | 1 | cs | TRUE
7 | LV_843-9_1_4_line_7 | NAYY 4x150 SE | 4 | 8 | 0.12995 | 0.208 | 0.08 | 261 | 0 | 0.27 | 1 | 1 | cs | TRUE
8 | LV_843-9_1_4_line_8 | NAYY 4x150 SE | 4 | 9 | 0.01328 | 0.208 | 0.08 | 261 | 0 | 0.27 | 1 | 1 | cs | TRUE
9 | LV_843-9_1_4_line_9 | NAYY 4x150 SE | 5 | 10 | 0.098185 | 0.208 | 0.08 | 261 | 0 | 0.27 | 1 | 1 | cs | TRUE
10 | LV_843-9_1_4_line_10 | NAYY 4x150 SE | 6 | 11 | 0.044358 | 0.208 | 0.08 | 261 | 0 | 0.27 | 1 | 1 | cs | TRUE
11 | LV_843-9_1_4_line_11 | NAYY 4x150 SE | 7 | 12 | 0.035145 | 0.208 | 0.08 | 261 | 0 | 0.27 | 1 | 1 | cs | TRUE
12 | LV_843-9_1_4_line_12 | NAYY 4x150 SE | 9 | 13 | 0.017881 | 0.208 | 0.08 | 261 | 0 | 0.27 | 1 | 1 | cs | TRUE
13 | LV_843-9_1_4_line_13 | NAYY 4x150 SE | 10 | 14 | 0.12064 | 0.208 | 0.08 | 261 | 0 | 0.27 | 1 | 1 | cs | TRUE
14 | LV_843-9_1_4_line_14 | NAYY 4x150 SE | 11 | 15 | 0.058444 | 0.208 | 0.08 | 261 | 0 | 0.27 | 1 | 1 | cs | TRUE
15 | LV_843-9_1_4_line_15 | NAYY 4x150 SE | 12 | 16 | 0.064636 | 0.208 | 0.08 | 261 | 0 | 0.27 | 1 | 1 | cs | TRUE
16 | LV_843-9_1_4_line_16 | NAYY 4x150 SE | 13 | 17 | 0.012985 | 0.208 | 0.08 | 261 | 0 | 0.27 | 1 | 1 | cs | TRUE
17 | LV_843-9_1_4_line_17 | NAYY 4x150 SE | 16 | 122 | 0.017862 | 0.208 | 0.08 | 261 | 0 | 0.27 | 1 | 1 | cs | TRUE
18 | LV_843-9_1_4_line_18 | NAYY 4x150 SE | 18 | 19 | 0.027013 | 0.208 | 0.08 | 261 | 0 | 0.27 | 1 | 1 | cs | TRUE
19 | LV_843-9_1_4_line_19 | NAYY 4x150 SE | 18 | 20 | 0.012162 | 0.208 | 0.08 | 261 | 0 | 0.27 | 1 | 1 | cs | TRUE
20 | LV_843-9_1_4_line_20 | NAYY 4x150 SE | 19 | 21 | 0.016408 | 0.208 | 0.08 | 261 | 0 | 0.27 | 1 | 1 | cs | TRUE
21 | LV_843-9_1_4_line_21 | NAYY 4x150 SE | 19 | 22 | 0.1369 | 0.208 | 0.08 | 261 | 0 | 0.27 | 1 | 1 | cs | TRUE
22 | LV_843-9_1_4_line_22 | NAYY 4x150 SE | 21 | 23 | 0.023777 | 0.208 | 0.08 | 261 | 0 | 0.27 | 1 | 1 | cs | TRUE
23 | LV_843-9_1_4_line_23 | NAYY 4x150 SE | 22 | 24 | 0.019943 | 0.208 | 0.08 | 261 | 0 | 0.27 | 1 | 1 | cs | TRUE
24 | LV_843-9_1_4_line_24 | NAYY 4x150 SE | 22 | 25 | 0.043321 | 0.208 | 0.08 | 261 | 0 | 0.27 | 1 | 1 | cs | TRUE
25 | LV_843-9_1_4_line_25 | NAYY 4x150 SE | 23 | 26 | 0.096525 | 0.208 | 0.08 | 261 | 0 | 0.27 | 1 | 1 | cs | TRUE
26 | LV_843-9_1_4_line_26 | NAYY 4x150 SE | 24 | 27 | 0.0536 | 0.208 | 0.08 | 261 | 0 | 0.27 | 1 | 1 | cs | TRUE
27 | LV_843-9_1_4_line_27 | NAYY 4x150 SE | 24 | 28 | 0.043421 | 0.208 | 0.08 | 261 | 0 | 0.27 | 1 | 1 | cs | TRUE
28 | LV_843-9_1_4_line_28 | NAYY 4x150 SE | 26 | 29 | 0.06466 | 0.208 | 0.08 | 261 | 0 | 0.27 | 1 | 1 | cs | TRUE
29 | LV_843-9_1_4_line_29 | NAYY 4x150 SE | 27 | 30 | 0.13235 | 0.208 | 0.08 | 261 | 0 | 0.27 | 1 | 2 | cs | TRUE
30 | LV_843-9_1_4_line_30 | NAYY 4x150 SE | 28 | 31 | 0.11048 | 0.208 | 0.08 | 261 | 0 | 0.27 | 1 | 1 | cs | TRUE
31 | LV_843-9_1_4_line_31 | NAYY 4x150 SE | 29 | 41 | 0.059269 | 0.208 | 0.08 | 261 | 0 | 0.27 | 1 | 1 | cs | TRUE
32 | LV_843-9_1_4_line_32 | NAYY 4x150 SE | 30 | 38 | 0.051861 | 0.208 | 0.08 | 261 | 0 | 0.27 | 1 | 3 | cs | TRUE
33 | LV_843-9_1_4_line_33 | NAYY 4x150 SE | 31 | 32 | 0.0044197 | 0.208 | 0.08 | 261 | 0 | 0.27 | 1 | 1 | cs | TRUE
34 | LV_843-9_1_4_line_34 | NAYY 4x150 SE | 33 | 34 | 0.19583 | 0.208 | 0.08 | 261 | 0 | 0.27 | 1 | 1 | cs | TRUE
35 | LV_843-9_1_4_line_35 | NAYY 4x150 SE | 33 | 35 | 0.19247 | 0.208 | 0.08 | 261 | 0 | 0.27 | 1 | 1 | cs | TRUE
36 | LV_843-9_1_4_line_36 | NAYY 4x150 SE | 33 | 36 | 0.052254 | 0.208 | 0.08 | 261 | 0 | 0.27 | 1 | 1 | cs | TRUE
37 | LV_843-9_1_4_line_37 | NAYY 4x150 SE | 34 | 44 | 0.10509 | 0.208 | 0.08 | 261 | 0 | 0.27 | 1 | 1 | cs | TRUE
38 | LV_843-9_1_4_line_38 | NAYY 4x150 SE | 34 | 45 | 0.19368 | 0.208 | 0.08 | 261 | 0 | 0.27 | 1 | 1 | cs | TRUE
39 | LV_843-9_1_4_line_39 | NAYY 4x150 SE | 34 | 46 | 0.19905 | 0.208 | 0.08 | 261 | 0 | 0.27 | 1 | 1 | cs | TRUE
40 | LV_843-9_1_4_line_40 | NAYY 4x150 SE | 35 | 37 | 0.021684 | 0.208 | 0.08 | 261 | 0 | 0.27 | 1 | 1 | cs | TRUE
41 | LV_843-9_1_4_line_41 | NAYY 4x150 SE | 36 | 43 | 0.012809 | 0.208 | 0.08 | 261 | 0 | 0.27 | 1 | 1 | cs | TRUE
42 | LV_843-9_1_4_line_42 | NAYY 4x150 SE | 37 | 38 | 0.10431 | 0.208 | 0.08 | 261 | 0 | 0.27 | 1 | 1 | cs | TRUE
43 | LV_843-9_1_4_line_43 | NAYY 4x150 SE | 38 | 39 | 0.13177 | 0.208 | 0.08 | 261 | 0 | 0.27 | 1 | 3 | cs | TRUE
44 | LV_843-9_1_4_line_44 | NAYY 4x150 SE | 39 | 40 | 0.022455 | 0.208 | 0.08 | 261 | 0 | 0.27 | 1 | 3 | cs | TRUE
45 | LV_843-9_1_4_line_45 | NAYY 4x150 SE | 40 | 52 | 0.0054401 | 0.208 | 0.08 | 261 | 0 | 0.27 | 1 | 3 | cs | TRUE
46 | LV_843-9_1_4_line_46 | NAYY 4x150 SE | 41 | 42 | 0.023552 | 0.208 | 0.08 | 261 | 0 | 0.27 | 1 | 1 | cs | TRUE
47 | LV_843-9_1_4_line_47 | NAYY 4x150 SE | 42 | 135 | 0.016468 | 0.208 | 0.08 | 261 | 0 | 0.27 | 1 | 1 | cs | TRUE
48 | LV_843-9_1_4_line_48 | NAYY 4x150 SE | 45 | 47 | 0.034536 | 0.208 | 0.08 | 261 | 0 | 0.27 | 1 | 1 | cs | TRUE
49 | LV_843-9_1_4_line_49 | NAYY 4x150 SE | 46 | 48 | 0.16138 | 0.208 | 0.08 | 261 | 0 | 0.27 | 1 | 1 | cs | TRUE
50 | LV_843-9_1_4_line_50 | NAYY 4x150 SE | 48 | 57 | 0.12701 | 0.208 | 0.08 | 261 | 0 | 0.27 | 1 | 1 | cs | TRUE
51 | LV_843-9_1_4_line_51 | NAYY 4x150 SE | 49 | 50 | 0.036355 | 0.208 | 0.08 | 261 | 0 | 0.27 | 1 | 1 | cs | TRUE
52 | LV_843-9_1_4_line_52 | NAYY 4x150 SE | 50 | 51 | 0.033707 | 0.208 | 0.08 | 261 | 0 | 0.27 | 1 | 1 | cs | TRUE
53 | LV_843-9_1_4_line_53 | NAYY 4x150 SE | 51 | 52 | 0.204 | 0.208 | 0.08 | 261 | 0 | 0.27 | 1 | 3 | cs | TRUE
54 | LV_843-9_1_4_line_54 | NAYY 4x150 SE | 51 | 53 | 0.0048755 | 0.208 | 0.08 | 261 | 0 | 0.27 | 1 | 3 | cs | TRUE
55 | LV_843-9_1_4_line_55 | NAYY 4x150 SE | 53 | 157 | 0.030949 | 0.208 | 0.08 | 261 | 0 | 0.27 | 1 | 3 | cs | TRUE
56 | LV_843-9_1_4_line_56 | NAYY 4x150 SE | 54 | 55 | 0.18519 | 0.208 | 0.08 | 261 | 0 | 0.27 | 1 | 1 | cs | TRUE
57 | LV_843-9_1_4_line_57 | NAYY 4x150 SE | 55 | 56 | 0.036046 | 0.208 | 0.08 | 261 | 0 | 0.27 | 1 | 1 | cs | TRUE
58 | LV_843-9_1_4_line_58 | NAYY 4x150 SE | 56 | 57 | 0.10743 | 0.208 | 0.08 | 261 | 0 | 0.27 | 1 | 1 | cs | TRUE
59 | LV_843-9_1_4_line_59 | NAYY 4x150 SE | 57 | 58 | 0.13243 | 0.208 | 0.08 | 261 | 0 | 0.27 | 1 | 1 | cs | TRUE
60 | LV_843-9_1_4_line_60 | NAYY 4x150 SE | 58 | 59 | 0.072087 | 0.208 | 0.08 | 261 | 0 | 0.27 | 1 | 1 | cs | TRUE
61 | LV_843-9_1_4_line_61 | NAYY 4x150 SE | 58 | 60 | 0.32922 | 0.208 | 0.08 | 261 | 0 | 0.27 | 1 | 1 | cs | TRUE
62 | LV_843-9_1_4_line_62 | NAYY 4x150 SE | 60 | 61 | 0.32357 | 0.208 | 0.08 | 261 | 0 | 0.27 | 1 | 1 | cs | TRUE
63 | LV_843-9_1_4_line_63 | NAYY 4x150 SE | 61 | 183 | 0.12204 | 0.208 | 0.08 | 261 | 0 | 0.27 | 1 | 1 | cs | TRUE
64 | LV_843-9_1_4_line_64 | NAYY 4x150 SE | 62 | 63 | 0.098846 | 0.208 | 0.08 | 261 | 0 | 0.27 | 1 | 1 | cs | TRUE
65 | LV_843-9_1_4_line_65 | NAYY 4x150 SE | 62 | 64 | 0.12573 | 0.208 | 0.08 | 261 | 0 | 0.27 | 1 | 1 | cs | TRUE
66 | LV_843-9_1_4_line_66 | NAYY 4x150 SE | 63 | 65 | 0.061146 | 0.208 | 0.08 | 261 | 0 | 0.27 | 1 | 1 | cs | TRUE
67 | LV_843-9_1_4_line_67 | NAYY 4x150 SE | 64 | 66 | 0.026327 | 0.208 | 0.08 | 261 | 0 | 0.27 | 1 | 1 | cs | TRUE
68 | LV_843-9_1_4_line_68 | NAYY 4x150 SE | 64 | 67 | 0.21261 | 0.208 | 0.08 | 261 | 0 | 0.27 | 1 | 1 | cs | TRUE
69 | LV_843-9_1_4_line_69 | NAYY 4x150 SE | 65 | 68 | 0.026356 | 0.208 | 0.08 | 261 | 0 | 0.27 | 1 | 1 | cs | TRUE
70 | LV_843-9_1_4_line_70 | NAYY 4x150 SE | 65 | 69 | 0.20916 | 0.208 | 0.08 | 261 | 0 | 0.27 | 1 | 1 | cs | TRUE
71 | LV_843-9_1_4_line_71 | NAYY 4x150 SE | 66 | 70 | 0.018815 | 0.208 | 0.08 | 261 | 0 | 0.27 | 1 | 1 | cs | TRUE
72 | LV_843-9_1_4_line_72 | NAYY 4x150 SE | 67 | 71 | 0.016126 | 0.208 | 0.08 | 261 | 0 | 0.27 | 1 | 1 | cs | TRUE
73 | LV_843-9_1_4_line_73 | NAYY 4x150 SE | 67 | 72 | 0.10243 | 0.208 | 0.08 | 261 | 0 | 0.27 | 1 | 1 | cs | TRUE
74 | LV_843-9_1_4_line_74 | NAYY 4x150 SE | 68 | 177 | 0.0057673 | 0.208 | 0.08 | 261 | 0 | 0.27 | 1 | 1 | cs | TRUE
75 | LV_843-9_1_4_line_75 | NAYY 4x150 SE | 69 | 93 | 0.0053348 | 0.208 | 0.08 | 261 | 0 | 0.27 | 1 | 3 | cs | TRUE
76 | LV_843-9_1_4_line_76 | NAYY 4x150 SE | 69 | 175 | 0.12576 | 0.208 | 0.08 | 261 | 0 | 0.27 | 1 | 3 | cs | TRUE
77 | LV_843-9_1_4_line_77 | NAYY 4x150 SE | 71 | 178 | 0.012863 | 0.208 | 0.08 | 261 | 0 | 0.27 | 1 | 1 | cs | TRUE
78 | LV_843-9_1_4_line_78 | NAYY 4x150 SE | 73 | 74 | 0.054422 | 0.208 | 0.08 | 261 | 0 | 0.27 | 1 | 1 | cs | TRUE
79 | LV_843-9_1_4_line_79 | NAYY 4x150 SE | 73 | 75 | 0.10406 | 0.208 | 0.08 | 261 | 0 | 0.27 | 1 | 1 | cs | TRUE
80 | LV_843-9_1_4_line_80 | NAYY 4x150 SE | 74 | 76 | 0.08193 | 0.208 | 0.08 | 261 | 0 | 0.27 | 1 | 1 | cs | TRUE
81 | LV_843-9_1_4_line_81 | NAYY 4x150 SE | 74 | 77 | 0.014142 | 0.208 | 0.08 | 261 | 0 | 0.27 | 1 | 1 | cs | TRUE
82 | LV_843-9_1_4_line_82 | NAYY 4x150 SE | 75 | 78 | 0.087213 | 0.208 | 0.08 | 261 | 0 | 0.27 | 1 | 1 | cs | TRUE
83 | LV_843-9_1_4_line_83 | NAYY 4x150 SE | 76 | 79 | 0.11814 | 0.208 | 0.08 | 261 | 0 | 0.27 | 1 | 1 | cs | TRUE
84 | LV_843-9_1_4_line_84 | NAYY 4x150 SE | 77 | 80 | 0.0010494 | 0.208 | 0.08 | 261 | 0 | 0.27 | 1 | 1 | cs | TRUE
85 | LV_843-9_1_4_line_85 | NAYY 4x150 SE | 78 | 84 | 0.088494 | 0.208 | 0.08 | 261 | 0 | 0.27 | 1 | 1 | cs | TRUE
86 | LV_843-9_1_4_line_86 | NAYY 4x150 SE | 79 | 96 | 0.0064169 | 0.208 | 0.08 | 261 | 0 | 0.27 | 1 | 1 | cs | TRUE
87 | LV_843-9_1_4_line_87 | NAYY 4x150 SE | 81 | 82 | 0.07717 | 0.208 | 0.08 | 261 | 0 | 0.27 | 1 | 3 | cs | TRUE
88 | LV_843-9_1_4_line_88 | NAYY 4x150 SE | 81 | 83 | 0.037972 | 0.208 | 0.08 | 261 | 0 | 0.27 | 1 | 3 | cs | TRUE
89 | LV_843-9_1_4_line_89 | NAYY 4x150 SE | 82 | 85 | 0.094555 | 0.208 | 0.08 | 261 | 0 | 0.27 | 1 | 3 | cs | TRUE
90 | LV_843-9_1_4_line_90 | NAYY 4x150 SE | 82 | 86 | 0.042842 | 0.208 | 0.08 | 261 | 0 | 0.27 | 1 | 1 | cs | TRUE
91 | LV_843-9_1_4_line_91 | NAYY 4x150 SE | 83 | 87 | 0.0005522 | 0.208 | 0.08 | 261 | 0 | 0.27 | 1 | 3 | cs | TRUE
92 | LV_843-9_1_4_line_92 | NAYY 4x150 SE | 84 | 88 | 0.024504 | 0.208 | 0.08 | 261 | 0 | 0.27 | 1 | 1 | cs | TRUE
93 | LV_843-9_1_4_line_93 | NAYY 4x150 SE | 84 | 89 | 0.0061089 | 0.208 | 0.08 | 261 | 0 | 0.27 | 1 | 1 | cs | TRUE
94 | LV_843-9_1_4_line_94 | NAYY 4x150 SE | 85 | 90 | 0.012779 | 0.208 | 0.08 | 261 | 0 | 0.27 | 1 | 3 | cs | TRUE
95 | LV_843-9_1_4_line_95 | NAYY 4x150 SE | 86 | 91 | 0.09261 | 0.208 | 0.08 | 261 | 0 | 0.27 | 1 | 1 | cs | TRUE
96 | LV_843-9_1_4_line_96 | NAYY 4x150 SE | 86 | 92 | 0.07369 | 0.208 | 0.08 | 261 | 0 | 0.27 | 1 | 1 | cs | TRUE
97 | LV_843-9_1_4_line_97 | NAYY 4x150 SE | 87 | 93 | 0.070553 | 0.208 | 0.08 | 261 | 0 | 0.27 | 1 | 3 | cs | TRUE
98 | LV_843-9_1_4_line_98 | NAYY 4x150 SE | 87 | 94 | 0.027222 | 0.208 | 0.08 | 261 | 0 | 0.27 | 1 | 1 | cs | TRUE
99 | LV_843-9_1_4_line_99 | NAYY 4x150 SE | 88 | 95 | 0.0027102 | 0.208 | 0.08 | 261 | 0 | 0.27 | 1 | 1 | cs | TRUE
100 | LV_843-9_1_4_line_100 | NAYY 4x150 SE | 90 | 107 | 0.02102 | 0.208 | 0.08 | 261 | 0 | 0.27 | 1 | 3 | cs | TRUE
101 | LV_843-9_1_4_line_101 | NAYY 4x150 SE | 91 | 105 | 0.10974 | 0.208 | 0.08 | 261 | 0 | 0.27 | 1 | 1 | cs | TRUE
102 | LV_843-9_1_4_line_102 | NAYY 4x150 SE | 92 | 104 | 0.017192 | 0.208 | 0.08 | 261 | 0 | 0.27 | 1 | 1 | cs | TRUE
103 | LV_843-9_1_4_line_103 | NAYY 4x150 SE | 94 | 95 | 0.070475 | 0.208 | 0.08 | 261 | 0 | 0.27 | 1 | 1 | cs | TRUE
104 | LV_843-9_1_4_line_104 | NAYY 4x150 SE | 96 | 97 | 0.038224 | 0.208 | 0.08 | 261 | 0 | 0.27 | 1 | 1 | cs | TRUE
105 | LV_843-9_1_4_line_105 | NAYY 4x150 SE | 97 | 100 | 0.0049244 | 0.208 | 0.08 | 261 | 0 | 0.27 | 1 | 1 | cs | TRUE
106 | LV_843-9_1_4_line_106 | NAYY 4x150 SE | 98 | 99 | 0.049134 | 0.208 | 0.08 | 261 | 0 | 0.27 | 1 | 1 | cs | TRUE
107 | LV_843-9_1_4_line_107 | NAYY 4x150 SE | 99 | 103 | 0.03828 | 0.208 | 0.08 | 261 | 0 | 0.27 | 1 | 1 | cs | TRUE
108 | LV_843-9_1_4_line_108 | NAYY 4x150 SE | 100 | 101 | 0.036416 | 0.208 | 0.08 | 261 | 0 | 0.27 | 1 | 1 | cs | TRUE
109 | LV_843-9_1_4_line_109 | NAYY 4x150 SE | 100 | 102 | 0.13119 | 0.208 | 0.08 | 261 | 0 | 0.27 | 1 | 1 | cs | TRUE
110 | LV_843-9_1_4_line_110 | NAYY 4x150 SE | 102 | 103 | 0.023253 | 0.208 | 0.08 | 261 | 0 | 0.27 | 1 | 1 | cs | TRUE
111 | LV_843-9_1_4_line_111 | NAYY 4x150 SE | 105 | 106 | 0.024735 | 0.208 | 0.08 | 261 | 0 | 0.27 | 1 | 1 | cs | TRUE
112 | LV_843-9_1_4_line_112 | NAYY 4x150 SE | 107 | 171 | 0.0092086 | 0.208 | 0.08 | 261 | 0 | 0.27 | 1 | 3 | cs | TRUE
113 | LV_843-9_1_4_line_113 | NAYY 4x150 SE | 108 | 109 | 0.023814 | 0.208 | 0.08 | 261 | 0 | 0.27 | 1 | 1 | cs | TRUE
114 | LV_843-9_1_4_line_114 | NAYY 4x150 SE | 109 | 110 | 0.003066 | 0.208 | 0.08 | 261 | 0 | 0.27 | 1 | 1 | cs | TRUE
115 | LV_843-9_1_4_line_115 | NAYY 4x150 SE | 110 | 111 | 0.025175 | 0.208 | 0.08 | 261 | 0 | 0.27 | 1 | 1 | cs | TRUE
116 | LV_843-9_1_4_line_116 | NAYY 4x150 SE | 111 | 112 | 0.11639 | 0.208 | 0.08 | 261 | 0 | 0.27 | 1 | 1 | cs | TRUE
117 | LV_843-9_1_4_line_117 | NAYY 4x150 SE | 112 | 113 | 0.025625 | 0.208 | 0.08 | 261 | 0 | 0.27 | 1 | 1 | cs | TRUE
118 | LV_843-9_1_4_line_118 | NAYY 4x150 SE | 112 | 114 | 0.056552 | 0.208 | 0.08 | 261 | 0 | 0.27 | 1 | 1 | cs | TRUE
119 | LV_843-9_1_4_line_119 | NAYY 4x150 SE | 114 | 115 | 0.007417 | 0.208 | 0.08 | 261 | 0 | 0.27 | 1 | 1 | cs | TRUE
120 | LV_843-9_1_4_line_120 | NAYY 4x150 SE | 114 | 116 | 0.032001 | 0.208 | 0.08 | 261 | 0 | 0.27 | 1 | 1 | cs | TRUE
121 | LV_843-9_1_4_line_121 | NAYY 4x150 SE | 115 | 117 | 0.066612 | 0.208 | 0.08 | 261 | 0 | 0.27 | 1 | 3 | cs | TRUE
122 | LV_843-9_1_4_line_122 | NAYY 4x150 SE | 115 | 118 | 0.016372 | 0.208 | 0.08 | 261 | 0 | 0.27 | 1 | 3 | cs | TRUE
123 | LV_843-9_1_4_line_123 | NAYY 4x150 SE | 116 | 119 | 0.01183 | 0.208 | 0.08 | 261 | 0 | 0.27 | 1 | 1 | cs | TRUE
124 | LV_843-9_1_4_line_124 | NAYY 4x150 SE | 117 | 120 | 0.0013994 | 0.208 | 0.08 | 261 | 0 | 0.27 | 1 | 3 | cs | TRUE
125 | LV_843-9_1_4_line_125 | NAYY 4x150 SE | 118 | 121 | 0.023357 | 0.208 | 0.08 | 261 | 0 | 0.27 | 1 | 3 | cs | TRUE
126 | LV_843-9_1_4_line_126 | NAYY 4x150 SE | 119 | 122 | 0.032136 | 0.208 | 0.08 | 261 | 0 | 0.27 | 1 | 1 | cs | TRUE
127 | LV_843-9_1_4_line_127 | NAYY 4x150 SE | 120 | 171 | 0.046927 | 0.208 | 0.08 | 261 | 0 | 0.27 | 1 | 3 | cs | TRUE
128 | LV_843-9_1_4_line_128 | NAYY 4x150 SE | 121 | 170 | 0.076958 | 0.208 | 0.08 | 261 | 0 | 0.27 | 1 | 3 | cs | TRUE
129 | LV_843-9_1_4_line_129 | NAYY 4x150 SE | 123 | 124 | 0.019861 | 0.208 | 0.08 | 261 | 0 | 0.27 | 1 | 1 | cs | TRUE
130 | LV_843-9_1_4_line_130 | NAYY 4x150 SE | 123 | 125 | 0.047917 | 0.208 | 0.08 | 261 | 0 | 0.27 | 1 | 1 | cs | TRUE
131 | LV_843-9_1_4_line_131 | NAYY 4x150 SE | 124 | 126 | 0.036542 | 0.208 | 0.08 | 261 | 0 | 0.27 | 1 | 1 | cs | TRUE
132 | LV_843-9_1_4_line_132 | NAYY 4x150 SE | 124 | 127 | 0.090564 | 0.208 | 0.08 | 261 | 0 | 0.27 | 1 | 1 | cs | TRUE
133 | LV_843-9_1_4_line_133 | NAYY 4x150 SE | 126 | 128 | 0.016465 | 0.208 | 0.08 | 261 | 0 | 0.27 | 1 | 1 | cs | TRUE
134 | LV_843-9_1_4_line_134 | NAYY 4x150 SE | 127 | 129 | 0.040484 | 0.208 | 0.08 | 261 | 0 | 0.27 | 1 | 1 | cs | TRUE
135 | LV_843-9_1_4_line_135 | NAYY 4x150 SE | 128 | 130 | 0.037268 | 0.208 | 0.08 | 261 | 0 | 0.27 | 1 | 1 | cs | TRUE
136 | LV_843-9_1_4_line_136 | NAYY 4x150 SE | 129 | 131 | 0.0029278 | 0.208 | 0.08 | 261 | 0 | 0.27 | 1 | 1 | cs | TRUE
137 | LV_843-9_1_4_line_137 | NAYY 4x150 SE | 130 | 132 | 0.023356 | 0.208 | 0.08 | 261 | 0 | 0.27 | 1 | 1 | cs | TRUE
138 | LV_843-9_1_4_line_138 | NAYY 4x150 SE | 130 | 133 | 0.0064683 | 0.208 | 0.08 | 261 | 0 | 0.27 | 1 | 1 | cs | TRUE
139 | LV_843-9_1_4_line_139 | NAYY 4x150 SE | 132 | 134 | 0.020189 | 0.208 | 0.08 | 261 | 0 | 0.27 | 1 | 1 | cs | TRUE
140 | LV_843-9_1_4_line_140 | NAYY 4x150 SE | 133 | 135 | 0.14134 | 0.208 | 0.08 | 261 | 0 | 0.27 | 1 | 1 | cs | TRUE
141 | LV_843-9_1_4_line_141 | NAYY 4x150 SE | 136 | 137 | 0.0085974 | 0.208 | 0.08 | 261 | 0 | 0.27 | 1 | 1 | cs | TRUE
142 | LV_843-9_1_4_line_142 | NAYY 4x150 SE | 136 | 138 | 0.028653 | 0.208 | 0.08 | 261 | 0 | 0.27 | 1 | 1 | cs | TRUE
143 | LV_843-9_1_4_line_143 | NAYY 4x150 SE | 138 | 139 | 0.050604 | 0.208 | 0.08 | 261 | 0 | 0.27 | 1 | 1 | cs | TRUE
144 | LV_843-9_1_4_line_144 | NAYY 4x150 SE | 138 | 140 | 0.059561 | 0.208 | 0.08 | 261 | 0 | 0.27 | 1 | 1 | cs | TRUE
145 | LV_843-9_1_4_line_145 | NAYY 4x150 SE | 139 | 141 | 0.023844 | 0.208 | 0.08 | 261 | 0 | 0.27 | 1 | 1 | cs | TRUE
146 | LV_843-9_1_4_line_146 | NAYY 4x150 SE | 141 | 142 | 0.064293 | 0.208 | 0.08 | 261 | 0 | 0.27 | 1 | 1 | cs | TRUE
147 | LV_843-9_1_4_line_147 | NAYY 4x150 SE | 142 | 143 | 0.1438 | 0.208 | 0.08 | 261 | 0 | 0.27 | 1 | 1 | cs | TRUE
148 | LV_843-9_1_4_line_148 | NAYY 4x150 SE | 143 | 146 | 0.036218 | 0.208 | 0.08 | 261 | 0 | 0.27 | 1 | 1 | cs | TRUE
149 | LV_843-9_1_4_line_149 | NAYY 4x150 SE | 143 | 147 | 0.026914 | 0.208 | 0.08 | 261 | 0 | 0.27 | 1 | 1 | cs | TRUE
150 | LV_843-9_1_4_line_150 | NAYY 4x150 SE | 144 | 145 | 0.11464 | 0.208 | 0.08 | 261 | 0 | 0.27 | 1 | 1 | cs | TRUE
151 | LV_843-9_1_4_line_151 | NAYY 4x150 SE | 145 | 147 | 0.084055 | 0.208 | 0.08 | 261 | 0 | 0.27 | 1 | 1 | cs | TRUE
152 | LV_843-9_1_4_line_152 | NAYY 4x150 SE | 145 | 148 | 0.083878 | 0.208 | 0.08 | 261 | 0 | 0.27 | 1 | 1 | cs | TRUE
153 | LV_843-9_1_4_line_153 | NAYY 4x150 SE | 148 | 169 | 0.14033 | 0.208 | 0.08 | 261 | 0 | 0.27 | 1 | 2 | cs | TRUE
154 | LV_843-9_1_4_line_154 | NAYY 4x150 SE | 149 | 150 | 0.029758 | 0.208 | 0.08 | 261 | 0 | 0.27 | 1 | 1 | cs | TRUE
155 | LV_843-9_1_4_line_155 | NAYY 4x150 SE | 150 | 151 | 0.086003 | 0.208 | 0.08 | 261 | 0 | 0.27 | 1 | 1 | cs | TRUE
156 | LV_843-9_1_4_line_156 | NAYY 4x150 SE | 151 | 152 | 0.016383 | 0.208 | 0.08 | 261 | 0 | 0.27 | 1 | 3 | cs | TRUE
157 | LV_843-9_1_4_line_157 | NAYY 4x150 SE | 151 | 153 | 0.11158 | 0.208 | 0.08 | 261 | 0 | 0.27 | 1 | 3 | cs | TRUE
158 | LV_843-9_1_4_line_158 | NAYY 4x150 SE | 152 | 154 | 0.028203 | 0.208 | 0.08 | 261 | 0 | 0.27 | 1 | 1 | cs | TRUE
159 | LV_843-9_1_4_line_159 | NAYY 4x150 SE | 153 | 155 | 0.0089215 | 0.208 | 0.08 | 261 | 0 | 0.27 | 1 | 3 | cs | TRUE
160 | LV_843-9_1_4_line_160 | NAYY 4x150 SE | 153 | 156 | 0.018855 | 0.208 | 0.08 | 261 | 0 | 0.27 | 1 | 3 | cs | TRUE
161 | LV_843-9_1_4_line_161 | NAYY 4x150 SE | 154 | 167 | 0.024449 | 0.208 | 0.08 | 261 | 0 | 0.27 | 1 | 1 | cs | TRUE
162 | LV_843-9_1_4_line_162 | NAYY 4x150 SE | 155 | 166 | 0.0064266 | 0.208 | 0.08 | 261 | 0 | 0.27 | 1 | 3 | cs | TRUE
163 | LV_843-9_1_4_line_163 | NAYY 4x150 SE | 156 | 165 | 0.020639 | 0.208 | 0.08 | 261 | 0 | 0.27 | 1 | 3 | cs | TRUE
164 | LV_843-9_1_4_line_164 | NAYY 4x150 SE | 157 | 158 | 0.052404 | 0.208 | 0.08 | 261 | 0 | 0.27 | 1 | 3 | cs | TRUE
165 | LV_843-9_1_4_line_165 | NAYY 4x150 SE | 158 | 159 | 0.0060712 | 0.208 | 0.08 | 261 | 0 | 0.27 | 1 | 3 | cs | TRUE
166 | LV_843-9_1_4_line_166 | NAYY 4x150 SE | 159 | 160 | 0.042645 | 0.208 | 0.08 | 261 | 0 | 0.27 | 1 | 3 | cs | TRUE
167 | LV_843-9_1_4_line_167 | NAYY 4x150 SE | 160 | 161 | 0.016885 | 0.208 | 0.08 | 261 | 0 | 0.27 | 1 | 3 | cs | TRUE
168 | LV_843-9_1_4_line_168 | NAYY 4x150 SE | 161 | 162 | 0.14527 | 0.208 | 0.08 | 261 | 0 | 0.27 | 1 | 1 | cs | TRUE
169 | LV_843-9_1_4_line_169 | NAYY 4x150 SE | 161 | 163 | 0.006905 | 0.208 | 0.08 | 261 | 0 | 0.27 | 1 | 3 | cs | TRUE
170 | LV_843-9_1_4_line_170 | NAYY 4x150 SE | 163 | 164 | 0.11485 | 0.208 | 0.08 | 261 | 0 | 0.27 | 1 | 3 | cs | TRUE
171 | LV_843-9_1_4_line_171 | NAYY 4x150 SE | 164 | 165 | 0.040135 | 0.208 | 0.08 | 261 | 0 | 0.27 | 1 | 3 | cs | TRUE
172 | LV_843-9_1_4_line_172 | NAYY 4x150 SE | 166 | 168 | 0.0021806 | 0.208 | 0.08 | 261 | 0 | 0.27 | 1 | 3 | cs | TRUE
173 | LV_843-9_1_4_line_173 | NAYY 4x150 SE | 168 | 172 | 0.070538 | 0.208 | 0.08 | 261 | 0 | 0.27 | 1 | 3 | cs | TRUE
174 | LV_843-9_1_4_line_174 | NAYY 4x150 SE | 169 | 170 | 0.048873 | 0.208 | 0.08 | 261 | 0 | 0.27 | 1 | 3 | cs | TRUE
175 | LV_843-9_1_4_line_175 | NAYY 4x150 SE | 172 | 173 | 0.024554 | 0.208 | 0.08 | 261 | 0 | 0.27 | 1 | 3 | cs | TRUE
176 | LV_843-9_1_4_line_176 | NAYY 4x150 SE | 173 | 174 | 0.0063434 | 0.208 | 0.08 | 261 | 0 | 0.27 | 1 | 3 | cs | TRUE
177 | LV_843-9_1_4_line_177 | NAYY 4x150 SE | 174 | 175 | 0.083116 | 0.208 | 0.08 | 261 | 0 | 0.27 | 1 | 3 | cs | TRUE
178 | LV_843-9_1_4_line_178 | NAYY 4x150 SE | 175 | 176 | 0.10392 | 0.208 | 0.08 | 261 | 0 | 0.27 | 1 | 1 | cs | TRUE
179 | LV_843-9_1_4_line_179 | NAYY 4x150 SE | 179 | 180 | 0.0259 | 0.208 | 0.08 | 261 | 0 | 0.27 | 1 | 1 | cs | TRUE
180 | LV_843-9_1_4_line_180 | NAYY 4x150 SE | 180 | 181 | 0.086549 | 0.208 | 0.08 | 261 | 0 | 0.27 | 1 | 1 | cs | TRUE
181 | LV_843-9_1_4_line_181 | NAYY 4x150 SE | 181 | 182 | 0.03316 | 0.208 | 0.08 | 261 | 0 | 0.27 | 1 | 1 | cs | TRUE
182 | LV_843-9_1_4_line_182 | NAYY 4x150 SE | 181 | 183 | 0.21371 | 0.208 | 0.08 | 261 | 0 | 0.27 | 1 | 1 | cs | TRUE

## trafo
| name | std_type | hv_bus | lv_bus | sn_mva | vn_hv_kv | vn_lv_kv | vk_percent | vkr_percent | pfe_kw | i0_percent | shift_degree | tap_side | tap_neutral | tap_min | tap_max | tap_step_percent | tap_step_degree | tap_pos | tap_phase_shifter | parallel | df | in_service
0 | LV_843-9_1_4_trafo_204 | 0.25 MVA 20/0.4 kV | 184 | 152 | 0.25 | 20 | 0.4 | 6 | 1.44 | 0.8 | 0.32 | 150 | hv | 0 | -2 | 2 | 2.5 | 0 | 0 | FALSE | 1 | 1 | TRUE

## line_geodata
| x0 | y0 | x1 | y1 | x2 | y2 | x3 | y3 | x4 | y4 | x5 | y5 | x6 | y6 | x7 | y7 | x8 | y8 | x9 | y9 | x10 | y10 | x11 | y11 | x12 | y12 | x13 | y13
0 | 2587868.3412 | 1148781.9051 | 2587868.5883 | 1148786.3846 | 2587865.4831 | 1148792.3271 | 2587855.9927 | 1148804.7525
1 | 2587871.6738 | 1148850.3097 | 2587864.9656 | 1148843.8534 | 2587847.3318 | 1148829.8268 | 2587844.1309 | 1148826.4427 | 2587846.1706 | 1148817.612 | 2587855.9927 | 1148804.7525
2 | 2587857.4257 | 1148768.0316 | 2587862.4583 | 1148773.5908 | 2587865.5749 | 1148777.0306 | 2587868.3412 | 1148781.9051 | 2587868.3412 | 1148781.9051
3 | 2587871.6738 | 1148850.3097 | 2587873.4396 | 1148857.7987 | 2587874.0764 | 1148865.1788 | 2587871.7427 | 1148895.6429
4 | 2587871.6738 | 1148850.3097 | 2587882.0894 | 1148860.0378 | 2587907.6087 | 1148881.0529
5 | 2587857.4257 | 1148768.0316 | 2587848.9557 | 1148763.6911 | 2587845.1866 | 1148760.2748
6 | 2587857.4257 | 1148768.0316 | 2587866.196 | 1148761.4661 | 2587887.4301 | 1148748.5501 | 2587904.2995 | 1148741.3347 | 2587910.393 | 1148739.9328 | 2587916.8549 | 1148738.4413 | 2587922.0439 | 1148737.9897
7 | 2587904.4048 | 1148998.5495 | 2587915.0902 | 1148986.2107 | 2587923.3836 | 1148971.698 | 2587925.5498 | 1148964.6346 | 2587924.9989 | 1148957.9435 | 2587921.6097 | 1148952.5366 | 2587888.6857 | 1148921.2656 | 2587879.3975 | 1148910.8126 | 2587874.6466 | 1148904.0522 | 2587871.7427 | 1148895.6429
8 | 2587871.7427 | 1148895.6429 | 2587867.7638 | 1148902.3542 | 2587863.2402 | 1148905.4427 | 2587863.2402 | 1148905.4427
9 | 2587907.6087 | 1148881.0529 | 2587936.5467 | 1148904.8831 | 2587960.0765 | 1148930.2927 | 2587975.6034 | 1148951.2303
10 | 2587845.1866 | 1148760.2748 | 2587833.9113 | 1148762.1097 | 2587824.8576 | 1148765.2074 | 2587819.4128 | 1148772.1997 | 2587816.5507 | 1148780.6208 | 2587816.0136 | 1148786.2043
11 | 2587957.0562 | 1148734.9429 | 2587922.0439 | 1148737.9897
12 | 2587845.831 | 1148909.5223 | 2587863.2402 | 1148905.4427
13 | 2588054.8752 | 1149041.666 | 2588022.6941 | 1148998.1781 | 2587977.9142 | 1148954.3464 | 2587975.6034 | 1148951.2303
14 | 2587819.4498 | 1148839.4215 | 2587826.3162 | 1148825.4562 | 2587827.5281 | 1148813.5479 | 2587817.7201 | 1148800.6282 | 2587815.5432 | 1148791.0946 | 2587816.0136 | 1148786.2043
15 | 2587957.0562 | 1148734.9429 | 2587965.2409 | 1148734.2306 | 2587986.0336 | 1148730.6983 | 2588020.9292 | 1148725.1752
16 | 2587833.1882 | 1148912.4849 | 2587845.831 | 1148909.5223
17 | 2588020.9292 | 1148725.1752 | 2588038.5713 | 1148722.383
18 | 2588828.4511 | 1147764.8493 | 2588807.1645 | 1147765.0225 | 2588801.4954 | 1147765.823
19 | 2588789.4532 | 1147767.5235 | 2588801.4954 | 1147765.823
20 | 2588828.4511 | 1147764.8493 | 2588825.7305 | 1147748.668
21 | 2588829.1592 | 1147897.3017 | 2588817.01 | 1147855.7707 | 2588818.6934 | 1147840.2266 | 2588832.5879 | 1147800.6369 | 2588828.4511 | 1147764.8493
22 | 2588821.7883 | 1147725.2201 | 2588825.7305 | 1147748.668
23 | 2588826.109 | 1147917.0059 | 2588829.1592 | 1147897.3017
24 | 2588829.1592 | 1147897.3017 | 2588853.2651 | 1147861.307
25 | 2588821.7883 | 1147725.2201 | 2588808.5474 | 1147720.198 | 2588792.8932 | 1147722.2838 | 2588761.1925 | 1147734.2491 | 2588741.4755 | 1147760.5657
26 | 2588826.109 | 1147917.0059 | 2588809.3862 | 1147950.976 | 2588800.8991 | 1147964.2284
27 | 2588826.109 | 1147917.0059 | 2588833.6398 | 1147919.8599 | 2588865.1542 | 1147936.1314
28 | 2588741.4755 | 1147760.5657 | 2588712.2711 | 1147784.8548 | 2588698.7803 | 1147807.8667
29 | 2588800.8991 | 1147964.2284 | 2588877.9694 | 1148071.8184
30 | 2588865.1542 | 1147936.1314 | 2588871.3297 | 1147936.9425 | 2588877.3325 | 1147935.7975 | 2588881.2423 | 1147932.2996 | 2588884.526 | 1147926.5463 | 2588890.2475 | 1147918.6318 | 2588945.5542 | 1147865.7701 | 2588945.5542 | 1147865.7701
31 | 2588655.0018 | 1147847.0609 | 2588694.1987 | 1147815.6818 | 2588698.7803 | 1147807.8667
32 | 2588852.7509 | 1148116.5095 | 2588857.4295 | 1148101.2155 | 2588868.1028 | 1148084.5652 | 2588877.9694 | 1148071.8184
33 | 2588947.634 | 1147861.8704 | 2588945.5542 | 1147865.7701
34 | 2588958.6176 | 1148153.4646 | 2588953.1391 | 1148201.4315 | 2588950.0038 | 1148241.7126 | 2588948.8586 | 1148261.9246 | 2588950.4341 | 1148291.7474 | 2588952.6467 | 1148300.6811 | 2588958.0697 | 1148305.8958 | 2588974.4742 | 1148311.7573 | 2588986.659 | 1148319.4831 | 2588990.5582 | 1148327.0574
35 | 2588958.6176 | 1148153.4646 | 2588962.6636 | 1148140.5842 | 2588972.0833 | 1148114.4429 | 2588994.1446 | 1148068.5798 | 2589000.3796 | 1148060.142 | 2589013.5441 | 1148049.1569 | 2589015.4004 | 1148043.9287 | 2589014.7075 | 1148038.7163 | 2589011.4924 | 1148035.8542 | 2589006.2548 | 1148035.5303 | 2589001.5241 | 1148039.4076 | 2588994.275 | 1148047.6805 | 2588985.1539 | 1148052.5886 | 2588961.8772 | 1148061.1908
36 | 2588958.6176 | 1148153.4646 | 2588954.0521 | 1148159.4204 | 2588929.8414 | 1148197.0552
37 | 2588990.5582 | 1148327.0574 | 2588989.5543 | 1148332.2841 | 2588984.4998 | 1148339.5414 | 2588976.3961 | 1148346.2929 | 2588966.4308 | 1148351.2026 | 2588943.112 | 1148355.7923 | 2588923.3465 | 1148359.3639 | 2588919.1206 | 1148362.0731 | 2588912.0526 | 1148376.5711 | 2588908.0018 | 1148378.435
38 | 2589056.3251 | 1148180.2983 | 2589048.6031 | 1148177.6667 | 2589038.7984 | 1148178.1849 | 2589031.0356 | 1148182.579 | 2589023.2753 | 1148192.5426 | 2588990.7454 | 1148245.1725 | 2588986.038 | 1148257.4761 | 2588977.637 | 1148286.3057 | 2588978.3257 | 1148293.3857 | 2588982.5696 | 1148300.448 | 2588990.1847 | 1148307.682 | 2588995.44 | 1148313.5752 | 2588996.1278 | 1148320.1438 | 2588990.5582 | 1148327.0574
39 | 2589167.7796 | 1148417.69 | 2588990.5582 | 1148327.0574
40 | 2588940.713 | 1148065.6654 | 2588958.1273 | 1148062.5766 | 2588961.8772 | 1148061.1908
41 | 2588929.8414 | 1148197.0552 | 2588927.4603 | 1148200.7565 | 2588923.5248 | 1148202.7203 | 2588919.6641 | 1148201.6379
42 | 2588852.7509 | 1148116.5095 | 2588878.3872 | 1148090.0155 | 2588898.8223 | 1148078.5274 | 2588925.5105 | 1148068.3619 | 2588940.713 | 1148065.6654
43 | 2588721.2489 | 1148108.1499 | 2588852.7509 | 1148116.5095
44 | 2588710.2688 | 1148127.7376 | 2588721.2489 | 1148108.1499
45 | 2588710.2688 | 1148127.7376 | 2588707.6088 | 1148132.483
46 | 2588636.6156 | 1147861.7801 | 2588655.0018 | 1147847.0609
47 | 2588632.2226 | 1147877.6518 | 2588636.6156 | 1147861.7801 | 2588636.6156 | 1147861.7801
48 | 2589056.3251 | 1148180.2983 | 2589067.0452 | 1148168.0616 | 2589073.2581 | 1148150.8832
49 | 2589167.7796 | 1148417.69 | 2589174.7098 | 1148423.1351 | 2589180.5174 | 1148441.6337 | 2589184.1483 | 1148462.3261 | 2589188.1085 | 1148495.3018 | 2589188.6121 | 1148514.7437 | 2589187.2629 | 1148545.7058 | 2589192.739 | 1148555.0338 | 2589199.622 | 1148561.091 | 2589202.5835 | 1148559.8406 | 2589206.7899 | 1148556.5871
50 | 2589230.2557 | 1148674.8359 | 2589229.3819 | 1148667.1559 | 2589228.1261 | 1148656.2751 | 2589226.0506 | 1148646.4296 | 2589223.5583 | 1148635.3397 | 2589223.3103 | 1148612.7625 | 2589221.1974 | 1148582.1846 | 2589218.4995 | 1148567.8158 | 2589216.0458 | 1148561.1392 | 2589212.9132 | 1148556.9428 | 2589208.1731 | 1148555.5173 | 2589206.7899 | 1148556.5871
51 | 2588691.9903 | 1148287.9997 | 2588684.7108 | 1148292.5888 | 2588669.8611 | 1148305.0786 | 2588663.2082 | 1148310.1182
52 | 2588631.3923 | 1148317.591 | 2588646.0506 | 1148317.5965 | 2588657.3707 | 1148314.5402 | 2588663.2082 | 1148310.1182
53 | 2588631.3923 | 1148317.591 | 2588632.8019 | 1148283.5828 | 2588636.4035 | 1148259.5086 | 2588707.6088 | 1148132.483
54 | 2588631.3923 | 1148317.591 | 2588630.8718 | 1148322.4387
55 | 2588630.8718 | 1148322.4387 | 2588627.5682 | 1148353.2105
56 | 2589127.3058 | 1148763.4058 | 2589061.9933 | 1148936.6916
57 | 2589143.6608 | 1148733.2988 | 2589142.1984 | 1148739.7824 | 2589136.8962 | 1148754.2547 | 2589133.0004 | 1148761.0317 | 2589127.3058 | 1148763.4058
58 | 2589230.2557 | 1148674.8359 | 2589220.0857 | 1148689.5725 | 2589205.4096 | 1148704.762 | 2589188.3582 | 1148714.064 | 2589167.0755 | 1148723.0291 | 2589153.5702 | 1148731.6467 | 2589148.4971 | 1148732.8343 | 2589143.6608 | 1148733.2988
59 | 2589260.5993 | 1148717.48 | 2589257.1306 | 1148705.6805 | 2589255.0591 | 1148680.9165 | 2589253.0052 | 1148665.924 | 2589251.1301 | 1148656.5005 | 2589252.1212 | 1148644.0259 | 2589249.5741 | 1148636.6158 | 2589244.6636 | 1148634.2679 | 2589239.4329 | 1148637.4789 | 2589237.5887 | 1148645.2304 | 2589235.4201 | 1148660.3973 | 2589230.2557 | 1148674.8359
60 | 2589275.5286 | 1148787.7765 | 2589275.3352 | 1148778.4279 | 2589261.8491 | 1148725.0815 | 2589260.5993 | 1148717.48
61 | 2589260.5993 | 1148717.48 | 2589559.6513 | 1148579.8162
62 | 2589503.806 | 1148261.1027 | 2589559.6513 | 1148579.8162
63 | 2589503.806 | 1148261.1027 | 2589499.3906 | 1148243.513 | 2589499.0347 | 1148233.2419 | 2589500.7012 | 1148220.266 | 2589499.6651 | 1148207.4615 | 2589494.7253 | 1148184.2144 | 2589491.986 | 1148163.4979 | 2589484.8446 | 1148141.5997
64 | 2588633.4282 | 1149118.2349 | 2588609.0697 | 1149107.3425 | 2588582.1646 | 1149097.7002 | 2588574.693 | 1149092.9899 | 2588550.9312 | 1149105.1524 | 2588543.1308 | 1149103.1365
65 | 2588633.4282 | 1149118.2349 | 2588653.726 | 1149064.7701 | 2588657.5988 | 1149050.3446 | 2588658.6189 | 1149037.6698 | 2588655.1194 | 1149026.2709 | 2588648.6763 | 1149005.2506 | 2588647.8954 | 1148998.3153
66 | 2588517.2677 | 1149058.4607 | 2588517.5032 | 1149069.1877 | 2588514.8492 | 1149082.4326 | 2588520.9389 | 1149091.1474 | 2588528.4709 | 1149099.3481 | 2588543.1308 | 1149103.1365
67 | 2588647.8954 | 1148998.3153 | 2588628.0404 | 1148981.8894 | 2588627.8008 | 1148981.3847
68 | 2588647.8954 | 1148998.3153 | 2588644.9041 | 1148971.5968 | 2588637.8373 | 1148937.5268 | 2588636.1133 | 1148898.9445 | 2588630.7018 | 1148867.3393 | 2588626.6645 | 1148787.2411
69 | 2588517.2677 | 1149058.4607 | 2588539.556 | 1149072.5277
70 | 2588517.2677 | 1149058.4607 | 2588502.5804 | 1149050.4405 | 2588479.7461 | 1149033.9541 | 2588452.0537 | 1149010.5071 | 2588390.3632 | 1148950.9417 | 2588355.099 | 1148927.0985
71 | 2588627.8008 | 1148981.3847 | 2588621.4187 | 1148967.9396 | 2588618.0152 | 1148965.9704
72 | 2588626.6645 | 1148787.2411 | 2588615.2871 | 1148775.8127
73 | 2588626.6645 | 1148787.2411 | 2588626.2171 | 1148765.9204 | 2588630.8839 | 1148744.9902 | 2588650.1598 | 1148702.6662 | 2588653.9509 | 1148690.0755
74 | 2588544.4332 | 1149075.6059 | 2588539.556 | 1149072.5277
75 | 2588355.099 | 1148927.0985 | 2588352.9571 | 1148931.9844
76 | 2588436.7088 | 1148833.1943 | 2588430.3466 | 1148846.5242 | 2588421.3937 | 1148862.1603 | 2588404.1296 | 1148883.6932 | 2588385.2772 | 1148901.7386 | 2588355.099 | 1148927.0985
77 | 2588611.6021 | 1148788.1368 | 2588615.2871 | 1148775.8127
78 | 2588163.6963 | 1149216.349 | 2588167.9572 | 1149181.3345 | 2588172.5146 | 1149168.1969 | 2588174.8572 | 1149163.5061
79 | 2588229.931 | 1149088.4557 | 2588226.6307 | 1149088.9736 | 2588204.2557 | 1149095.443 | 2588193.0772 | 1149103.2356 | 2588183.9546 | 1149121.8516 | 2588179.6112 | 1149153.987 | 2588174.8572 | 1149163.5061
80 | 2588163.6963 | 1149216.349 | 2588154.9182 | 1149214.8879 | 2588128.882 | 1149209.9482 | 2588119.4077 | 1149209.7558 | 2588104.3852 | 1149214.7102 | 2588096.1514 | 1149216.7832 | 2588083.1767 | 1149216.809
81 | 2588163.6963 | 1149216.349 | 2588162.6948 | 1149230.4553
82 | 2588229.931 | 1149088.4557 | 2588237.4834 | 1149087.2625 | 2588280.2044 | 1149077.0293 | 2588313.4231 | 1149064.1247
83 | 2588083.1767 | 1149216.809 | 2587980.5399 | 1149275.3096
84 | 2588162.6948 | 1149230.4553 | 2588162.6205 | 1149231.502
85 | 2588374.0579 | 1149117.9885 | 2588365.7574 | 1149117.4377 | 2588360.995 | 1149108.3203 | 2588353.838 | 1149091.7705 | 2588333.7785 | 1149069.1541 | 2588325.631 | 1149064.4343 | 2588313.4231 | 1149064.1247
86 | 2587980.5399 | 1149275.3096 | 2587980.5399 | 1149275.3096 | 2587974.4949 | 1149273.1567
87 | 2588277.8679 | 1148899.4246 | 2588316.2342 | 1148966.4268
88 | 2588316.2342 | 1148966.4268 | 2588335.0966 | 1148999.3822
89 | 2588277.8679 | 1148899.4246 | 2588230.8841 | 1148817.369
90 | 2588277.8679 | 1148899.4246 | 2588253.1176 | 1148928.3095 | 2588248.3671 | 1148929.3304
91 | 2588335.0966 | 1148999.3822 | 2588335.3709 | 1148999.8615
92 | 2588374.0579 | 1149117.9885 | 2588368.3007 | 1149094.1706
93 | 2588374.0579 | 1149117.9885 | 2588375.7505 | 1149123.8583
94 | 2588224.5344 | 1148806.2795 | 2588230.8841 | 1148817.369
95 | 2588248.3671 | 1148929.3304 | 2588237.5081 | 1148928.0067 | 2588223.9269 | 1148920.5964 | 2588215.4243 | 1148911.1418 | 2588199.1188 | 1148896.6335 | 2588170.756 | 1148882.5702
96 | 2588248.3671 | 1148929.3304 | 2588232.7732 | 1148933.0851 | 2588219.2143 | 1148940.8934 | 2588212.4462 | 1148946.654 | 2588212.133 | 1148959.1607 | 2588222.3413 | 1148977.0605
97 | 2588335.3709 | 1148999.8615 | 2588339.5945 | 1148972.7511 | 2588343.9926 | 1148952.4325 | 2588352.9571 | 1148931.9844
98 | 2588335.3709 | 1148999.8615 | 2588347.4614 | 1149022.6157 | 2588347.9589 | 1149023.9833
99 | 2588367.6639 | 1149091.5363 | 2588368.3007 | 1149094.1706
100 | 2588212.9654 | 1148788.7648 | 2588220.2706 | 1148798.8328 | 2588224.5344 | 1148806.2795
101 | 2588170.756 | 1148882.5702 | 2588167.8779 | 1148881.1431 | 2588157.0014 | 1148871.0152 | 2588067.213 | 1148852.5559
102 | 2588238.3004 | 1148983.4545 | 2588222.3413 | 1148977.0605
103 | 2588367.6639 | 1149091.5363 | 2588358.021 | 1149051.6427 | 2588347.9589 | 1149023.9833
104 | 2587974.4949 | 1149273.1567 | 2587967.3484 | 1149270.6115 | 2587955.0658 | 1149263.5328 | 2587949.4092 | 1149256.6964 | 2587946.3967 | 1149249.7316
105 | 2587944.4418 | 1149245.2118 | 2587946.3967 | 1149249.7316
106 | 2587786.652 | 1149305.8917 | 2587833.5421 | 1149320.5702
107 | 2587800.636 | 1149271.0269 | 2587794.9021 | 1149286.6352 | 2587792.1676 | 1149297.2459 | 2587790.7652 | 1149302.2624 | 2587786.652 | 1149305.8917
108 | 2587944.4418 | 1149245.2118 | 2587934.8027 | 1149224.1543 | 2587927.1648 | 1149213.2977
109 | 2587944.4418 | 1149245.2118 | 2587933.1244 | 1149248.514 | 2587923.4416 | 1149247.7109 | 2587907.4242 | 1149242.7075 | 2587898.0714 | 1149241.826 | 2587889.662 | 1149244.2886 | 2587883.0717 | 1149246.5697 | 2587875.0485 | 1149246.3748 | 2587866.4836 | 1149247.904 | 2587851.7898 | 1149251.9691 | 2587842.9378 | 1149251.9871 | 2587829.3473 | 1149251.1921 | 2587816.3788 | 1149254.2978
110 | 2587800.636 | 1149271.0269 | 2587800.636 | 1149271.0269 | 2587807.1269 | 1149261.4979 | 2587816.3788 | 1149254.2978
111 | 2588042.9847 | 1148847.5749 | 2588067.213 | 1148852.5559
112 | 2588207.5574 | 1148781.3115 | 2588212.9654 | 1148788.7648
113 | 2587928.482 | 1148659.8349 | 2587931.3508 | 1148677.4377 | 2587926.8286 | 1148681.3487
114 | 2587928.482 | 1148659.8349 | 2587931.5216 | 1148659.3729
115 | 2587931.5216 | 1148659.3729 | 2587935.653 | 1148663.4666 | 2587941.2124 | 1148663.6666 | 2587954.909 | 1148662.0098
116 | 2588062.9349 | 1148683.6547 | 2588053.3524 | 1148675.8255 | 2588042.6226 | 1148666.409 | 2588032.9299 | 1148661.0924 | 2588019.4554 | 1148657.551 | 2587977.943 | 1148659.1461 | 2587964.7631 | 1148660.8179 | 2587954.909 | 1148662.0098
117 | 2588062.9349 | 1148683.6547 | 2588056.3732 | 1148685.1908 | 2588037.4331 | 1148686.0512
118 | 2588062.9349 | 1148683.6547 | 2588080.3703 | 1148694.4586 | 2588099.6625 | 1148704.6141 | 2588113.2847 | 1148709.1781
119 | 2588113.2847 | 1148709.1781 | 2588120.3516 | 1148706.863
120 | 2588113.2847 | 1148709.1781 | 2588105.1129 | 1148711.8512 | 2588081.9971 | 1148715.5098
121 | 2588120.3516 | 1148706.863 | 2588125.3946 | 1148713.8564 | 2588170.2432 | 1148750.6188
122 | 2588120.3516 | 1148706.863 | 2588116.5501 | 1148690.9405
123 | 2588081.9971 | 1148715.5098 | 2588070.3127 | 1148717.3592
124 | 2588170.2432 | 1148750.6188 | 2588171.3254 | 1148751.506
125 | 2588116.5501 | 1148690.9405 | 2588138.3784 | 1148690.7193 | 2588139.8741 | 1148690.4099
126 | 2588070.3127 | 1148717.3592 | 2588038.5713 | 1148722.383
127 | 2588171.3254 | 1148751.506 | 2588207.3673 | 1148781.0495 | 2588207.5574 | 1148781.3115
128 | 2588139.8741 | 1148690.4099 | 2588145.3779 | 1148689.2714 | 2588155.4433 | 1148677.3456 | 2588165.1963 | 1148662.7525 | 2588168.1609 | 1148651.5523 | 2588168.4855 | 1148648.7169 | 2588169.2782 | 1148641.9009 | 2588167.8138 | 1148631.332 | 2588166.2235 | 1148625.3312
129 | 2588480.5587 | 1147948.6543 | 2588489.7018 | 1147931.023
130 | 2588505.3683 | 1147888.0436 | 2588508.0552 | 1147895.631 | 2588489.7018 | 1147931.023
131 | 2588480.5587 | 1147948.6543 | 2588499.5179 | 1147952.5197 | 2588515.29 | 1147959.3631
132 | 2588480.5587 | 1147948.6543 | 2588464.2964 | 1147953.6102 | 2588438.5089 | 1147964.8433 | 2588405.3403 | 1147979.0922 | 2588397.0177 | 1147983.7884
133 | 2588515.29 | 1147959.3631 | 2588525.5868 | 1147963.8308 | 2588530.0899 | 1147966.5125
134 | 2588397.0177 | 1147983.7884 | 2588413.0937 | 1147993.751 | 2588420.9348 | 1148002.151 | 2588423.6671 | 1148011.8543
135 | 2588552.4176 | 1147992.1155 | 2588550.3337 | 1147978.5684 | 2588530.0899 | 1147966.5125
136 | 2588424.4606 | 1148014.6726 | 2588423.6671 | 1148011.8543
137 | 2588552.4176 | 1147992.1155 | 2588532.3372 | 1148004.0431
138 | 2588552.4176 | 1147992.1155 | 2588558.7894 | 1147991.002
139 | 2588514.9793 | 1148014.3536 | 2588532.3372 | 1148004.0431
140 | 2588632.2226 | 1147877.6518 | 2588624.3442 | 1147906.1585 | 2588573.8348 | 1147988.3727 | 2588558.7894 | 1147991.002
141 | 2588399.4191 | 1148164.8946 | 2588393.7867 | 1148171.3901
142 | 2588372.8153 | 1148190.1697 | 2588376.8059 | 1148188.9614 | 2588384.6169 | 1148181.965 | 2588393.7867 | 1148171.3901
143 | 2588322.8494 | 1148189.8891 | 2588357.2506 | 1148194.1353 | 2588363.8365 | 1148192.8885 | 2588372.8153 | 1148190.1697
144 | 2588372.8153 | 1148190.1697 | 2588374.1003 | 1148199.4384 | 2588378.8509 | 1148233.7016 | 2588382.8029 | 1148248.8059
145 | 2588322.8494 | 1148189.8891 | 2588322.6645 | 1148201.384 | 2588320.6271 | 1148211.8597 | 2588320.0268 | 1148213.4243
146 | 2588320.0268 | 1148213.4243 | 2588314.477 | 1148227.8907 | 2588301.3458 | 1148255.0074 | 2588291.0197 | 1148270.5611
147 | 2588291.0197 | 1148270.5611 | 2588151.9152 | 1148307.0045
148 | 2588151.9152 | 1148307.0045 | 2588137.7317 | 1148314.1806 | 2588117.9277 | 1148318.7419
149 | 2588151.9152 | 1148307.0045 | 2588154.889 | 1148333.7533
150 | 2588228.0311 | 1148449.4005 | 2588123.9815 | 1148401.2802
151 | 2588154.889 | 1148333.7533 | 2588155.9335 | 1148343.1476 | 2588158.0489 | 1148364.4983 | 2588153.6111 | 1148380.1592 | 2588138.0682 | 1148394.8416 | 2588123.9815 | 1148401.2802
152 | 2588073.3213 | 1148463.0593 | 2588077.3863 | 1148445.3536 | 2588085.9674 | 1148432.1412 | 2588098.5967 | 1148415.8191 | 2588114.5935 | 1148405.5712 | 2588123.9815 | 1148401.2802
153 | 2588153.7035 | 1148578.0893 | 2588073.3213 | 1148463.0593
154 | 2588428.8728 | 1148515.9621 | 2588399.3858 | 1148519.9686 | 2588399.3858 | 1148519.9686
155 | 2588407.3683 | 1148601.6598 | 2588399.321 | 1148593.4714 | 2588395.3969 | 1148585.2639 | 2588395.7787 | 1148572.3235 | 2588399.3858 | 1148519.9686
156 | 2588407.3683 | 1148601.6598 | 2588391.4207 | 1148605.4124
157 | 2588509.1612 | 1148647.297 | 2588504.7322 | 1148644.015 | 2588475.4288 | 1148634.1221 | 2588407.3683 | 1148601.6598
158 | 2588363.4861 | 1148608.749 | 2588383.6458 | 1148607.2419 | 2588391.4207 | 1148605.4124
159 | 2588509.1612 | 1148647.297 | 2588505.307 | 1148655.343
160 | 2588509.1612 | 1148647.297 | 2588517.714 | 1148630.4932
161 | 2588339.5161 | 1148613.4529 | 2588360.7452 | 1148608.9539 | 2588363.4861 | 1148608.749
162 | 2588505.307 | 1148655.343 | 2588502.5307 | 1148661.139
163 | 2588517.714 | 1148630.4932 | 2588527.076 | 1148612.0996
164 | 2588627.5682 | 1148353.2105 | 2588624.4283 | 1148382.4582 | 2588614.6331 | 1148403.2548
165 | 2588612.0462 | 1148408.7473 | 2588614.6331 | 1148403.2548
166 | 2588612.0462 | 1148408.7473 | 2588593.8749 | 1148447.3274
167 | 2588586.6803 | 1148462.6026 | 2588593.8749 | 1148447.3274
168 | 2588586.6803 | 1148462.6026 | 2588553.6454 | 1148417.0879 | 2588518.9819 | 1148383.4823 | 2588509.0456 | 1148359.2784 | 2588504.5113 | 1148357.2305 | 2588499.9976 | 1148365.8656
169 | 2588586.6803 | 1148462.6026 | 2588585.192 | 1148469.3453
170 | 2588585.192 | 1148469.3453 | 2588581.7855 | 1148484.7784 | 2588569.5073 | 1148528.7345 | 2588545.2815 | 1148576.331
171 | 2588527.076 | 1148612.0996 | 2588545.2815 | 1148576.331
172 | 2588501.5887 | 1148663.1055 | 2588502.5307 | 1148661.139
173 | 2588501.5887 | 1148663.1055 | 2588496.6041 | 1148673.5117 | 2588491.804 | 1148692.8193 | 2588488.0692 | 1148731.0008 | 2588487.8607 | 1148731.711
174 | 2588153.7035 | 1148578.0893 | 2588166.2235 | 1148625.3312
175 | 2588479.7673 | 1148754.8013 | 2588482.8516 | 1148748.7751 | 2588487.8607 | 1148731.711
176 | 2588479.7673 | 1148754.8013 | 2588476.8772 | 1148760.4481
177 | 2588436.7088 | 1148833.1943 | 2588466.1305 | 1148781.4455 | 2588476.8772 | 1148760.4481
178 | 2588436.7088 | 1148833.1943 | 2588470.89 | 1148848.7137 | 2588503.8758 | 1148889.5703 | 2588501.8679 | 1148903.4365
179 | 2589549.7925 | 1147869.6862 | 2589559.7758 | 1147865.5668 | 2589565.9478 | 1147860.0311 | 2589568.5313 | 1147853.7304
180 | 2589549.7925 | 1147869.6862 | 2589542.7173 | 1147885.7064 | 2589536.8139 | 1147891.1083 | 2589523.2931 | 1147896.6902 | 2589511.139 | 1147906.4941 | 2589488.869 | 1147927.9326
181 | 2589488.869 | 1147927.9326 | 2589479.201 | 1147910.4188 | 2589477.6654 | 1147901.8284 | 2589477.8266 | 1147897.4032
182 | 2589488.869 | 1147927.9326 | 2589484.8446 | 1148141.5997

## bus_geodata
| x | y | coords
0 | 2587855.9927 | 1148804.7525
1 | 2587868.3412 | 1148781.9051
2 | 2587871.6738 | 1148850.3097
3 | 2587857.4257 | 1148768.0316
4 | 2587871.7427 | 1148895.6429
5 | 2587907.6087 | 1148881.0529
6 | 2587845.1866 | 1148760.2748
7 | 2587922.0439 | 1148737.9897
8 | 2587904.4048 | 1148998.5495
9 | 2587863.2402 | 1148905.4427
10 | 2587975.6034 | 1148951.2303
11 | 2587816.0136 | 1148786.2043
12 | 2587957.0562 | 1148734.9429
13 | 2587845.831 | 1148909.5223
14 | 2588054.8752 | 1149041.666
15 | 2587819.4498 | 1148839.4215
16 | 2588020.9292 | 1148725.1752
17 | 2587833.1882 | 1148912.4849
18 | 2588801.4954 | 1147765.823
19 | 2588828.4511 | 1147764.8493
20 | 2588789.4532 | 1147767.5235
21 | 2588825.7305 | 1147748.668
22 | 2588829.1592 | 1147897.3017
23 | 2588821.7883 | 1147725.2201
24 | 2588826.109 | 1147917.0059
25 | 2588853.2651 | 1147861.307
26 | 2588741.4755 | 1147760.5657
27 | 2588800.8991 | 1147964.2284
28 | 2588865.1542 | 1147936.1314
29 | 2588698.7803 | 1147807.8667
30 | 2588877.9694 | 1148071.8184
31 | 2588945.5542 | 1147865.7701
32 | 2588947.634 | 1147861.8704
33 | 2588958.6176 | 1148153.4646
34 | 2588990.5582 | 1148327.0574
35 | 2588961.8772 | 1148061.1908
36 | 2588929.8414 | 1148197.0552
37 | 2588940.713 | 1148065.6654
38 | 2588852.7509 | 1148116.5095
39 | 2588721.2489 | 1148108.1499
40 | 2588710.2688 | 1148127.7376
41 | 2588655.0018 | 1147847.0609
42 | 2588636.6156 | 1147861.7801
43 | 2588919.6641 | 1148201.6379
44 | 2588908.0018 | 1148378.435
45 | 2589056.3251 | 1148180.2983
46 | 2589167.7796 | 1148417.69
47 | 2589073.2581 | 1148150.8832
48 | 2589206.7899 | 1148556.5871
49 | 2588691.9903 | 1148287.9997
50 | 2588663.2082 | 1148310.1182
51 | 2588631.3923 | 1148317.591
52 | 2588707.6088 | 1148132.483
53 | 2588630.8718 | 1148322.4387
54 | 2589061.9933 | 1148936.6916
55 | 2589127.3058 | 1148763.4058
56 | 2589143.6608 | 1148733.2988
57 | 2589230.2557 | 1148674.8359
58 | 2589260.5993 | 1148717.48
59 | 2589275.5286 | 1148787.7765
60 | 2589559.6513 | 1148579.8162
61 | 2589503.806 | 1148261.1027
62 | 2588633.4282 | 1149118.2349
63 | 2588543.1308 | 1149103.1365
64 | 2588647.8954 | 1148998.3153
65 | 2588517.2677 | 1149058.4607
66 | 2588627.8008 | 1148981.3847
67 | 2588626.6645 | 1148787.2411
68 | 2588539.556 | 1149072.5277
69 | 2588355.099 | 1148927.0985
70 | 2588618.0152 | 1148965.9704
71 | 2588615.2871 | 1148775.8127
72 | 2588653.9509 | 1148690.0755
73 | 2588174.8572 | 1149163.5061
74 | 2588163.6963 | 1149216.349
75 | 2588229.931 | 1149088.4557
76 | 2588083.1767 | 1149216.809
77 | 2588162.6948 | 1149230.4553
78 | 2588313.4231 | 1149064.1247
79 | 2587980.5399 | 1149275.3096
80 | 2588162.6205 | 1149231.502
81 | 2588316.2342 | 1148966.4268
82 | 2588277.8679 | 1148899.4246
83 | 2588335.0966 | 1148999.3822
84 | 2588374.0579 | 1149117.9885
85 | 2588230.8841 | 1148817.3689
86 | 2588248.3671 | 1148929.3304
87 | 2588335.3709 | 1148999.8615
88 | 2588368.3007 | 1149094.1706
89 | 2588375.7505 | 1149123.8583
90 | 2588224.5344 | 1148806.2795
91 | 2588170.756 | 1148882.5702
92 | 2588222.3413 | 1148977.0605
93 | 2588352.9571 | 1148931.9844
94 | 2588347.9589 | 1149023.9833
95 | 2588367.6639 | 1149091.5363
96 | 2587974.4949 | 1149273.1567
97 | 2587946.3967 | 1149249.7316
98 | 2587833.5421 | 1149320.5702
99 | 2587786.652 | 1149305.8917
100 | 2587944.4418 | 1149245.2118
101 | 2587927.1648 | 1149213.2977
102 | 2587816.3788 | 1149254.2978
103 | 2587800.636 | 1149271.0269
104 | 2588238.3004 | 1148983.4545
105 | 2588067.213 | 1148852.5559
106 | 2588042.9847 | 1148847.5749
107 | 2588212.9654 | 1148788.7648
108 | 2587926.8286 | 1148681.3487
109 | 2587928.482 | 1148659.8349
110 | 2587931.5216 | 1148659.3729
111 | 2587954.909 | 1148662.0098
112 | 2588062.9349 | 1148683.6547
113 | 2588037.4331 | 1148686.0512
114 | 2588113.2847 | 1148709.1781
115 | 2588120.3516 | 1148706.863
116 | 2588081.9971 | 1148715.5098
117 | 2588170.2432 | 1148750.6188
118 | 2588116.5501 | 1148690.9405
119 | 2588070.3127 | 1148717.3592
120 | 2588171.3255 | 1148751.506
121 | 2588139.8741 | 1148690.4099
122 | 2588038.5713 | 1148722.383
123 | 2588489.7018 | 1147931.023
124 | 2588480.5587 | 1147948.6543
125 | 2588505.3683 | 1147888.0436
126 | 2588515.29 | 1147959.3631
127 | 2588397.0177 | 1147983.7884
128 | 2588530.0899 | 1147966.5125
129 | 2588423.6671 | 1148011.8543
130 | 2588552.4176 | 1147992.1155
131 | 2588424.4606 | 1148014.6726
132 | 2588532.3372 | 1148004.0431
133 | 2588558.7894 | 1147991.002
134 | 2588514.9793 | 1148014.3536
135 | 2588632.2226 | 1147877.6518
136 | 2588393.7867 | 1148171.3901
137 | 2588399.4191 | 1148164.8946
138 | 2588372.8153 | 1148190.1697
139 | 2588322.8494 | 1148189.8891
140 | 2588382.8029 | 1148248.8059
141 | 2588320.0268 | 1148213.4243
142 | 2588291.0197 | 1148270.5611
143 | 2588151.9152 | 1148307.0045
144 | 2588228.0311 | 1148449.4005
145 | 2588123.9815 | 1148401.2802
146 | 2588117.9277 | 1148318.7419
147 | 2588154.889 | 1148333.7533
148 | 2588073.3213 | 1148463.0593
149 | 2588428.8728 | 1148515.9621
150 | 2588399.3858 | 1148519.9686
151 | 2588407.3683 | 1148601.6598
152 | 2588391.4207 | 1148605.4124
153 | 2588509.1612 | 1148647.297
154 | 2588363.4861 | 1148608.749
155 | 2588505.307 | 1148655.343
156 | 2588517.714 | 1148630.4932
157 | 2588627.5682 | 1148353.2105
158 | 2588614.6331 | 1148403.2548
159 | 2588612.0462 | 1148408.7473
160 | 2588593.8749 | 1148447.3274
161 | 2588586.6803 | 1148462.6026
162 | 2588499.9976 | 1148365.8656
163 | 2588585.192 | 1148469.3453
164 | 2588545.2815 | 1148576.331
165 | 2588527.076 | 1148612.0996
166 | 2588502.5307 | 1148661.139
167 | 2588339.5161 | 1148613.4529
168 | 2588501.5887 | 1148663.1055
169 | 2588153.7035 | 1148578.0893
170 | 2588166.2235 | 1148625.3312
171 | 2588207.5574 | 1148781.3115
172 | 2588487.8607 | 1148731.711
173 | 2588479.7673 | 1148754.8013
174 | 2588476.8772 | 1148760.4481
175 | 2588436.7088 | 1148833.1943
176 | 2588501.8679 | 1148903.4365
177 | 2588544.4332 | 1149075.6059
178 | 2588611.6021 | 1148788.1368
179 | 2589568.5313 | 1147853.7304
180 | 2589549.7925 | 1147869.6862
181 | 2589488.869 | 1147927.9326
182 | 2589477.8266 | 1147897.4032
183 | 2589484.8446 | 1148141.5997
184 | 2588407.3683 | 1148601.6598

## line_std_types
| c_nf_per_km | r_ohm_per_km | x_ohm_per_km | max_i_ka | type | q_mm2 | alpha | voltage_rating
NAYY 4x50 SE | 210 | 0.642 | 0.083 | 0.142 | cs | 50 | 0.00403 | LV
NAYY 4x120 SE | 264 | 0.225 | 0.08 | 0.242 | cs | 120 | 0.00403 | LV
NAYY 4x150 SE | 261 | 0.208 | 0.08 | 0.27 | cs | 150 | 0.00403 | LV
NA2XS2Y 1x95 RM/25 12/20 kV | 216 | 0.313 | 0.132 | 0.252 | cs | 95 | 0.00403 | MV
NA2XS2Y 1x185 RM/25 12/20 kV | 273 | 0.161 | 0.117 | 0.362 | cs | 185 | 0.00403 | MV
NA2XS2Y 1x240 RM/25 12/20 kV | 304 | 0.122 | 0.112 | 0.421 | cs | 240 | 0.00403 | MV
NA2XS2Y 1x95 RM/25 6/10 kV | 315 | 0.313 | 0.123 | 0.249 | cs | 95 | 0.00403 | MV
NA2XS2Y 1x185 RM/25 6/10 kV | 406 | 0.161 | 0.11 | 0.358 | cs | 185 | 0.00403 | MV
NA2XS2Y 1x240 RM/25 6/10 kV | 456 | 0.122 | 0.105 | 0.416 | cs | 240 | 0.00403 | MV
NA2XS2Y 1x150 RM/25 12/20 kV | 250 | 0.206 | 0.116 | 0.319 | cs | 150 | 0.00403 | MV
NA2XS2Y 1x120 RM/25 12/20 kV | 230 | 0.253 | 0.119 | 0.283 | cs | 120 | 0.00403 | MV
NA2XS2Y 1x70 RM/25 12/20 kV | 190 | 0.443 | 0.132 | 0.22 | cs | 70 | 0.00403 | MV
NA2XS2Y 1x150 RM/25 6/10 kV | 360 | 0.206 | 0.11 | 0.315 | cs | 150 | 0.00403 | MV
NA2XS2Y 1x120 RM/25 6/10 kV | 340 | 0.253 | 0.113 | 0.28 | cs | 120 | 0.00403 | MV
NA2XS2Y 1x70 RM/25 6/10 kV | 280 | 0.443 | 0.123 | 0.217 | cs | 70 | 0.00403 | MV
N2XS(FL)2Y 1x120 RM/35 64/110 kV | 112 | 0.153 | 0.166 | 0.366 | cs | 120 | 0.00393 | HV
N2XS(FL)2Y 1x185 RM/35 64/110 kV | 125 | 0.099 | 0.156 | 0.457 | cs | 185 | 0.00393 | HV
N2XS(FL)2Y 1x240 RM/35 64/110 kV | 135 | 0.075 | 0.149 | 0.526 | cs | 240 | 0.00393 | HV
N2XS(FL)2Y 1x300 RM/35 64/110 kV | 144 | 0.06 | 0.144 | 0.588 | cs | 300 | 0.00393 | HV
15-AL1/3-ST1A 0.4 | 11 | 1.8769 | 0.35 | 0.105 | ol | 16 | 0.00403 | LV
24-AL1/4-ST1A 0.4 | 11.25 | 1.2012 | 0.335 | 0.14 | ol | 24 | 0.00403 | LV
48-AL1/8-ST1A 0.4 | 12.2 | 0.5939 | 0.3 | 0.21 | ol | 48 | 0.00403 | LV
94-AL1/15-ST1A 0.4 | 13.2 | 0.306 | 0.29 | 0.35 | ol | 94 | 0.00403 | LV
34-AL1/6-ST1A 10.0 | 9.7 | 0.8342 | 0.36 | 0.17 | ol | 34 | 0.00403 | MV
48-AL1/8-ST1A 10.0 | 10.1 | 0.5939 | 0.35 | 0.21 | ol | 48 | 0.00403 | MV
70-AL1/11-ST1A 10.0 | 10.4 | 0.4132 | 0.339 | 0.29 | ol | 70 | 0.00403 | MV
94-AL1/15-ST1A 10.0 | 10.75 | 0.306 | 0.33 | 0.35 | ol | 94 | 0.00403 | MV
122-AL1/20-ST1A 10.0 | 11.1 | 0.2376 | 0.323 | 0.41 | ol | 122 | 0.00403 | MV
149-AL1/24-ST1A 10.0 | 11.25 | 0.194 | 0.315 | 0.47 | ol | 149 | 0.00403 | MV
34-AL1/6-ST1A 20.0 | 9.15 | 0.8342 | 0.382 | 0.17 | ol | 34 | 0.00403 | MV
48-AL1/8-ST1A 20.0 | 9.5 | 0.5939 | 0.372 | 0.21 | ol | 48 | 0.00403 | MV
70-AL1/11-ST1A 20.0 | 9.7 | 0.4132 | 0.36 | 0.29 | ol | 70 | 0.00403 | MV
94-AL1/15-ST1A 20.0 | 10 | 0.306 | 0.35 | 0.35 | ol | 94 | 0.00403 | MV
122-AL1/20-ST1A 20.0 | 10.3 | 0.2376 | 0.344 | 0.41 | ol | 122 | 0.00403 | MV
149-AL1/24-ST1A 20.0 | 10.5 | 0.194 | 0.337 | 0.47 | ol | 149 | 0.00403 | MV
184-AL1/30-ST1A 20.0 | 10.75 | 0.1571 | 0.33 | 0.535 | ol | 184 | 0.00403 | MV
243-AL1/39-ST1A 20.0 | 11 | 0.1188 | 0.32 | 0.645 | ol | 243 | 0.00403 | MV
48-AL1/8-ST1A 110.0 | 8 | 0.5939 | 0.46 | 0.21 | ol | 48 | 0.00403 | HV
70-AL1/11-ST1A 110.0 | 8.4 | 0.4132 | 0.45 | 0.29 | ol | 70 | 0.00403 | HV
94-AL1/15-ST1A 110.0 | 8.65 | 0.306 | 0.44 | 0.35 | ol | 94 | 0.00403 | HV
122-AL1/20-ST1A 110.0 | 8.5 | 0.2376 | 0.43 | 0.41 | ol | 122 | 0.00403 | HV
149-AL1/24-ST1A 110.0 | 8.75 | 0.194 | 0.41 | 0.47 | ol | 149 | 0.00403 | HV
184-AL1/30-ST1A 110.0 | 8.8 | 0.1571 | 0.4 | 0.535 | ol | 184 | 0.00403 | HV
243-AL1/39-ST1A 110.0 | 9 | 0.1188 | 0.39 | 0.645 | ol | 243 | 0.00403 | HV
305-AL1/39-ST1A 110.0 | 9.2 | 0.0949 | 0.38 | 0.74 | ol | 305 | 0.00403 | HV
490-AL1/64-ST1A 110.0 | 9.75 | 0.059 | 0.37 | 0.96 | ol | 490 | 0.00403 | HV
679-AL1/86-ST1A 110.0 | 9.95 | 0.042 | 0.36 | 1.15 | ol | 679 | 0.00403 | HV
490-AL1/64-ST1A 220.0 | 10 | 0.059 | 0.285 | 0.96 | ol | 490 | 0.00403 | HV
679-AL1/86-ST1A 220.0 | 11.7 | 0.042 | 0.275 | 1.15 | ol | 679 | 0.00403 | HV
490-AL1/64-ST1A 380.0 | 11 | 0.059 | 0.253 | 0.96 | ol | 490 | 0.00403 | HV
679-AL1/86-ST1A 380.0 | 14.6 | 0.042 | 0.25 | 1.15 | ol | 679 | 0.00403 | HV

## trafo_std_types
| i0_percent | pfe_kw | vkr_percent | sn_mva | vn_lv_kv | vn_hv_kv | vk_percent | shift_degree | vector_group | tap_side | tap_neutral | tap_min | tap_max | tap_step_degree | tap_step_percent | tap_phase_shifter
160 MVA 380/110 kV | 0.06 | 60 | 0.25 | 160 | 110 | 380 | 12.2 | 0 | Yy0 | hv | 0 | -9 | 9 | 0 | 1.5 | FALSE
100 MVA 220/110 kV | 0.06 | 55 | 0.26 | 100 | 110 | 220 | 12 | 0 | Yy0 | hv | 0 | -9 | 9 | 0 | 1.5 | FALSE
63 MVA 110/20 kV | 0.04 | 22 | 0.32 | 63 | 20 | 110 | 18 | 150 | YNd5 | hv | 0 | -9 | 9 | 0 | 1.5 | FALSE
40 MVA 110/20 kV | 0.05 | 18 | 0.34 | 40 | 20 | 110 | 16.2 | 150 | YNd5 | hv | 0 | -9 | 9 | 0 | 1.5 | FALSE
25 MVA 110/20 kV | 0.07 | 14 | 0.41 | 25 | 20 | 110 | 12 | 150 | YNd5 | hv | 0 | -9 | 9 | 0 | 1.5 | FALSE
63 MVA 110/10 kV | 0.04 | 22 | 0.32 | 63 | 10 | 110 | 18 | 150 | YNd5 | hv | 0 | -9 | 9 | 0 | 1.5 | FALSE
40 MVA 110/10 kV | 0.05 | 18 | 0.34 | 40 | 10 | 110 | 16.2 | 150 | YNd5 | hv | 0 | -9 | 9 | 0 | 1.5 | FALSE
25 MVA 110/10 kV | 0.07 | 14 | 0.41 | 25 | 10 | 110 | 12 | 150 | YNd5 | hv | 0 | -9 | 9 | 0 | 1.5 | FALSE
0.25 MVA 20/0.4 kV | 0.32 | 0.8 | 1.44 | 0.25 | 0.4 | 20 | 6 | 150 | Yzn5 | hv | 0 | -2 | 2 | 0 | 2.5 | FALSE
0.4 MVA 20/0.4 kV | 0.3375 | 1.35 | 1.425 | 0.4 | 0.4 | 20 | 6 | 150 | Dyn5 | hv | 0 | -2 | 2 | 0 | 2.5 | FALSE
0.63 MVA 20/0.4 kV | 0.2619 | 1.65 | 1.206 | 0.63 | 0.4 | 20 | 6 | 150 | Dyn5 | hv | 0 | -2 | 2 | 0 | 2.5 | FALSE
0.25 MVA 10/0.4 kV | 0.24 | 0.6 | 1.2 | 0.25 | 0.4 | 10 | 4 | 150 | Dyn5 | hv | 0 | -2 | 2 | 0 | 2.5 | FALSE
0.4 MVA 10/0.4 kV | 0.2375 | 0.95 | 1.325 | 0.4 | 0.4 | 10 | 4 | 150 | Dyn5 | hv | 0 | -2 | 2 | 0 | 2.5 | FALSE
0.63 MVA 10/0.4 kV | 0.1873 | 1.18 | 1.0794 | 0.63 | 0.4 | 10 | 4 | 150 | Dyn5 | hv | 0 | -2 | 2 | 0 | 2.5 | FALSE

## trafo3w_std_types
| sn_hv_mva | sn_mv_mva | sn_lv_mva | vn_hv_kv | vn_mv_kv | vn_lv_kv | vk_hv_percent | vk_mv_percent | vk_lv_percent | vkr_hv_percent | vkr_mv_percent | vkr_lv_percent | pfe_kw | i0_percent | shift_mv_degree | shift_lv_degree | vector_group | tap_side | tap_neutral | tap_min | tap_max | tap_step_percent
63/25/38 MVA 110/20/10 kV | 63 | 25 | 38 | 110 | 20 | 10 | 10.4 | 10.4 | 10.4 | 0.28 | 0.32 | 0.35 | 35 | 0.89 | 0 | 0 | YN0yn0yn0 | hv | 0 | -10 | 10 | 1.2
63/25/38 MVA 110/10/10 kV | 63 | 25 | 38 | 110 | 10 | 10 | 10.4 | 10.4 | 10.4 | 0.28 | 0.32 | 0.35 | 35 | 0.89 | 0 | 0 | YN0yn0yn0 | hv | 0 | -10 | 10 | 1.2

## fuse_std_types
| fuse_type | i_rated_a | t_avg | t_min | t_total | x_avg | x_min | x_total
HV 100A | HV 100A | 100 | 0 | [10.0, 3.64, 0.854, 0.281, 0.1, 0.0531, 0.022, 0.01] | [10.0, 4.267, 1.21, 0.403, 0.1, 0.058, 0.022, 0.01] | 0 | [300.0, 350.0, 450.0, 550.0, 700.0, 850.0, 1200.0, 1752.0] | [600.0, 700.0, 900.0, 1150.0, 1665.0, 2000.0, 3000.0, 4313.0]
HV 10A | HV 10A | 10 | 0 | [10.0, 1675.0, 0.344, 0.156, 0.1, 0.0417, 0.0171, 0.01] | [10.0, 1.3, 0.3, 0.155, 0.1, 0.0555, 0.023, 0.01] | 0 | [30.0, 32.0, 35.0, 37.0, 39.0, 50.0, 70.0, 88.0] | [60.0, 70.0, 80.0, 87.0, 94.0, 110.0, 150.0, 216.0]
HV 125A | HV 125A | 125 | 0 | [10.0, 1.82, 0.344, 0.1, 0.0467, 0.0269, 0.01] | [10.0, 2.478, 0.426, 0.1, 0.0427, 0.0211, 0.01] | 0 | [375.0, 500.0, 700.0, 925.0, 1200.0, 1500.0, 2341.0] | [750.0, 1000.0, 1500.0, 2200.0, 3000.0, 4000.0, 5765.0]
HV 160A | HV 160A | 160 | 0 | [10.0, 4.15, 1.03, 0.198, 0.1, 0.051, 0.0172, 0.01] | [10.0, 2.3, 0.734, 0.274, 0.1, 0.046, 0.0177, 0.01] | 0 | [480.0, 550.0, 700.0, 1000.0, 1260.0, 1600.0, 2500.0, 3227.0] | [960.0, 1300.0, 1700.0, 2200.0, 2996.0, 4000.0, 6000.0, 7946.0]
HV 16A | HV 16A | 16 | 0 | [10.0, 0.352, 0.164, 0.1, 0.0649, 0.0342, 0.01] | [10.0, 2.34, 0.722, 0.181, 0.1, 0.055, 0.0296, 0.01] | 0 | [48.0, 60.0, 65.0, 71.0, 80.0, 100.0, 162.0] | [96.0, 110.0, 125.0, 150.0, 168.0, 200.0, 250.0, 398.0]
HV 200A | HV 200A | 200 | 0 | [10.0, 4.267, 1.21, 0.403, 0.1, 0.058, 0.022, 0.01] | [10.0, 3.73, 1.654, 0.328, 0.1, 0.0531, 0.019, 0.01] | 0 | [600.0, 700.0, 900.0, 1150.0, 1665.0, 2000.0, 3000.0, 4313.0] | [1200.0, 1500.0, 1800.0, 2700.0, 3960.0, 5000.0, 7500.0, 10620.0]
HV 20A | HV 20A | 20 | 0 | [10.0, 1.3, 0.3, 0.155, 0.1, 0.0555, 0.023, 0.01] | [10.0, 1.3, 0.161, 0.1, 0.0611, 0.0399, 0.0141, 0.01] | 0 | [60.0, 70.0, 80.0, 87.0, 94.0, 110.0, 150.0, 216.0] | [120.0, 150.0, 200.0, 223.0, 260.0, 300.0, 450.0, 532.0]
HV 25A | HV 25A | 25 | 0 | [10.0, 2.512, 0.833, 0.299, 0.1, 0.0372, 0.0223, 0.01] | [10.0, 3.125, 0.597, 0.198, 0.1, 0.0378, 0.022, 0.01] | 0 | [75.0, 82.0, 90.0, 100.0, 124.0, 170.0, 200.0, 289.0] | [150.0, 170.0, 210.0, 250.0, 294.0, 400.0, 500.0, 711.0]
HV 31.5A | HV 31.5A | 31.5 | 0 | [10.0, 2.34, 0.722, 0.181, 0.1, 0.055, 0.0296, 0.01] | [10.0, 2.84, 0.368, 0.164, 0.1, 0.0621, 0.0378, 0.0195, 0.01] | 0 | [95.0, 110.0, 125.0, 150.0, 165.0, 200.0, 250.0, 390.0] | [189.0, 220.0, 300.0, 350.0, 393.0, 450.0, 530.0, 700.0, 960.0]
HV 40A | HV 40A | 40 | 0 | [10.0, 1.3, 0.161, 0.1, 0.0611, 0.0399, 0.0141, 0.01] | [10.0, 2.05, 0.369, 0.198, 0.1, 0.051, 0.0298, 0.01] | 0 | [120.0, 150.0, 200.0, 223.0, 260.0, 300.0, 450.0, 532.0] | [240.0, 300.0, 400.0, 450.0, 530.0, 650.0, 800.0, 1311.0]
HV 50A | HV 50A | 50 | 0 | [10.0, 3.215, 0.597, 0.198, 0.1, 0.0378, 0.022, 0.01] | [10.0, 3.64, 0.854, 0.281, 0.1, 0.0531, 0.022, 0.01] | 0 | [150.0, 170.0, 210.0, 250.0, 294.0, 400.0, 500.0, 711.0] | [300.0, 350.0, 450.0, 550.0, 700.0, 850.0, 1200.0, 1752.0]
HV 6.3A | HV 6.3A | 6.3 | 0 | [10.0, 1.39, 0.344, 0.168, 0.1, 0.056, 0.0263, 0.01] | [10.0, 1.711, 0.516, 0.198, 0.1, 0.0634, 0.0303, 0.01] | 0 | [19.0, 19.5, 20.4, 20.8, 22.0, 25.0, 32.0, 48.0] | [38.0, 40.0, 43.0, 48.0, 53.0, 60.0, 75.0, 118.0]
HV 63A | HV 63A | 63 | 0 | [10.0, 2.84, 0.368, 0.164, 0.1, 0.0621, 0.0378, 0.0195, 0.01] | [10.0, 1.82, 0.344, 0.1, 0.0467, 0.0269, 0.01] | 0 | [189.0, 220.0, 300.0, 350.0, 393.0, 450.0, 530.0, 700.0, 961.0] | [378.0, 500.0, 700.0, 934.0, 1200.0, 1500.0, 2366.0]
HV 80A | HV 80A | 80 | 0 | [10.0, 2.05, 0.369, 0.198, 0.1, 0.051, 0.0298, 0.01] | [10.0, 4.15, 1.03, 0.198, 0.1, 0.051, 0.0172, 0.01] | 0 | [240.0, 300.0, 400.0, 450.0, 530.0, 650.0, 800.0, 1311.0] | [480.0, 550.0, 700.0, 1000.0, 1260.0, 1600.0, 2500.0, 3227.0]
Siemens NH-1-100 | Siemens NH-1-100 | 100 | [5400.0, 2000.0, 400.0, 20.0, 1.0, 0.2, 0.012, 0.004] | 0 | 0 | [150.0, 190.0, 250.0, 430.0, 900.0, 1250.0, 2700.0, 3600.0] | 0 | 0
Siemens NH-1-125 | Siemens NH-1-125 | 125 | [4800.0, 120.0, 7.0, 0.1, 0.004] | 0 | 0 | [180.0, 400.0, 740.0, 2000.0, 4250.0] | 0 | 0
Siemens NH-1-16 | Siemens NH-1-16 | 16 | [4000.0, 400.0, 2.0, 0.1, 0.04, 0.01] | 0 | 0 | [26.0, 35.0, 75.0, 150.0, 200.0, 300.0] | 0 | 0
Siemens NH-1-160 | Siemens NH-1-160 | 160 | [4800.0, 120.0, 7.0, 0.1, 0.004] | 0 | 0 | [210.0, 500.0, 900.0, 2300.0, 5000.0] | 0 | 0
Siemens NH-1-25 | Siemens NH-1-25 | 25 | [4000.0, 1000.0, 10.0, 0.2, 0.02, 0.01] | 0 | 0 | [40.0, 50.0, 100.0, 210.0, 400.0, 500.0] | 0 | 0
Siemens NH-1-50 | Siemens NH-1-50 | 50 | [4000.0, 40.0, 4.0, 1.0, 0.02, 0.01] | 0 | 0 | [86.0, 200.0, 300.0, 400.0, 1000.0, 1280.0] | 0 | 0
Siemens NH-1-63 | Siemens NH-1-63 | 63 | [4000.0, 100.0, 10.0, 2.0, 0.04, 0.01] | 0 | 0 | [100.0, 200.0, 300.0, 400.0, 1000.0, 1500.0] | 0 | 0
Siemens NH-1-80 | Siemens NH-1-80 | 80 | [4800.0, 120.0, 7.0, 0.1, 0.01] | 0 | 0 | [150.58, 250.0, 450.0, 1150.0, 2470.0] | 0 | 0
Siemens NH-2-1000 | Siemens NH-2-1000 | 1000 | [4800.0, 120.0, 7.0, 0.1, 0.004] | 0 | 0 | [1900.0, 3500.0, 8400.0, 24000.0, 52000.0] | 0 | 0
Siemens NH-2-200 | Siemens NH-2-200 | 200 | [4800.0, 120.0, 7.0, 0.1, 0.004] | 0 | 0 | [280.0, 650.0, 1200.0, 3000.0, 7000.0] | 0 | 0
Siemens NH-2-224 | Siemens NH-2-224 | 224 | [4800.0, 120.0, 7.0, 0.2, 0.04, 0.004] | 0 | 0 | [400.0, 750.0, 1453.0, 3025.0, 4315.0, 7600.0] | 0 | 0
Siemens NH-2-250 | Siemens NH-2-250 | 250 | [4800.0, 120.0, 7.0, 0.1, 0.004] | 0 | 0 | [450.0, 800.0, 1650.0, 4000.0, 8500.0] | 0 | 0
Siemens NH-2-315 | Siemens NH-2-315 | 315 | [4800.0, 120.0, 7.0, 0.1, 0.004] | 0 | 0 | [550.0, 920.0, 1900.0, 5000.0, 11000.0] | 0 | 0
Siemens NH-2-355 | Siemens NH-2-355 | 355 | [4800.0, 120.0, 6.0, 0.1, 0.004] | 0 | 0 | [650.0, 1116.27, 2350.0, 5840.0, 12790.0] | 0 | 0
Siemens NH-2-400 | Siemens NH-2-400 | 400 | [4800.0, 120.0, 7.0, 0.1, 0.004] | 0 | 0 | [720.0, 1350.0, 2800.0, 6500.0, 15000.0] | 0 | 0
Siemens NH-2-425 | Siemens NH-2-425 | 425 | [4800.0, 120.0, 7.0, 0.1, 0.004] | 0 | 0 | [850.0, 1500.0, 3050.0, 7500.0, 16500.0] | 0 | 0
Siemens NH-2-630 | Siemens NH-2-630 | 630 | [4800.0, 120.0, 7.0, 0.1, 0.004] | 0 | 0 | [1200.0, 2000.0, 4800.0, 12000.0, 26000.0] | 0 | 0

## dtypes
| element | column | dtype
0 | bus | name | object
1 | bus | vn_kv | float64
2 | bus | type | object
3 | bus | zone | object
4 | bus | in_service | bool
5 | load | name | object
6 | load | bus | uint32
7 | load | p_mw | float64
8 | load | q_mvar | float64
9 | load | const_z_percent | float64
10 | load | const_i_percent | float64
11 | load | sn_mva | float64
12 | load | scaling | float64
13 | load | in_service | bool
14 | load | type | object
15 | ext_grid | name | object
16 | ext_grid | bus | uint32
17 | ext_grid | vm_pu | float64
18 | ext_grid | va_degree | float64
19 | ext_grid | slack_weight | float64
20 | ext_grid | in_service | bool
21 | line | name | object
22 | line | std_type | object
23 | line | from_bus | uint32
24 | line | to_bus | uint32
25 | line | length_km | float64
26 | line | r_ohm_per_km | float64
27 | line | x_ohm_per_km | float64
28 | line | c_nf_per_km | float64
29 | line | g_us_per_km | float64
30 | line | max_i_ka | float64
31 | line | df | float64
32 | line | parallel | uint32
33 | line | type | object
34 | line | in_service | bool
35 | trafo | name | object
36 | trafo | std_type | object
37 | trafo | hv_bus | uint32
38 | trafo | lv_bus | uint32
39 | trafo | sn_mva | float64
40 | trafo | vn_hv_kv | float64
41 | trafo | vn_lv_kv | float64
42 | trafo | vk_percent | float64
43 | trafo | vkr_percent | float64
44 | trafo | pfe_kw | float64
45 | trafo | i0_percent | float64
46 | trafo | shift_degree | float64
47 | trafo | tap_side | object
48 | trafo | tap_neutral | int32
49 | trafo | tap_min | int32
50 | trafo | tap_max | int32
51 | trafo | tap_step_percent | float64
52 | trafo | tap_step_degree | float64
53 | trafo | tap_pos | int32
54 | trafo | tap_phase_shifter | bool
55 | trafo | parallel | uint32
56 | trafo | df | float64
57 | trafo | in_service | bool
58 | line_geodata | coords | object
59 | bus_geodata | x | float64
60 | bus_geodata | y | float64
61 | bus_geodata | coords | object

## parameters
| version | format_version | converged | OPF_converged | name | f_hz | sn_mva
0 | 2.14.6 | 2.14.0 | FALSE | FALSE |  | 50 | 1