## bus
| name | vn_kv | type | zone | in_service
0 | bus_LV_853-1_2_5_node_82 | 0.4 | n |  | TRUE
1 | bus_LV_853-1_2_5_node_83 | 0.4 | n |  | TRUE
2 | bus_LV_853-1_2_5_node_158 | 0.4 | n |  | TRUE
3 | bus_LV_853-1_2_5_node_85 | 0.4 | n |  | TRUE
4 | bus_LV_853-1_2_5_node_155 | 0.4 | n |  | TRUE
5 | bus_LV_853-1_2_5_node_156 | 0.4 | n |  | TRUE
6 | bus_LV_853-1_2_5_node_157 | 0.4 | n |  | TRUE
7 | bus_LV_853-1_2_5_node_159 | 0.4 | n |  | TRUE
8 | bus_LV_853-1_2_5_node_309 | 0.4 | n |  | TRUE
9 | bus_LV_853-1_2_5_node_317 | 0.4 | n |  | TRUE
10 | bus_LV_853-1_2_5_node_246 | 0.4 | n |  | TRUE
11 | bus_LV_853-1_2_5_node_162 | 0.4 | n |  | TRUE
12 | bus_LV_853-1_2_5_node_163 | 0.4 | n |  | TRUE
13 | bus_LV_853-1_2_5_node_164 | 0.4 | n |  | TRUE
14 | bus_LV_853-1_2_5_node_165 | 0.4 | n |  | TRUE
15 | bus_LV_853-1_2_5_node_166 | 0.4 | n |  | TRUE
16 | bus_LV_853-1_2_5_node_167 | 0.4 | n |  | TRUE
17 | bus_LV_853-1_2_5_node_168 | 0.4 | n |  | TRUE
18 | bus_LV_853-1_2_5_node_308 | 0.4 | n |  | TRUE
19 | bus_LV_853-1_2_5_node_243 | 0.4 | n |  | TRUE
20 | bus_LV_853-1_2_5_node_169 | 0.4 | n |  | TRUE
21 | bus_LV_853-1_2_5_node_170 | 0.4 | n |  | TRUE
22 | bus_LV_853-1_2_5_node_171 | 0.4 | n |  | TRUE
23 | bus_LV_853-1_2_5_node_172 | 0.4 | n |  | TRUE
24 | bus_LV_853-1_2_5_node_173 | 0.4 | n |  | TRUE
25 | bus_LV_853-1_2_5_node_174 | 0.4 | n |  | TRUE
26 | bus_LV_853-1_2_5_node_185 | 0.4 | n |  | TRUE
27 | bus_LV_853-1_2_5_node_176 | 0.4 | n |  | TRUE
28 | bus_LV_853-1_2_5_node_177 | 0.4 | n |  | TRUE
29 | bus_LV_853-1_2_5_node_178 | 0.4 | n |  | TRUE
30 | bus_LV_853-1_2_5_node_179 | 0.4 | n |  | TRUE
31 | bus_LV_853-1_2_5_node_249 | 0.4 | n |  | TRUE
32 | bus_LV_853-1_2_5_node_180 | 0.4 | n |  | TRUE
33 | bus_LV_853-1_2_5_node_242 | 0.4 | n |  | TRUE
34 | bus_LV_853-1_2_5_node_253 | 0.4 | n |  | TRUE
35 | bus_LV_853-1_2_5_node_213 | 0.4 | n |  | TRUE
36 | bus_LV_853-1_2_5_node_214 | 0.4 | n |  | TRUE
37 | bus_LV_853-1_2_5_node_210 | 0.4 | n |  | TRUE
38 | bus_LV_853-1_2_5_node_181 | 0.4 | n |  | TRUE
39 | bus_LV_853-1_2_5_node_182 | 0.4 | n |  | TRUE
40 | bus_LV_853-1_2_5_node_183 | 0.4 | n |  | TRUE
41 | bus_LV_853-1_2_5_node_184 | 0.4 | n |  | TRUE
42 | bus_LV_853-1_2_5_node_186 | 0.4 | n |  | TRUE
43 | bus_LV_853-1_2_5_node_247 | 0.4 | n |  | TRUE
44 | bus_LV_853-1_2_5_node_197 | 0.4 | n |  | TRUE
45 | bus_LV_853-1_2_5_node_187 | 0.4 | n |  | TRUE
46 | bus_LV_853-1_2_5_node_188 | 0.4 | n |  | TRUE
47 | bus_LV_853-1_2_5_node_189 | 0.4 | n |  | TRUE
48 | bus_LV_853-1_2_5_node_191 | 0.4 | n |  | TRUE
49 | bus_LV_853-1_2_5_node_192 | 0.4 | n |  | TRUE
50 | bus_LV_853-1_2_5_node_193 | 0.4 | n |  | TRUE
51 | bus_LV_853-1_2_5_node_194 | 0.4 | n |  | TRUE
52 | bus_LV_853-1_2_5_node_190 | 0.4 | n |  | TRUE
53 | bus_LV_853-1_2_5_node_255 | 0.4 | n |  | TRUE
54 | bus_LV_853-1_2_5_node_265 | 0.4 | n |  | TRUE
55 | bus_LV_853-1_2_5_node_291 | 0.4 | n |  | TRUE
56 | bus_LV_853-1_2_5_node_208 | 0.4 | n |  | TRUE
57 | bus_LV_853-1_2_5_node_203 | 0.4 | n |  | TRUE
58 | bus_LV_853-1_2_5_node_195 | 0.4 | n |  | TRUE
59 | bus_LV_853-1_2_5_node_196 | 0.4 | n |  | TRUE
60 | bus_LV_853-1_2_5_node_198 | 0.4 | n |  | TRUE
61 | bus_LV_853-1_2_5_node_199 | 0.4 | n |  | TRUE
62 | bus_LV_853-1_2_5_node_200 | 0.4 | n |  | TRUE
63 | bus_LV_853-1_2_5_node_285 | 0.4 | n |  | TRUE
64 | bus_LV_853-1_2_5_node_283 | 0.4 | n |  | TRUE
65 | bus_LV_853-1_2_5_node_268 | 0.4 | n |  | TRUE
66 | bus_LV_853-1_2_5_node_201 | 0.4 | n |  | TRUE
67 | bus_LV_853-1_2_5_node_202 | 0.4 | n |  | TRUE
68 | bus_LV_853-1_2_5_node_204 | 0.4 | n |  | TRUE
69 | bus_LV_853-1_2_5_node_205 | 0.4 | n |  | TRUE
70 | bus_LV_853-1_2_5_node_206 | 0.4 | n |  | TRUE
71 | bus_LV_853-1_2_5_node_211 | 0.4 | n |  | TRUE
72 | bus_LV_853-1_2_5_node_212 | 0.4 | n |  | TRUE
73 | bus_LV_853-1_2_5_node_300 | 0.4 | n |  | TRUE
74 | bus_LV_853-1_2_5_node_331 | 0.4 | n |  | TRUE
75 | bus_LV_853-1_2_5_node_329 | 0.4 | n |  | TRUE
76 | bus_LV_853-1_2_5_node_215 | 0.4 | n |  | TRUE
77 | bus_LV_853-1_2_5_node_216 | 0.4 | n |  | TRUE
78 | bus_LV_853-1_2_5_node_217 | 0.4 | n |  | TRUE
79 | bus_LV_853-1_2_5_node_218 | 0.4 | n |  | TRUE
80 | bus_LV_853-1_2_5_node_219 | 0.4 | n |  | TRUE
81 | bus_LV_853-1_2_5_node_220 | 0.4 | n |  | TRUE
82 | bus_LV_853-1_2_5_node_238 | 0.4 | n |  | TRUE
83 | bus_LV_853-1_2_5_node_248 | 0.4 | n |  | TRUE
84 | bus_LV_853-1_2_5_node_221 | 0.4 | n |  | TRUE
85 | bus_LV_853-1_2_5_node_222 | 0.4 | n |  | TRUE
86 | bus_LV_853-1_2_5_node_223 | 0.4 | n |  | TRUE
87 | bus_LV_853-1_2_5_node_224 | 0.4 | n |  | TRUE
88 | bus_LV_853-1_2_5_node_225 | 0.4 | n |  | TRUE
89 | bus_LV_853-1_2_5_node_233 | 0.4 | n |  | TRUE
90 | bus_LV_853-1_2_5_node_236 | 0.4 | n |  | TRUE
91 | bus_LV_853-1_2_5_node_226 | 0.4 | n |  | TRUE
92 | bus_LV_853-1_2_5_node_227 | 0.4 | n |  | TRUE
93 | bus_LV_853-1_2_5_node_228 | 0.4 | n |  | TRUE
94 | bus_LV_853-1_2_5_node_229 | 0.4 | n |  | TRUE
95 | bus_LV_853-1_2_5_node_230 | 0.4 | n |  | TRUE
96 | bus_LV_853-1_2_5_node_257 | 0.4 | n |  | TRUE
97 | bus_LV_853-1_2_5_node_327 | 0.4 | n |  | TRUE
98 | bus_LV_853-1_2_5_node_244 | 0.4 | n |  | TRUE
99 | bus_LV_853-1_2_5_node_270 | 0.4 | n |  | TRUE
100 | bus_LV_853-1_2_5_node_231 | 0.4 | n |  | TRUE
101 | bus_LV_853-1_2_5_node_232 | 0.4 | n |  | TRUE
102 | bus_LV_853-1_2_5_node_234 | 0.4 | n |  | TRUE
103 | bus_LV_853-1_2_5_node_235 | 0.4 | n |  | TRUE
104 | bus_LV_853-1_2_5_node_237 | 0.4 | n |  | TRUE
105 | bus_LV_853-1_2_5_node_239 | 0.4 | n |  | TRUE
106 | bus_LV_853-1_2_5_node_337 | 0.4 | n |  | TRUE
107 | bus_LV_853-1_2_5_node_240 | 0.4 | n |  | TRUE
108 | bus_LV_853-1_2_5_node_241 | 0.4 | n |  | TRUE
109 | bus_LV_853-1_2_5_node_250 | 0.4 | n |  | TRUE
110 | bus_LV_853-1_2_5_node_251 | 0.4 | n |  | TRUE
111 | bus_LV_853-1_2_5_node_252 | 0.4 | n |  | TRUE
112 | bus_LV_853-1_2_5_node_254 | 0.4 | n |  | TRUE
113 | bus_LV_853-1_2_5_node_256 | 0.4 | n |  | TRUE
114 | bus_LV_853-1_2_5_node_258 | 0.4 | n |  | TRUE
115 | bus_LV_853-1_2_5_node_259 | 0.4 | n |  | TRUE
116 | bus_LV_853-1_2_5_node_260 | 0.4 | n |  | TRUE
117 | bus_LV_853-1_2_5_node_289 | 0.4 | n |  | TRUE
118 | bus_LV_853-1_2_5_node_282 | 0.4 | n |  | TRUE
119 | bus_LV_853-1_2_5_node_261 | 0.4 | n |  | TRUE
120 | bus_LV_853-1_2_5_node_262 | 0.4 | n |  | TRUE
121 | bus_LV_853-1_2_5_node_263 | 0.4 | n |  | TRUE
122 | bus_LV_853-1_2_5_node_346 | 0.4 | n |  | TRUE
123 | bus_LV_853-1_2_5_node_271 | 0.4 | n |  | TRUE
124 | bus_LV_853-1_2_5_node_264 | 0.4 | n |  | TRUE
125 | bus_LV_853-1_2_5_node_266 | 0.4 | n |  | TRUE
126 | bus_LV_853-1_2_5_node_267 | 0.4 | n |  | TRUE
127 | bus_LV_853-1_2_5_node_287 | 0.4 | n |  | TRUE
128 | bus_LV_853-1_2_5_node_269 | 0.4 | n |  | TRUE
129 | bus_LV_853-1_2_5_node_272 | 0.4 | n |  | TRUE
130 | bus_LV_853-1_2_5_node_328 | 0.4 | n |  | TRUE
131 | bus_LV_853-1_2_5_node_273 | 0.4 | n |  | TRUE
132 | bus_LV_853-1_2_5_node_274 | 0.4 | n |  | TRUE
133 | bus_LV_853-1_2_5_node_275 | 0.4 | n |  | TRUE
134 | bus_LV_853-1_2_5_node_276 | 0.4 | n |  | TRUE
135 | bus_LV_853-1_2_5_node_290 | 0.4 | n |  | TRUE
136 | bus_LV_853-1_2_5_node_288 | 0.4 | n |  | TRUE
137 | bus_LV_853-1_2_5_node_277 | 0.4 | n |  | TRUE
138 | bus_LV_853-1_2_5_node_278 | 0.4 | n |  | TRUE
139 | bus_LV_853-1_2_5_node_279 | 0.4 | n |  | TRUE
140 | bus_LV_853-1_2_5_node_280 | 0.4 | n |  | TRUE
141 | bus_LV_853-1_2_5_node_281 | 0.4 | n |  | TRUE
142 | bus_LV_853-1_2_5_node_336 | 0.4 | n |  | TRUE
143 | bus_LV_853-1_2_5_node_334 | 0.4 | n |  | TRUE
144 | bus_LV_853-1_2_5_node_284 | 0.4 | n |  | TRUE
145 | bus_LV_853-1_2_5_node_286 | 0.4 | n |  | TRUE
146 | bus_LV_853-1_2_5_node_293 | 0.4 | n |  | TRUE
147 | bus_LV_853-1_2_5_node_332 | 0.4 | n |  | TRUE
148 | bus_LV_853-1_2_5_node_292 | 0.4 | n |  | TRUE
149 | bus_LV_853-1_2_5_node_294 | 0.4 | n |  | TRUE
150 | bus_LV_853-1_2_5_node_299 | 0.4 | n |  | TRUE
151 | bus_LV_853-1_2_5_node_301 | 0.4 | n |  | TRUE
152 | bus_LV_853-1_2_5_node_302 | 0.4 | n |  | TRUE
153 | bus_LV_853-1_2_5_node_303 | 0.4 | n |  | TRUE
154 | bus_LV_853-1_2_5_node_305 | 0.4 | n |  | TRUE
155 | bus_LV_853-1_2_5_node_307 | 0.4 | n |  | TRUE
156 | bus_LV_853-1_2_5_node_304 | 0.4 | n |  | TRUE
157 | bus_LV_853-1_2_5_node_306 | 0.4 | n |  | TRUE
158 | bus_LV_853-1_2_5_node_330 | 0.4 | n |  | TRUE
159 | bus_LV_853-1_2_5_node_333 | 0.4 | n |  | TRUE
160 | bus_LV_853-1_2_5_node_335 | 0.4 | n |  | TRUE
161 | bus_MV_122_1_node_227 | 20 | n |  | TRUE

## load
| name | bus | p_mw | q_mvar | const_z_percent | const_i_percent | sn_mva | scaling | in_service | type
0 | LV_853-1_2_5_load_82 | 0 | 0.0065309 | 0.0016368 | 0 | 0 |  | 1 | TRUE | wye
1 | LV_853-1_2_5_load_85 | 3 | 0.008376 | 0.0020992 | 0 | 0 |  | 1 | TRUE | wye
2 | LV_853-1_2_5_load_155 | 4 | 0.0002878 | 7.213e-05 | 0 | 0 |  | 1 | TRUE | wye
3 | LV_853-1_2_5_load_309 | 8 | 0.00016598 | 4.1599e-05 | 0 | 0 |  | 1 | TRUE | wye
4 | LV_853-1_2_5_load_317 | 9 | 0.00028981 | 7.2634e-05 | 0 | 0 |  | 1 | TRUE | wye
5 | LV_853-1_2_5_load_162 | 11 | 0.00022076 | 5.5327e-05 | 0 | 0 |  | 1 | TRUE | wye
6 | LV_853-1_2_5_load_163 | 12 | 0.00056385 | 0.00014131 | 0 | 0 |  | 1 | TRUE | wye
7 | LV_853-1_2_5_load_167 | 16 | 0.0002097 | 5.2556e-05 | 0 | 0 |  | 1 | TRUE | wye
8 | LV_853-1_2_5_load_168 | 17 | 0.00059173 | 0.0001483 | 0 | 0 |  | 1 | TRUE | wye
9 | LV_853-1_2_5_load_308 | 18 | 0.00023997 | 6.0141e-05 | 0 | 0 |  | 1 | TRUE | wye
10 | LV_853-1_2_5_load_243 | 19 | 0.0004516 | 0.00011318 | 0 | 0 |  | 1 | TRUE | wye
11 | LV_853-1_2_5_load_169 | 20 | 0.00041925 | 0.00010508 | 0 | 0 |  | 1 | TRUE | wye
12 | LV_853-1_2_5_load_170 | 21 | 0.0026679 | 0.00066865 | 0 | 0 |  | 1 | TRUE | wye
13 | LV_853-1_2_5_load_171 | 22 | 0.0011402 | 0.00028577 | 0 | 0 |  | 1 | TRUE | wye
14 | LV_853-1_2_5_load_172 | 23 | 0.00083627 | 0.00020959 | 0 | 0 |  | 1 | TRUE | wye
15 | LV_853-1_2_5_load_173 | 24 | 0.0010571 | 0.00026495 | 0 | 0 |  | 1 | TRUE | wye
16 | LV_853-1_2_5_load_174 | 25 | 0.0009876 | 0.00024752 | 0 | 0 |  | 1 | TRUE | wye
17 | LV_853-1_2_5_load_185 | 26 | 0.00046652 | 0.00011692 | 0 | 0 |  | 1 | TRUE | wye
18 | LV_853-1_2_5_load_176 | 27 | 0.00084262 | 0.00021118 | 0 | 0 |  | 1 | TRUE | wye
19 | LV_853-1_2_5_load_178 | 29 | 0.00059014 | 0.0001479 | 0 | 0 |  | 1 | TRUE | wye
20 | LV_853-1_2_5_load_249 | 31 | 0.00024012 | 6.0181e-05 | 0 | 0 |  | 1 | TRUE | wye
21 | LV_853-1_2_5_load_253 | 34 | 0.000178 | 4.4612e-05 | 0 | 0 |  | 1 | TRUE | wye
22 | LV_853-1_2_5_load_213 | 35 | 0.0003036 | 7.6089e-05 | 0 | 0 |  | 1 | TRUE | wye
23 | LV_853-1_2_5_load_210 | 37 | 0.00038281 | 9.5942e-05 | 0 | 0 |  | 1 | TRUE | wye
24 | LV_853-1_2_5_load_181 | 38 | 0.00065635 | 0.0001645 | 0 | 0 |  | 1 | TRUE | wye
25 | LV_853-1_2_5_load_183 | 40 | 0.00076831 | 0.00019256 | 0 | 0 |  | 1 | TRUE | wye
26 | LV_853-1_2_5_load_247 | 43 | 0.00053833 | 0.00013492 | 0 | 0 |  | 1 | TRUE | wye
27 | LV_853-1_2_5_load_187 | 45 | 0.00027361 | 6.8574e-05 | 0 | 0 |  | 1 | TRUE | wye
28 | LV_853-1_2_5_load_193 | 50 | 0.00080346 | 0.00020136 | 0 | 0 |  | 1 | TRUE | wye
29 | LV_853-1_2_5_load_194 | 51 | 0.00044706 | 0.00011204 | 0 | 0 |  | 1 | TRUE | wye
30 | LV_853-1_2_5_load_255 | 53 | 0.00090041 | 0.00022566 | 0 | 0 |  | 1 | TRUE | wye
31 | LV_853-1_2_5_load_265 | 54 | 0.00049937 | 0.00012515 | 0 | 0 |  | 1 | TRUE | wye
32 | LV_853-1_2_5_load_291 | 55 | 0.00053398 | 0.00013383 | 0 | 0 |  | 1 | TRUE | wye
33 | LV_853-1_2_5_load_203 | 57 | 0.00070071 | 0.00017562 | 0 | 0 |  | 1 | TRUE | wye
34 | LV_853-1_2_5_load_195 | 58 | 0.00046638 | 0.00011689 | 0 | 0 |  | 1 | TRUE | wye
35 | LV_853-1_2_5_load_198 | 60 | 0.0011606 | 0.00029087 | 0 | 0 |  | 1 | TRUE | wye
36 | LV_853-1_2_5_load_200 | 62 | 0.00033396 | 8.3697e-05 | 0 | 0 |  | 1 | TRUE | wye
37 | LV_853-1_2_5_load_283 | 64 | 0.0006075 | 0.00015225 | 0 | 0 |  | 1 | TRUE | wye
38 | LV_853-1_2_5_load_268 | 65 | 0.0015119 | 0.00037893 | 0 | 0 |  | 1 | TRUE | wye
39 | LV_853-1_2_5_load_201 | 66 | 0.00045374 | 0.00011372 | 0 | 0 |  | 1 | TRUE | wye
40 | LV_853-1_2_5_load_202 | 67 | 0.00065644 | 0.00016452 | 0 | 0 |  | 1 | TRUE | wye
41 | LV_853-1_2_5_load_204 | 68 | 0.0003377 | 8.4635e-05 | 0 | 0 |  | 1 | TRUE | wye
42 | LV_853-1_2_5_load_205 | 69 | 0.00076844 | 0.00019259 | 0 | 0 |  | 1 | TRUE | wye
43 | LV_853-1_2_5_load_211 | 71 | 0.00030652 | 7.6822e-05 | 0 | 0 |  | 1 | TRUE | wye
44 | LV_853-1_2_5_load_212 | 72 | 0.00053504 | 0.00013409 | 0 | 0 |  | 1 | TRUE | wye
45 | LV_853-1_2_5_load_331 | 74 | 0.00022352 | 5.6018e-05 | 0 | 0 |  | 1 | TRUE | wye
46 | LV_853-1_2_5_load_215 | 76 | 0.0007648 | 0.00019168 | 0 | 0 |  | 1 | TRUE | wye
47 | LV_853-1_2_5_load_216 | 77 | 0.002663 | 0.00066741 | 0 | 0 |  | 1 | TRUE | wye
48 | LV_853-1_2_5_load_217 | 78 | 0.0016373 | 0.00041034 | 0 | 0 |  | 1 | TRUE | wye
49 | LV_853-1_2_5_load_218 | 79 | 0.00059025 | 0.00014793 | 0 | 0 |  | 1 | TRUE | wye
50 | LV_853-1_2_5_load_220 | 81 | 0.00050805 | 0.00012733 | 0 | 0 |  | 1 | TRUE | wye
51 | LV_853-1_2_5_load_238 | 82 | 0.00029094 | 7.2916e-05 | 0 | 0 |  | 1 | TRUE | wye
52 | LV_853-1_2_5_load_248 | 83 | 0.00069315 | 0.00017372 | 0 | 0 |  | 1 | TRUE | wye
53 | LV_853-1_2_5_load_221 | 84 | 0.00053228 | 0.0001334 | 0 | 0 |  | 1 | TRUE | wye
54 | LV_853-1_2_5_load_222 | 85 | 0.0018405 | 0.00046127 | 0 | 0 |  | 1 | TRUE | wye
55 | LV_853-1_2_5_load_223 | 86 | 0.00034373 | 8.6147e-05 | 0 | 0 |  | 1 | TRUE | wye
56 | LV_853-1_2_5_load_224 | 87 | 0.0011833 | 0.00029656 | 0 | 0 |  | 1 | TRUE | wye
57 | LV_853-1_2_5_load_233 | 89 | 0.00028592 | 7.1658e-05 | 0 | 0 |  | 1 | TRUE | wye
58 | LV_853-1_2_5_load_226 | 91 | 0.0017885 | 0.00044824 | 0 | 0 |  | 1 | TRUE | wye
59 | LV_853-1_2_5_load_228 | 93 | 0.00062035 | 0.00015548 | 0 | 0 |  | 1 | TRUE | wye
60 | LV_853-1_2_5_load_257 | 96 | 0.00015789 | 3.9571e-05 | 0 | 0 |  | 1 | TRUE | wye
61 | LV_853-1_2_5_load_327 | 97 | 0.0011073 | 0.00027753 | 0 | 0 |  | 1 | TRUE | wye
62 | LV_853-1_2_5_load_244 | 98 | 0.00059307 | 0.00014864 | 0 | 0 |  | 1 | TRUE | wye
63 | LV_853-1_2_5_load_270 | 99 | 0.00031957 | 8.0092e-05 | 0 | 0 |  | 1 | TRUE | wye
64 | LV_853-1_2_5_load_231 | 100 | 0.00032325 | 8.1013e-05 | 0 | 0 |  | 1 | TRUE | wye
65 | LV_853-1_2_5_load_232 | 101 | 0.00027941 | 7.0027e-05 | 0 | 0 |  | 1 | TRUE | wye
66 | LV_853-1_2_5_load_235 | 103 | 0.00066868 | 0.00016759 | 0 | 0 |  | 1 | TRUE | wye
67 | LV_853-1_2_5_load_337 | 106 | 0.001004 | 0.00025164 | 0 | 0 |  | 1 | TRUE | wye
68 | LV_853-1_2_5_load_240 | 107 | 0.00042452 | 0.00010639 | 0 | 0 |  | 1 | TRUE | wye
69 | LV_853-1_2_5_load_241 | 108 | 0.00070175 | 0.00017587 | 0 | 0 |  | 1 | TRUE | wye
70 | LV_853-1_2_5_load_250 | 109 | 0.00020241 | 5.073e-05 | 0 | 0 |  | 1 | TRUE | wye
71 | LV_853-1_2_5_load_251 | 110 | 0.00086926 | 0.00021786 | 0 | 0 |  | 1 | TRUE | wye
72 | LV_853-1_2_5_load_252 | 111 | 0.00019207 | 4.8137e-05 | 0 | 0 |  | 1 | TRUE | wye
73 | LV_853-1_2_5_load_254 | 112 | 0.0014979 | 0.0003754 | 0 | 0 |  | 1 | TRUE | wye
74 | LV_853-1_2_5_load_256 | 113 | 0.00039549 | 9.9119e-05 | 0 | 0 |  | 1 | TRUE | wye
75 | LV_853-1_2_5_load_258 | 114 | 0.00023303 | 5.8403e-05 | 0 | 0 |  | 1 | TRUE | wye
76 | LV_853-1_2_5_load_259 | 115 | 0.0003542 | 8.877e-05 | 0 | 0 |  | 1 | TRUE | wye
77 | LV_853-1_2_5_load_282 | 118 | 0.0003379 | 8.4687e-05 | 0 | 0 |  | 1 | TRUE | wye
78 | LV_853-1_2_5_load_261 | 119 | 0.00044769 | 0.0001122 | 0 | 0 |  | 1 | TRUE | wye
79 | LV_853-1_2_5_load_346 | 122 | 0.00017987 | 4.508e-05 | 0 | 0 |  | 1 | TRUE | wye
80 | LV_853-1_2_5_load_264 | 124 | 0.00049617 | 0.00012435 | 0 | 0 |  | 1 | TRUE | wye
81 | LV_853-1_2_5_load_266 | 125 | 0.00025386 | 6.3622e-05 | 0 | 0 |  | 1 | TRUE | wye
82 | LV_853-1_2_5_load_267 | 126 | 0.00030511 | 7.6467e-05 | 0 | 0 |  | 1 | TRUE | wye
83 | LV_853-1_2_5_load_287 | 127 | 0.00026786 | 6.7133e-05 | 0 | 0 |  | 1 | TRUE | wye
84 | LV_853-1_2_5_load_269 | 128 | 0.00085729 | 0.00021486 | 0 | 0 |  | 1 | TRUE | wye
85 | LV_853-1_2_5_load_328 | 130 | 0.00087283 | 0.00021875 | 0 | 0 |  | 1 | TRUE | wye
86 | LV_853-1_2_5_load_273 | 131 | 0.00031819 | 7.9747e-05 | 0 | 0 |  | 1 | TRUE | wye
87 | LV_853-1_2_5_load_276 | 134 | 0.00041294 | 0.00010349 | 0 | 0 |  | 1 | TRUE | wye
88 | LV_853-1_2_5_load_288 | 136 | 0.00039767 | 9.9667e-05 | 0 | 0 |  | 1 | TRUE | wye
89 | LV_853-1_2_5_load_277 | 137 | 0.00018197 | 4.5607e-05 | 0 | 0 |  | 1 | TRUE | wye
90 | LV_853-1_2_5_load_278 | 138 | 0.00060305 | 0.00015114 | 0 | 0 |  | 1 | TRUE | wye
91 | LV_853-1_2_5_load_280 | 140 | 0.00020207 | 5.0644e-05 | 0 | 0 |  | 1 | TRUE | wye
92 | LV_853-1_2_5_load_336 | 142 | 0.00020962 | 5.2535e-05 | 0 | 0 |  | 1 | TRUE | wye
93 | LV_853-1_2_5_load_284 | 144 | 0.0003525 | 8.8344e-05 | 0 | 0 |  | 1 | TRUE | wye
94 | LV_853-1_2_5_load_286 | 145 | 0.0004038 | 0.0001012 | 0 | 0 |  | 1 | TRUE | wye
95 | LV_853-1_2_5_load_293 | 146 | 0.0002447 | 6.1327e-05 | 0 | 0 |  | 1 | TRUE | wye
96 | LV_853-1_2_5_load_332 | 147 | 0.00039083 | 9.7952e-05 | 0 | 0 |  | 1 | TRUE | wye
97 | LV_853-1_2_5_load_292 | 148 | 0.00018623 | 4.6673e-05 | 0 | 0 |  | 1 | TRUE | wye
98 | LV_853-1_2_5_load_294 | 149 | 0.00039821 | 9.98e-05 | 0 | 0 |  | 1 | TRUE | wye
99 | LV_853-1_2_5_load_299 | 150 | 0.00062485 | 0.0001566 | 0 | 0 |  | 1 | TRUE | wye
100 | LV_853-1_2_5_load_302 | 152 | 0.00035338 | 8.8565e-05 | 0 | 0 |  | 1 | TRUE | wye
101 | LV_853-1_2_5_load_307 | 155 | 0.00028795 | 7.2167e-05 | 0 | 0 |  | 1 | TRUE | wye
102 | LV_853-1_2_5_load_304 | 156 | 0.00019484 | 4.8832e-05 | 0 | 0 |  | 1 | TRUE | wye
103 | LV_853-1_2_5_load_306 | 157 | 0.0004404 | 0.00011037 | 0 | 0 |  | 1 | TRUE | wye
104 | LV_853-1_2_5_load_330 | 158 | 0.00067108 | 0.00016819 | 0 | 0 |  | 1 | TRUE | wye
105 | LV_853-1_2_5_load_333 | 159 | 0.00030702 | 7.6948e-05 | 0 | 0 |  | 1 | TRUE | wye
106 | LV_853-1_2_5_load_335 | 160 | 0.00025728 | 6.448e-05 | 0 | 0 |  | 1 | TRUE | wye

## ext_grid
| name | bus | vm_pu | va_degree | slack_weight | in_service
0 |  | 28 | 1 | 0 | 1 | TRUE

## line
| name | std_type | from_bus | to_bus | length_km | r_ohm_per_km | x_ohm_per_km | c_nf_per_km | g_us_per_km | max_i_ka | df | parallel | type | in_service
0 | LV_853-1_2_5_line_0 | NAYY 4x150 SE | 0 | 1 | 0.0086086 | 0.208 | 0.08 | 261 | 0 | 0.27 | 1 | 1 | cs | TRUE
1 | LV_853-1_2_5_line_1 | NAYY 4x150 SE | 0 | 2 | 0.80703 | 0.208 | 0.08 | 261 | 0 | 0.27 | 1 | 2 | cs | TRUE
2 | LV_853-1_2_5_line_2 | NAYY 4x150 SE | 1 | 3 | 0.025775 | 0.208 | 0.08 | 261 | 0 | 0.27 | 1 | 1 | cs | TRUE
3 | LV_853-1_2_5_line_3 | NAYY 4x150 SE | 2 | 8 | 0.069404 | 0.208 | 0.08 | 261 | 0 | 0.27 | 1 | 1 | cs | TRUE
4 | LV_853-1_2_5_line_4 | NAYY 4x150 SE | 2 | 5 | 0.27577 | 0.208 | 0.08 | 261 | 0 | 0.27 | 1 | 3 | cs | TRUE
5 | LV_853-1_2_5_line_5 | NAYY 4x150 SE | 4 | 5 | 0.12783 | 0.208 | 0.08 | 261 | 0 | 0.27 | 1 | 3 | cs | TRUE
6 | LV_853-1_2_5_line_6 | NAYY 4x150 SE | 4 | 6 | 0.039128 | 0.208 | 0.08 | 261 | 0 | 0.27 | 1 | 3 | cs | TRUE
7 | LV_853-1_2_5_line_7 | NAYY 4x150 SE | 6 | 7 | 0.28543 | 0.208 | 0.08 | 261 | 0 | 0.27 | 1 | 3 | cs | TRUE
8 | LV_853-1_2_5_line_8 | NAYY 4x150 SE | 7 | 9 | 0.010803 | 0.208 | 0.08 | 261 | 0 | 0.27 | 1 | 1 | cs | TRUE
9 | LV_853-1_2_5_line_9 | NAYY 4x150 SE | 7 | 10 | 0.1828 | 0.208 | 0.08 | 261 | 0 | 0.27 | 1 | 3 | cs | TRUE
10 | LV_853-1_2_5_line_10 | NAYY 4x150 SE | 10 | 72 | 0.3249 | 0.208 | 0.08 | 261 | 0 | 0.27 | 1 | 3 | cs | TRUE
11 | LV_853-1_2_5_line_11 | NAYY 4x150 SE | 11 | 12 | 0.0047069 | 0.208 | 0.08 | 261 | 0 | 0.27 | 1 | 1 | cs | TRUE
12 | LV_853-1_2_5_line_12 | NAYY 4x150 SE | 11 | 13 | 0.045218 | 0.208 | 0.08 | 261 | 0 | 0.27 | 1 | 1 | cs | TRUE
13 | LV_853-1_2_5_line_13 | NAYY 4x150 SE | 12 | 14 | 0.042289 | 0.208 | 0.08 | 261 | 0 | 0.27 | 1 | 1 | cs | TRUE
14 | LV_853-1_2_5_line_14 | NAYY 4x150 SE | 13 | 15 | 0.027174 | 0.208 | 0.08 | 261 | 0 | 0.27 | 1 | 1 | cs | TRUE
15 | LV_853-1_2_5_line_15 | NAYY 4x150 SE | 13 | 16 | 0.03187 | 0.208 | 0.08 | 261 | 0 | 0.27 | 1 | 1 | cs | TRUE
16 | LV_853-1_2_5_line_16 | NAYY 4x150 SE | 14 | 17 | 0.027465 | 0.208 | 0.08 | 261 | 0 | 0.27 | 1 | 1 | cs | TRUE
17 | LV_853-1_2_5_line_17 | NAYY 4x150 SE | 15 | 18 | 0.006346 | 0.208 | 0.08 | 261 | 0 | 0.27 | 1 | 1 | cs | TRUE
18 | LV_853-1_2_5_line_18 | NAYY 4x150 SE | 15 | 19 | 0.023254 | 0.208 | 0.08 | 261 | 0 | 0.27 | 1 | 1 | cs | TRUE
19 | LV_853-1_2_5_line_19 | NAYY 4x150 SE | 16 | 20 | 0.00032823 | 0.208 | 0.08 | 261 | 0 | 0.27 | 1 | 1 | cs | TRUE
20 | LV_853-1_2_5_line_20 | NAYY 4x150 SE | 19 | 108 | 0.031967 | 0.208 | 0.08 | 261 | 0 | 0.27 | 1 | 1 | cs | TRUE
21 | LV_853-1_2_5_line_21 | NAYY 4x150 SE | 20 | 21 | 0.033622 | 0.208 | 0.08 | 261 | 0 | 0.27 | 1 | 1 | cs | TRUE
22 | LV_853-1_2_5_line_22 | NAYY 4x150 SE | 21 | 22 | 0.15417 | 0.208 | 0.08 | 261 | 0 | 0.27 | 1 | 1 | cs | TRUE
23 | LV_853-1_2_5_line_23 | NAYY 4x150 SE | 23 | 24 | 0.029258 | 0.208 | 0.08 | 261 | 0 | 0.27 | 1 | 1 | cs | TRUE
24 | LV_853-1_2_5_line_24 | NAYY 4x150 SE | 24 | 25 | 0.017171 | 0.208 | 0.08 | 261 | 0 | 0.27 | 1 | 1 | cs | TRUE
25 | LV_853-1_2_5_line_25 | NAYY 4x150 SE | 25 | 26 | 0.13762 | 0.208 | 0.08 | 261 | 0 | 0.27 | 1 | 1 | cs | TRUE
26 | LV_853-1_2_5_line_26 | NAYY 4x150 SE | 26 | 42 | 0.022202 | 0.208 | 0.08 | 261 | 0 | 0.27 | 1 | 1 | cs | TRUE
27 | LV_853-1_2_5_line_27 | NAYY 4x150 SE | 27 | 28 | 0.16822 | 0.208 | 0.08 | 261 | 0 | 0.27 | 1 | 1 | cs | TRUE
28 | LV_853-1_2_5_line_28 | NAYY 4x150 SE | 28 | 29 | 0.066916 | 0.208 | 0.08 | 261 | 0 | 0.27 | 1 | 1 | cs | TRUE
29 | LV_853-1_2_5_line_29 | NAYY 4x150 SE | 28 | 30 | 0.17915 | 0.208 | 0.08 | 261 | 0 | 0.27 | 1 | 3 | cs | TRUE
30 | LV_853-1_2_5_line_30 | NAYY 4x150 SE | 29 | 31 | 0.043073 | 0.208 | 0.08 | 261 | 0 | 0.27 | 1 | 1 | cs | TRUE
31 | LV_853-1_2_5_line_31 | NAYY 4x150 SE | 30 | 32 | 0.25537 | 0.208 | 0.08 | 261 | 0 | 0.27 | 1 | 3 | cs | TRUE
32 | LV_853-1_2_5_line_32 | NAYY 4x150 SE | 30 | 33 | 0.055382 | 0.208 | 0.08 | 261 | 0 | 0.27 | 1 | 3 | cs | TRUE
33 | LV_853-1_2_5_line_33 | NAYY 4x150 SE | 30 | 34 | 0.010306 | 0.208 | 0.08 | 261 | 0 | 0.27 | 1 | 1 | cs | TRUE
34 | LV_853-1_2_5_line_34 | NAYY 4x150 SE | 31 | 41 | 0.052283 | 0.208 | 0.08 | 261 | 0 | 0.27 | 1 | 1 | cs | TRUE
35 | LV_853-1_2_5_line_35 | NAYY 4x150 SE | 32 | 35 | 0.073936 | 0.208 | 0.08 | 261 | 0 | 0.27 | 1 | 1 | cs | TRUE
36 | LV_853-1_2_5_line_36 | NAYY 4x150 SE | 32 | 36 | 0.19611 | 0.208 | 0.08 | 261 | 0 | 0.27 | 1 | 1 | cs | TRUE
37 | LV_853-1_2_5_line_37 | NAYY 4x150 SE | 32 | 37 | 0.034116 | 0.208 | 0.08 | 261 | 0 | 0.27 | 1 | 3 | cs | TRUE
38 | LV_853-1_2_5_line_38 | NAYY 4x150 SE | 33 | 80 | 0.15152 | 0.208 | 0.08 | 261 | 0 | 0.27 | 1 | 3 | cs | TRUE
39 | LV_853-1_2_5_line_39 | NAYY 4x150 SE | 33 | 107 | 0.0036613 | 0.208 | 0.08 | 261 | 0 | 0.27 | 1 | 1 | cs | TRUE
40 | LV_853-1_2_5_line_40 | NAYY 4x150 SE | 34 | 111 | 0.067436 | 0.208 | 0.08 | 261 | 0 | 0.27 | 1 | 1 | cs | TRUE
41 | LV_853-1_2_5_line_41 | NAYY 4x150 SE | 35 | 73 | 0.009002 | 0.208 | 0.08 | 261 | 0 | 0.27 | 1 | 1 | cs | TRUE
42 | LV_853-1_2_5_line_42 | NAYY 4x150 SE | 36 | 74 | 0.013137 | 0.208 | 0.08 | 261 | 0 | 0.27 | 1 | 1 | cs | TRUE
43 | LV_853-1_2_5_line_43 | NAYY 4x150 SE | 36 | 75 | 0.044725 | 0.208 | 0.08 | 261 | 0 | 0.27 | 1 | 1 | cs | TRUE
44 | LV_853-1_2_5_line_44 | NAYY 4x150 SE | 37 | 71 | 0.058484 | 0.208 | 0.08 | 261 | 0 | 0.27 | 1 | 3 | cs | TRUE
45 | LV_853-1_2_5_line_45 | NAYY 4x150 SE | 38 | 39 | 0.070265 | 0.208 | 0.08 | 261 | 0 | 0.27 | 1 | 1 | cs | TRUE
46 | LV_853-1_2_5_line_46 | NAYY 4x150 SE | 38 | 40 | 0.069471 | 0.208 | 0.08 | 261 | 0 | 0.27 | 1 | 1 | cs | TRUE
47 | LV_853-1_2_5_line_47 | NAYY 4x150 SE | 39 | 41 | 0.13052 | 0.208 | 0.08 | 261 | 0 | 0.27 | 1 | 1 | cs | TRUE
48 | LV_853-1_2_5_line_48 | NAYY 4x150 SE | 42 | 43 | 0.023299 | 0.208 | 0.08 | 261 | 0 | 0.27 | 1 | 3 | cs | TRUE
49 | LV_853-1_2_5_line_49 | NAYY 4x150 SE | 42 | 44 | 0.031393 | 0.208 | 0.08 | 261 | 0 | 0.27 | 1 | 3 | cs | TRUE
50 | LV_853-1_2_5_line_50 | NAYY 4x150 SE | 43 | 102 | 0.18167 | 0.208 | 0.08 | 261 | 0 | 0.27 | 1 | 3 | cs | TRUE
51 | LV_853-1_2_5_line_51 | NAYY 4x150 SE | 44 | 62 | 0.01353 | 0.208 | 0.08 | 261 | 0 | 0.27 | 1 | 1 | cs | TRUE
52 | LV_853-1_2_5_line_52 | NAYY 4x150 SE | 44 | 58 | 0.24766 | 0.208 | 0.08 | 261 | 0 | 0.27 | 1 | 3 | cs | TRUE
53 | LV_853-1_2_5_line_53 | NAYY 4x150 SE | 45 | 46 | 0.043897 | 0.208 | 0.08 | 261 | 0 | 0.27 | 1 | 1 | cs | TRUE
54 | LV_853-1_2_5_line_54 | NAYY 4x150 SE | 45 | 47 | 0.1135 | 0.208 | 0.08 | 261 | 0 | 0.27 | 1 | 1 | cs | TRUE
55 | LV_853-1_2_5_line_55 | NAYY 4x150 SE | 46 | 48 | 0.038042 | 0.208 | 0.08 | 261 | 0 | 0.27 | 1 | 1 | cs | TRUE
56 | LV_853-1_2_5_line_56 | NAYY 4x150 SE | 46 | 49 | 0.35366 | 0.208 | 0.08 | 261 | 0 | 0.27 | 1 | 1 | cs | TRUE
57 | LV_853-1_2_5_line_57 | NAYY 4x150 SE | 47 | 50 | 0.089819 | 0.208 | 0.08 | 261 | 0 | 0.27 | 1 | 1 | cs | TRUE
58 | LV_853-1_2_5_line_58 | NAYY 4x150 SE | 47 | 51 | 0.020561 | 0.208 | 0.08 | 261 | 0 | 0.27 | 1 | 1 | cs | TRUE
59 | LV_853-1_2_5_line_59 | NAYY 4x150 SE | 48 | 54 | 0.051265 | 0.208 | 0.08 | 261 | 0 | 0.27 | 1 | 1 | cs | TRUE
60 | LV_853-1_2_5_line_60 | NAYY 4x150 SE | 48 | 52 | 0.020638 | 0.208 | 0.08 | 261 | 0 | 0.27 | 1 | 1 | cs | TRUE
61 | LV_853-1_2_5_line_61 | NAYY 4x150 SE | 49 | 55 | 0.0096505 | 0.208 | 0.08 | 261 | 0 | 0.27 | 1 | 1 | cs | TRUE
62 | LV_853-1_2_5_line_62 | NAYY 4x150 SE | 50 | 56 | 0.021631 | 0.208 | 0.08 | 261 | 0 | 0.27 | 1 | 1 | cs | TRUE
63 | LV_853-1_2_5_line_63 | NAYY 4x150 SE | 51 | 57 | 0.026349 | 0.208 | 0.08 | 261 | 0 | 0.27 | 1 | 1 | cs | TRUE
64 | LV_853-1_2_5_line_64 | NAYY 4x150 SE | 52 | 53 | 0.17317 | 0.208 | 0.08 | 261 | 0 | 0.27 | 1 | 1 | cs | TRUE
65 | LV_853-1_2_5_line_65 | NAYY 4x150 SE | 53 | 112 | 0.068379 | 0.208 | 0.08 | 261 | 0 | 0.27 | 1 | 1 | cs | TRUE
66 | LV_853-1_2_5_line_66 | NAYY 4x150 SE | 54 | 124 | 0.0086238 | 0.208 | 0.08 | 261 | 0 | 0.27 | 1 | 1 | cs | TRUE
67 | LV_853-1_2_5_line_67 | NAYY 4x150 SE | 55 | 148 | 0.017847 | 0.208 | 0.08 | 261 | 0 | 0.27 | 1 | 1 | cs | TRUE
68 | LV_853-1_2_5_line_68 | NAYY 4x150 SE | 56 | 70 | 0.13222 | 0.208 | 0.08 | 261 | 0 | 0.27 | 1 | 1 | cs | TRUE
69 | LV_853-1_2_5_line_69 | NAYY 4x150 SE | 57 | 66 | 0.062652 | 0.208 | 0.08 | 261 | 0 | 0.27 | 1 | 1 | cs | TRUE
70 | LV_853-1_2_5_line_70 | NAYY 4x150 SE | 58 | 59 | 0.027888 | 0.208 | 0.08 | 261 | 0 | 0.27 | 1 | 3 | cs | TRUE
71 | LV_853-1_2_5_line_71 | NAYY 4x150 SE | 59 | 60 | 0.017114 | 0.208 | 0.08 | 261 | 0 | 0.27 | 1 | 1 | cs | TRUE
72 | LV_853-1_2_5_line_72 | NAYY 4x150 SE | 59 | 61 | 0.10973 | 0.208 | 0.08 | 261 | 0 | 0.27 | 1 | 3 | cs | TRUE
73 | LV_853-1_2_5_line_73 | NAYY 4x150 SE | 61 | 63 | 0.050501 | 0.208 | 0.08 | 261 | 0 | 0.27 | 1 | 3 | cs | TRUE
74 | LV_853-1_2_5_line_74 | NAYY 4x150 SE | 61 | 64 | 0.035673 | 0.208 | 0.08 | 261 | 0 | 0.27 | 1 | 1 | cs | TRUE
75 | LV_853-1_2_5_line_75 | NAYY 4x150 SE | 62 | 65 | 0.0078408 | 0.208 | 0.08 | 261 | 0 | 0.27 | 1 | 1 | cs | TRUE
76 | LV_853-1_2_5_line_76 | NAYY 4x150 SE | 63 | 145 | 0.045711 | 0.208 | 0.08 | 261 | 0 | 0.27 | 1 | 1 | cs | TRUE
77 | LV_853-1_2_5_line_77 | NAYY 4x150 SE | 63 | 134 | 0.069041 | 0.208 | 0.08 | 261 | 0 | 0.27 | 1 | 3 | cs | TRUE
78 | LV_853-1_2_5_line_78 | NAYY 4x150 SE | 64 | 144 | 0.05175 | 0.208 | 0.08 | 261 | 0 | 0.27 | 1 | 1 | cs | TRUE
79 | LV_853-1_2_5_line_79 | NAYY 4x150 SE | 66 | 67 | 0.087496 | 0.208 | 0.08 | 261 | 0 | 0.27 | 1 | 1 | cs | TRUE
80 | LV_853-1_2_5_line_80 | NAYY 4x150 SE | 68 | 69 | 0.021687 | 0.208 | 0.08 | 261 | 0 | 0.27 | 1 | 1 | cs | TRUE
81 | LV_853-1_2_5_line_81 | NAYY 4x150 SE | 68 | 70 | 0.17779 | 0.208 | 0.08 | 261 | 0 | 0.27 | 1 | 1 | cs | TRUE
82 | LV_853-1_2_5_line_82 | NAYY 4x150 SE | 71 | 72 | 0.067446 | 0.208 | 0.08 | 261 | 0 | 0.27 | 1 | 3 | cs | TRUE
83 | LV_853-1_2_5_line_83 | NAYY 4x150 SE | 73 | 152 | 0.032344 | 0.208 | 0.08 | 261 | 0 | 0.27 | 1 | 1 | cs | TRUE
84 | LV_853-1_2_5_line_84 | NAYY 4x150 SE | 73 | 150 | 0.021712 | 0.208 | 0.08 | 261 | 0 | 0.27 | 1 | 1 | cs | TRUE
85 | LV_853-1_2_5_line_85 | NAYY 4x150 SE | 75 | 158 | 0.013959 | 0.208 | 0.08 | 261 | 0 | 0.27 | 1 | 1 | cs | TRUE
86 | LV_853-1_2_5_line_86 | NAYY 4x150 SE | 76 | 77 | 0.0031791 | 0.208 | 0.08 | 261 | 0 | 0.27 | 1 | 1 | cs | TRUE
87 | LV_853-1_2_5_line_87 | NAYY 4x150 SE | 76 | 78 | 0.028755 | 0.208 | 0.08 | 261 | 0 | 0.27 | 1 | 1 | cs | TRUE
88 | LV_853-1_2_5_line_88 | NAYY 4x150 SE | 77 | 79 | 0.046406 | 0.208 | 0.08 | 261 | 0 | 0.27 | 1 | 1 | cs | TRUE
89 | LV_853-1_2_5_line_89 | NAYY 4x150 SE | 78 | 80 | 0.010866 | 0.208 | 0.08 | 261 | 0 | 0.27 | 1 | 1 | cs | TRUE
90 | LV_853-1_2_5_line_90 | NAYY 4x150 SE | 79 | 81 | 0.027831 | 0.208 | 0.08 | 261 | 0 | 0.27 | 1 | 1 | cs | TRUE
91 | LV_853-1_2_5_line_91 | NAYY 4x150 SE | 80 | 82 | 0.07859 | 0.208 | 0.08 | 261 | 0 | 0.27 | 1 | 3 | cs | TRUE
92 | LV_853-1_2_5_line_92 | NAYY 4x150 SE | 81 | 83 | 0.0055799 | 0.208 | 0.08 | 261 | 0 | 0.27 | 1 | 1 | cs | TRUE
93 | LV_853-1_2_5_line_93 | NAYY 4x150 SE | 82 | 90 | 0.13181 | 0.208 | 0.08 | 261 | 0 | 0.27 | 1 | 3 | cs | TRUE
94 | LV_853-1_2_5_line_94 | NAYY 4x150 SE | 84 | 85 | 0.035694 | 0.208 | 0.08 | 261 | 0 | 0.27 | 1 | 1 | cs | TRUE
95 | LV_853-1_2_5_line_95 | NAYY 4x150 SE | 84 | 86 | 0.069053 | 0.208 | 0.08 | 261 | 0 | 0.27 | 1 | 1 | cs | TRUE
96 | LV_853-1_2_5_line_96 | NAYY 4x150 SE | 86 | 87 | 0.002761 | 0.208 | 0.08 | 261 | 0 | 0.27 | 1 | 1 | cs | TRUE
97 | LV_853-1_2_5_line_97 | NAYY 4x150 SE | 87 | 88 | 0.011682 | 0.208 | 0.08 | 261 | 0 | 0.27 | 1 | 1 | cs | TRUE
98 | LV_853-1_2_5_line_98 | NAYY 4x150 SE | 88 | 89 | 0.021703 | 0.208 | 0.08 | 261 | 0 | 0.27 | 1 | 3 | cs | TRUE
99 | LV_853-1_2_5_line_99 | NAYY 4x150 SE | 88 | 90 | 0.005272 | 0.208 | 0.08 | 261 | 0 | 0.27 | 1 | 3 | cs | TRUE
100 | LV_853-1_2_5_line_100 | NAYY 4x150 SE | 89 | 100 | 0.0096639 | 0.208 | 0.08 | 261 | 0 | 0.27 | 1 | 3 | cs | TRUE
101 | LV_853-1_2_5_line_101 | NAYY 4x150 SE | 90 | 103 | 0.043992 | 0.208 | 0.08 | 261 | 0 | 0.27 | 1 | 1 | cs | TRUE
102 | LV_853-1_2_5_line_102 | NAYY 4x150 SE | 91 | 92 | 0.12174 | 0.208 | 0.08 | 261 | 0 | 0.27 | 1 | 3 | cs | TRUE
103 | LV_853-1_2_5_line_103 | NAYY 4x150 SE | 91 | 93 | 0.21589 | 0.208 | 0.08 | 261 | 0 | 0.27 | 1 | 3 | cs | TRUE
104 | LV_853-1_2_5_line_104 | NAYY 4x150 SE | 92 | 94 | 0.076886 | 0.208 | 0.08 | 261 | 0 | 0.27 | 1 | 1 | cs | TRUE
105 | LV_853-1_2_5_line_105 | NAYY 4x150 SE | 92 | 95 | 0.011334 | 0.208 | 0.08 | 261 | 0 | 0.27 | 1 | 3 | cs | TRUE
106 | LV_853-1_2_5_line_106 | NAYY 4x150 SE | 93 | 96 | 0.14362 | 0.208 | 0.08 | 261 | 0 | 0.27 | 1 | 3 | cs | TRUE
107 | LV_853-1_2_5_line_107 | NAYY 4x150 SE | 94 | 97 | 0.041837 | 0.208 | 0.08 | 261 | 0 | 0.27 | 1 | 1 | cs | TRUE
108 | LV_853-1_2_5_line_108 | NAYY 4x150 SE | 95 | 98 | 0.020784 | 0.208 | 0.08 | 261 | 0 | 0.27 | 1 | 1 | cs | TRUE
109 | LV_853-1_2_5_line_109 | NAYY 4x150 SE | 95 | 99 | 0.34813 | 0.208 | 0.08 | 261 | 0 | 0.27 | 1 | 3 | cs | TRUE
110 | LV_853-1_2_5_line_110 | NAYY 4x150 SE | 96 | 115 | 0.086779 | 0.208 | 0.08 | 261 | 0 | 0.27 | 1 | 1 | cs | TRUE
111 | LV_853-1_2_5_line_111 | NAYY 4x150 SE | 96 | 113 | 0.039477 | 0.208 | 0.08 | 261 | 0 | 0.27 | 1 | 3 | cs | TRUE
112 | LV_853-1_2_5_line_112 | NAYY 4x150 SE | 99 | 128 | 0.055743 | 0.208 | 0.08 | 261 | 0 | 0.27 | 1 | 3 | cs | TRUE
113 | LV_853-1_2_5_line_113 | NAYY 4x150 SE | 100 | 101 | 0.012866 | 0.208 | 0.08 | 261 | 0 | 0.27 | 1 | 3 | cs | TRUE
114 | LV_853-1_2_5_line_114 | NAYY 4x150 SE | 101 | 102 | 0.022528 | 0.208 | 0.08 | 261 | 0 | 0.27 | 1 | 3 | cs | TRUE
115 | LV_853-1_2_5_line_115 | NAYY 4x150 SE | 103 | 104 | 0.014334 | 0.208 | 0.08 | 261 | 0 | 0.27 | 1 | 1 | cs | TRUE
116 | LV_853-1_2_5_line_116 | NAYY 4x150 SE | 104 | 105 | 0.008193 | 0.208 | 0.08 | 261 | 0 | 0.27 | 1 | 1 | cs | TRUE
117 | LV_853-1_2_5_line_117 | NAYY 4x150 SE | 105 | 106 | 0.00554 | 0.208 | 0.08 | 261 | 0 | 0.27 | 1 | 1 | cs | TRUE
118 | LV_853-1_2_5_line_118 | NAYY 4x150 SE | 107 | 108 | 0.028532 | 0.208 | 0.08 | 261 | 0 | 0.27 | 1 | 1 | cs | TRUE
119 | LV_853-1_2_5_line_119 | NAYY 4x150 SE | 109 | 110 | 0.015477 | 0.208 | 0.08 | 261 | 0 | 0.27 | 1 | 1 | cs | TRUE
120 | LV_853-1_2_5_line_120 | NAYY 4x150 SE | 110 | 111 | 0.00034156 | 0.208 | 0.08 | 261 | 0 | 0.27 | 1 | 1 | cs | TRUE
121 | LV_853-1_2_5_line_121 | NAYY 4x150 SE | 113 | 114 | 0.014582 | 0.208 | 0.08 | 261 | 0 | 0.27 | 1 | 3 | cs | TRUE
122 | LV_853-1_2_5_line_122 | NAYY 4x150 SE | 114 | 116 | 0.056456 | 0.208 | 0.08 | 261 | 0 | 0.27 | 1 | 3 | cs | TRUE
123 | LV_853-1_2_5_line_123 | NAYY 4x150 SE | 116 | 117 | 0.12577 | 0.208 | 0.08 | 261 | 0 | 0.27 | 1 | 3 | cs | TRUE
124 | LV_853-1_2_5_line_124 | NAYY 4x150 SE | 116 | 118 | 0.01387 | 0.208 | 0.08 | 261 | 0 | 0.27 | 1 | 1 | cs | TRUE
125 | LV_853-1_2_5_line_125 | NAYY 4x150 SE | 117 | 135 | 0.028338 | 0.208 | 0.08 | 261 | 0 | 0.27 | 1 | 3 | cs | TRUE
126 | LV_853-1_2_5_line_126 | NAYY 4x150 SE | 117 | 146 | 0.037654 | 0.208 | 0.08 | 261 | 0 | 0.27 | 1 | 1 | cs | TRUE
127 | LV_853-1_2_5_line_127 | NAYY 4x150 SE | 118 | 139 | 0.010604 | 0.208 | 0.08 | 261 | 0 | 0.27 | 1 | 1 | cs | TRUE
128 | LV_853-1_2_5_line_128 | NAYY 4x150 SE | 119 | 120 | 0.022252 | 0.208 | 0.08 | 261 | 0 | 0.27 | 1 | 1 | cs | TRUE
129 | LV_853-1_2_5_line_129 | NAYY 4x150 SE | 120 | 121 | 0.052094 | 0.208 | 0.08 | 261 | 0 | 0.27 | 1 | 1 | cs | TRUE
130 | LV_853-1_2_5_line_130 | NAYY 4x150 SE | 121 | 122 | 0.042329 | 0.208 | 0.08 | 261 | 0 | 0.27 | 1 | 1 | cs | TRUE
131 | LV_853-1_2_5_line_131 | NAYY 4x150 SE | 121 | 123 | 0.039995 | 0.208 | 0.08 | 261 | 0 | 0.27 | 1 | 1 | cs | TRUE
132 | LV_853-1_2_5_line_132 | NAYY 4x150 SE | 123 | 129 | 0.15493 | 0.208 | 0.08 | 261 | 0 | 0.27 | 1 | 3 | cs | TRUE
133 | LV_853-1_2_5_line_133 | NAYY 4x150 SE | 123 | 128 | 0.013469 | 0.208 | 0.08 | 261 | 0 | 0.27 | 1 | 3 | cs | TRUE
134 | LV_853-1_2_5_line_134 | NAYY 4x150 SE | 124 | 125 | 0.019922 | 0.208 | 0.08 | 261 | 0 | 0.27 | 1 | 1 | cs | TRUE
135 | LV_853-1_2_5_line_135 | NAYY 4x150 SE | 125 | 126 | 0.0031984 | 0.208 | 0.08 | 261 | 0 | 0.27 | 1 | 1 | cs | TRUE
136 | LV_853-1_2_5_line_136 | NAYY 4x150 SE | 126 | 127 | 0.036303 | 0.208 | 0.08 | 261 | 0 | 0.27 | 1 | 2 | cs | TRUE
137 | LV_853-1_2_5_line_137 | NAYY 4x150 SE | 127 | 136 | 0.021471 | 0.208 | 0.08 | 261 | 0 | 0.27 | 1 | 3 | cs | TRUE
138 | LV_853-1_2_5_line_138 | NAYY 4x150 SE | 129 | 130 | 0.078355 | 0.208 | 0.08 | 261 | 0 | 0.27 | 1 | 2 | cs | TRUE
139 | LV_853-1_2_5_line_139 | NAYY 4x150 SE | 131 | 132 | 0.026754 | 0.208 | 0.08 | 261 | 0 | 0.27 | 1 | 1 | cs | TRUE
140 | LV_853-1_2_5_line_140 | NAYY 4x150 SE | 132 | 133 | 0.027467 | 0.208 | 0.08 | 261 | 0 | 0.27 | 1 | 3 | cs | TRUE
141 | LV_853-1_2_5_line_141 | NAYY 4x150 SE | 132 | 134 | 0.0022697 | 0.208 | 0.08 | 261 | 0 | 0.27 | 1 | 3 | cs | TRUE
142 | LV_853-1_2_5_line_142 | NAYY 4x150 SE | 133 | 135 | 0.069761 | 0.208 | 0.08 | 261 | 0 | 0.27 | 1 | 3 | cs | TRUE
143 | LV_853-1_2_5_line_143 | NAYY 4x150 SE | 133 | 136 | 0.011269 | 0.208 | 0.08 | 261 | 0 | 0.27 | 1 | 3 | cs | TRUE
144 | LV_853-1_2_5_line_144 | NAYY 4x150 SE | 135 | 147 | 0.049987 | 0.208 | 0.08 | 261 | 0 | 0.27 | 1 | 1 | cs | TRUE
145 | LV_853-1_2_5_line_145 | NAYY 4x150 SE | 137 | 138 | 0.0063964 | 0.208 | 0.08 | 261 | 0 | 0.27 | 1 | 1 | cs | TRUE
146 | LV_853-1_2_5_line_146 | NAYY 4x150 SE | 137 | 139 | 0.16261 | 0.208 | 0.08 | 261 | 0 | 0.27 | 1 | 1 | cs | TRUE
147 | LV_853-1_2_5_line_147 | NAYY 4x150 SE | 138 | 140 | 0.043157 | 0.208 | 0.08 | 261 | 0 | 0.27 | 1 | 1 | cs | TRUE
148 | LV_853-1_2_5_line_148 | NAYY 4x150 SE | 139 | 141 | 0.033247 | 0.208 | 0.08 | 261 | 0 | 0.27 | 1 | 1 | cs | TRUE
149 | LV_853-1_2_5_line_149 | NAYY 4x150 SE | 141 | 142 | 0.05622 | 0.208 | 0.08 | 261 | 0 | 0.27 | 1 | 1 | cs | TRUE
150 | LV_853-1_2_5_line_150 | NAYY 4x150 SE | 141 | 143 | 0.046038 | 0.208 | 0.08 | 261 | 0 | 0.27 | 1 | 1 | cs | TRUE
151 | LV_853-1_2_5_line_151 | NAYY 4x150 SE | 143 | 160 | 0.061679 | 0.208 | 0.08 | 261 | 0 | 0.27 | 1 | 1 | cs | TRUE
152 | LV_853-1_2_5_line_152 | NAYY 4x150 SE | 143 | 159 | 0.086646 | 0.208 | 0.08 | 261 | 0 | 0.27 | 1 | 1 | cs | TRUE
153 | LV_853-1_2_5_line_153 | NAYY 4x150 SE | 146 | 149 | 0.027382 | 0.208 | 0.08 | 261 | 0 | 0.27 | 1 | 1 | cs | TRUE
154 | LV_853-1_2_5_line_154 | NAYY 4x150 SE | 150 | 151 | 0.013331 | 0.208 | 0.08 | 261 | 0 | 0.27 | 1 | 1 | cs | TRUE
155 | LV_853-1_2_5_line_155 | NAYY 4x150 SE | 151 | 153 | 0.043422 | 0.208 | 0.08 | 261 | 0 | 0.27 | 1 | 1 | cs | TRUE
156 | LV_853-1_2_5_line_156 | NAYY 4x150 SE | 153 | 154 | 0.019299 | 0.208 | 0.08 | 261 | 0 | 0.27 | 1 | 1 | cs | TRUE
157 | LV_853-1_2_5_line_157 | NAYY 4x150 SE | 153 | 155 | 0.080782 | 0.208 | 0.08 | 261 | 0 | 0.27 | 1 | 1 | cs | TRUE
158 | LV_853-1_2_5_line_158 | NAYY 4x150 SE | 154 | 156 | 0.014273 | 0.208 | 0.08 | 261 | 0 | 0.27 | 1 | 1 | cs | TRUE
159 | LV_853-1_2_5_line_159 | NAYY 4x150 SE | 156 | 157 | 0.0027705 | 0.208 | 0.08 | 261 | 0 | 0.27 | 1 | 1 | cs | TRUE

## trafo
| name | std_type | hv_bus | lv_bus | sn_mva | vn_hv_kv | vn_lv_kv | vk_percent | vkr_percent | pfe_kw | i0_percent | shift_degree | tap_side | tap_neutral | tap_min | tap_max | tap_step_percent | tap_step_degree | tap_pos | tap_phase_shifter | parallel | df | in_service
0 | LV_853-1_2_5_trafo_177 | 0.25 MVA 20/0.4 kV | 161 | 28 | 0.25 | 20 | 0.4 | 6 | 1.44 | 0.8 | 0.32 | 150 | hv | 0 | -2 | 2 | 2.5 | 0 | 0 | FALSE | 1 | 1 | TRUE

## line_geodata
| x0 | y0 | x1 | y1 | x2 | y2 | x3 | y3 | x4 | y4 | x5 | y5 | x6 | y6 | x7 | y7 | x8 | y8 | x9 | y9 | x10 | y10 | x11 | y11 | x12 | y12 | x13 | y13 | x14 | y14 | x15 | y15 | x16 | y16 | x17 | y17 | x18 | y18 | x19 | y19 | x20 | y20 | x21 | y21 | x22 | y22 | x23 | y23
0 | 2599293.2913 | 1180691.9598 | 2599294.7419 | 1180688.469 | 2599295.8947 | 1180683.7802
1 | 2598614.9602 | 1180250.6167 | 2599295.8947 | 1180683.7802
2 | 2599293.2913 | 1180691.9598 | 2599287.2582 | 1180694.1617 | 2599284.4865 | 1180698.5977 | 2599283.7006 | 1180704.7898 | 2599285.3469 | 1180712.4965
3 | 2598614.9602 | 1180250.6167 | 2598627.6254 | 1180182.3783
4 | 2598494.0319 | 1180456.6413 | 2598495.0606 | 1180418.4994 | 2598500.3853 | 1180394.3968 | 2598506.9318 | 1180369.4824 | 2598507.9529 | 1180360.4997 | 2598514.6111 | 1180353.45 | 2598528.3354 | 1180351.3009 | 2598557.3203 | 1180350.9822 | 2598570.5323 | 1180346.3876 | 2598589.1724 | 1180332.5982 | 2598598.1817 | 1180319.7338 | 2598608.1131 | 1180298.4872 | 2598611.179 | 1180280.2105 | 2598610.4632 | 1180257.7547 | 2598614.9602 | 1180250.6167
5 | 2598494.0319 | 1180456.6413 | 2598489.7305 | 1180451.2064 | 2598478.6552 | 1180447.6519 | 2598458.6519 | 1180445.6896 | 2598447.5618 | 1180444.1807 | 2598437.1122 | 1180439.0143 | 2598421.4435 | 1180424.022 | 2598400.6536 | 1180394.9129 | 2598396.8616 | 1180386.8985
6 | 2598380.9591 | 1180351.1628 | 2598387.4479 | 1180367.0024 | 2598396.8616 | 1180386.8985
7 | 2598347.3774 | 1180089.9057 | 2598336.1135 | 1180149.9063 | 2598326.9171 | 1180227.404 | 2598337.8488 | 1180234.0376 | 2598375.9342 | 1180272.5241 | 2598379.9929 | 1180283.5063 | 2598379.5699 | 1180327.1954 | 2598380.9591 | 1180351.1628
8 | 2598357.9186 | 1180092.404 | 2598347.3774 | 1180089.9057
9 | 2598347.3774 | 1180089.9057 | 2598363.0807 | 1180008.015 | 2598352.7593 | 1179999.8583 | 2598345.3278 | 1180001.1388 | 2598324.1821 | 1180015.619 | 2598282.9235 | 1180049.0371
10 | 2597966.0628 | 1180120.8843 | 2598282.9235 | 1180049.0371
11 | 2597515.8637 | 1180020.7142 | 2597514.3366 | 1180016.262
12 | 2597537.2793 | 1180060.2119 | 2597520.5027 | 1180034.2391 | 2597515.8637 | 1180020.7142
13 | 2597502.9482 | 1179975.5834 | 2597508.8784 | 1180000.349 | 2597514.3366 | 1180016.262
14 | 2597537.2793 | 1180060.2119 | 2597546.5321 | 1180085.7655
15 | 2597537.2793 | 1180060.2119 | 2597524.4811 | 1180067.6434 | 2597515.3088 | 1180069.9929 | 2597509.6145 | 1180064.9566
16 | 2597502.9482 | 1179975.5834 | 2597495.5852 | 1179975.8978 | 2597478.5874 | 1179986.7329
17 | 2597546.5321 | 1180085.7655 | 2597540.2913 | 1180084.523
18 | 2597546.5321 | 1180085.7655 | 2597553.4102 | 1180107.9788
19 | 2597509.3687 | 1180064.7392 | 2597509.6145 | 1180064.9566
20 | 2597567.4303 | 1180136.6506 | 2597554.517 | 1180111.5531 | 2597553.4102 | 1180107.9788
21 | 2597487.4001 | 1180039.3093 | 2597508.0347 | 1180063.5594 | 2597509.3687 | 1180064.7392
22 | 2597387.9258 | 1180010.496 | 2597384.3918 | 1179981.8942 | 2597385.0548 | 1179978.5032 | 2597388.224 | 1179977.1122 | 2597395.0234 | 1179980.233 | 2597412.4192 | 1179988.8407 | 2597464.5229 | 1180015.6093 | 2597480.5085 | 1180031.2103 | 2597487.4001 | 1180039.3093
23 | 2597544.1958 | 1180630.7669 | 2597539.0909 | 1180641.1966 | 2597532.2161 | 1180657.4487
24 | 2597544.1958 | 1180630.7669 | 2597528.704 | 1180623.3605
25 | 2597528.704 | 1180623.3605 | 2597504.8174 | 1180611.9407 | 2597461.2821 | 1180588.4697 | 2597440.4089 | 1180570.4363 | 2597418.5818 | 1180544.2334
26 | 2597404.3717 | 1180527.1746 | 2597418.5818 | 1180544.2334
27 | 2597705.2558 | 1180352.3033 | 2597691.3835 | 1180346.4614 | 2597682.3708 | 1180345.8536 | 2597663.7303 | 1180353.6206 | 2597654.6892 | 1180358.2933 | 2597649.1923 | 1180363.6315 | 2597646.7356 | 1180370.1692 | 2597645.7204 | 1180390.391 | 2597646.9483 | 1180405.0869 | 2597649.0062 | 1180413.2569 | 2597647.7787 | 1180418.5713 | 2597643.8848 | 1180421.8412 | 2597624.2223 | 1180432.2545 | 2597621.3597 | 1180435.7352 | 2597621.1555 | 1180440.6378 | 2597623.0538 | 1180453.9938
28 | 2597705.2558 | 1180352.3033 | 2597711.242 | 1180367.2864 | 2597724.8129 | 1180383.8673 | 2597735.2337 | 1180411.3106
29 | 2597616.1873 | 1180208.0211 | 2597628.3269 | 1180215.4199 | 2597656.268 | 1180239.1652 | 2597674.8888 | 1180257.7227 | 2597690.0599 | 1180283.163 | 2597701.9999 | 1180308.0265 | 2597706.1771 | 1180325.8784 | 2597705.2558 | 1180352.3033
30 | 2597735.2337 | 1180411.3106 | 2597735.2337 | 1180411.3106 | 2597742.8704 | 1180448.2487 | 2597745.3263 | 1180453.0063
31 | 2597616.1873 | 1180208.0211 | 2597628.3269 | 1180215.4199 | 2597635.5118 | 1180209.8253 | 2597644.6303 | 1180207.0757 | 2597666.1403 | 1180211.8472 | 2597693.0105 | 1180212.5813 | 2597700.7242 | 1180211.0442 | 2597706.4056 | 1180208.2961 | 2597712.1853 | 1180202.7576 | 2597722.6644 | 1180183.1435 | 2597732.6523 | 1180176.9587 | 2597759.2058 | 1180168.1439 | 2597775.5273 | 1180166.4812 | 2597778.8674 | 1180172.4941 | 2597792.5382 | 1180189.9088 | 2597802.0197 | 1180197.5647 | 2597810.3461 | 1180200.5631 | 2597833.0777 | 1180204.0786
32 | 2597581.4328 | 1180165.6361 | 2597590.6814 | 1180181.9405 | 2597602.7326 | 1180197.0989 | 2597616.1873 | 1180208.0211
33 | 2597616.1873 | 1180208.0211 | 2597610.2844 | 1180216.4695
34 | 2597769.3083 | 1180499.4646 | 2597745.3263 | 1180453.0063
35 | 2597833.0777 | 1180204.0786 | 2597844.3713 | 1180217.2811 | 2597855.4952 | 1180246.6586 | 2597869.1425 | 1180267.7829
36 | 2597824.95 | 1180058.9076 | 2597807.4734 | 1180077.1234 | 2597795.8837 | 1180089.8009 | 2597789.9297 | 1180099.1302 | 2597787.504 | 1180107.5021 | 2597786.8291 | 1180120.42 | 2597785.4451 | 1180136.4843 | 2597782.9067 | 1180149.503 | 2597780.0606 | 1180156.919 | 2597775.5273 | 1180166.4812 | 2597778.8674 | 1180172.4941 | 2597792.5382 | 1180189.9088 | 2597802.0197 | 1180197.5647 | 2597810.3461 | 1180200.5631 | 2597833.0777 | 1180204.0786
37 | 2597833.0777 | 1180204.0786 | 2597857.7955 | 1180180.5639
38 | 2597581.4328 | 1180165.6361 | 2597565.3609 | 1180161.5851 | 2597550.3206 | 1180158.5788 | 2597539.2777 | 1180161.9963 | 2597513.6277 | 1180175.3807 | 2597502.9206 | 1180178.3201 | 2597462.9452 | 1180181.0944 | 2597452.0543 | 1180182.7222 | 2597434.8317 | 1180184.7419
39 | 2597581.4328 | 1180165.6361 | 2597579.8606 | 1180162.3295
40 | 2597573.3086 | 1180272.6596 | 2597573.7623 | 1180270.7484 | 2597579.204 | 1180260.9523 | 2597610.2844 | 1180216.4695
41 | 2597874.0274 | 1180275.3442 | 2597869.1425 | 1180267.7829
42 | 2597824.95 | 1180058.9076 | 2597825.8027 | 1180072.0139
43 | 2597857.0641 | 1180027.9131 | 2597838.5093 | 1180043.2389 | 2597824.95 | 1180058.9076
44 | 2597857.7955 | 1180180.5639 | 2597860.9002 | 1180177.6103 | 2597901.7741 | 1180145.3455 | 2597903.5684 | 1180144.2079
45 | 2597719.1008 | 1180502.4745 | 2597711.1134 | 1180506.1462 | 2597700.6355 | 1180507.9624 | 2597673.2167 | 1180506.9839 | 2597656.3827 | 1180504.5005 | 2597650.0637 | 1180503.5685
46 | 2597643.5234 | 1180547.6278 | 2597637.1753 | 1180544.1619 | 2597631.8492 | 1180537.2161 | 2597625.0849 | 1180524.5568 | 2597624.0509 | 1180517.209 | 2597627.5309 | 1180510.6709 | 2597634.2883 | 1180506.5883 | 2597645.5598 | 1180502.9041 | 2597650.0637 | 1180503.5685
47 | 2597769.3083 | 1180499.4646 | 2597782.5829 | 1180541.0585 | 2597775.0975 | 1180539.3049 | 2597765.5741 | 1180520.5991 | 2597750.0332 | 1180504.2967 | 2597738.9408 | 1180497.1196 | 2597732.4099 | 1180494.9099 | 2597726.881 | 1180496.5462 | 2597719.1008 | 1180502.4745
48 | 2597404.3717 | 1180527.1746 | 2597401.8381 | 1180514.5248 | 2597401.9706 | 1180504.1277
49 | 2597404.3717 | 1180527.1746 | 2597396.1632 | 1180531.0802 | 2597387.2719 | 1180528.0271 | 2597380.0344 | 1180517.3471
50 | 2597303.7755 | 1180354.2097 | 2597393.0744 | 1180472.3961 | 2597398.792 | 1180483.099 | 2597402.0595 | 1180497.1603 | 2597401.9706 | 1180504.1277
51 | 2597380.0344 | 1180517.3471 | 2597370.171 | 1180526.6081
52 | 2597380.0344 | 1180517.3471 | 2597376.8246 | 1180512.6017 | 2597369.1604 | 1180504.2342 | 2597347.1374 | 1180495.0728 | 2597323.651 | 1180492.3711 | 2597314.6082 | 1180492.4864 | 2597297.4599 | 1180487.8698 | 2597286.9036 | 1180485.0065 | 2597243.0563 | 1180483.9043 | 2597220.9941 | 1180489.2619 | 2597200.0611 | 1180492.0956 | 2597176.8725 | 1180505.358 | 2597165.8489 | 1180515.5129 | 2597157.9163 | 1180520.9751 | 2597153.691 | 1180525.6865
53 | 2596787.174 | 1180594.5601 | 2596745.9174 | 1180609.5563
54 | 2596638.5717 | 1180643.7463 | 2596645.6564 | 1180639.1177 | 2596657.5156 | 1180636.3539 | 2596672.7861 | 1180629.1971 | 2596686.0947 | 1180623.4867 | 2596736.205 | 1180613.0866 | 2596745.9174 | 1180609.5563
55 | 2596787.174 | 1180594.5601 | 2596804.1502 | 1180605.6898 | 2596818.5639 | 1180595.3434
56 | 2596690.4264 | 1180368.9432 | 2596690.5534 | 1180350.2669 | 2596686.502 | 1180344.2995 | 2596681.4831 | 1180342.5681 | 2596675.0297 | 1180343.3388 | 2596669.3958 | 1180348.0333 | 2596665.3079 | 1180358.5076 | 2596662.4538 | 1180376.0626 | 2596657.1834 | 1180388.7277 | 2596650.8362 | 1180401.4934 | 2596648.5869 | 1180408.0869 | 2596647.4204 | 1180425.0851 | 2596650.1549 | 1180425.4282 | 2596655.3957 | 1180428.0376 | 2596660.6461 | 1180433.9154 | 2596665.2426 | 1180445.0185 | 2596671.7308 | 1180465.4141 | 2596676.3222 | 1180481.0973 | 2596682.2341 | 1180495.4679 | 2596690.1081 | 1180508.5368 | 2596703.2243 | 1180526.8277 | 2596726.1796 | 1180549.0261 | 2596760.9369 | 1180575.7983 | 2596787.174 | 1180594.5601
57 | 2596638.5717 | 1180643.7463 | 2596624.6464 | 1180639.4076 | 2596609.2849 | 1180634.3139 | 2596584.8979 | 1180619.4204 | 2596573.6299 | 1180614.3244 | 2596566.4575 | 1180612.6944 | 2596560.3102 | 1180613.9209 | 2596557.2419 | 1180617.191
58 | 2596638.5717 | 1180643.7463 | 2596636.9634 | 1180649.2167 | 2596639.7852 | 1180655.585 | 2596646.6177 | 1180659.5372
59 | 2596818.5639 | 1180595.3434 | 2596822.347 | 1180586.0921 | 2596825.0241 | 1180579.4317 | 2596829.4631 | 1180568.3792 | 2596842.0424 | 1180555.1768 | 2596844.9398 | 1180552.4994
60 | 2596818.5639 | 1180595.3434 | 2596818.6591 | 1180615.9761
61 | 2596690.4264 | 1180368.9432 | 2596693.0003 | 1180368.9973 | 2596697.4041 | 1180363.4586
62 | 2596565.2108 | 1180635.7403 | 2596565.6212 | 1180632.2605 | 2596562.5404 | 1180627.1597 | 2596557.2446 | 1180621.8823 | 2596557.2419 | 1180617.191
63 | 2596646.6177 | 1180659.5372 | 2596649.3273 | 1180661.1046 | 2596668.2886 | 1180674.5047
64 | 2596818.6591 | 1180615.9761 | 2596874.3869 | 1180655.4662 | 2596878.7037 | 1180658.7767 | 2596892.1813 | 1180669.1415 | 2596943.2416 | 1180708.3569 | 2596957.0642 | 1180719.9569
65 | 2597009.4427 | 1180763.9136 | 2596957.0642 | 1180719.9569
66 | 2596851.2735 | 1180546.6468 | 2596844.9398 | 1180552.4994
67 | 2596703.1381 | 1180346.5579 | 2596697.4041 | 1180363.4586
68 | 2596435.9316 | 1180656.5502 | 2596448.0813 | 1180654.4195 | 2596466.5147 | 1180649.5059 | 2596490.8875 | 1180640.5089 | 2596507.4742 | 1180638.0422 | 2596530.0125 | 1180639.0516 | 2596562.1724 | 1180637.8098 | 2596565.2108 | 1180635.7403
69 | 2596714.8547 | 1180713.825 | 2596695.8324 | 1180704.8672 | 2596687.1228 | 1180699.3137 | 2596680.1747 | 1180688.9012 | 2596670.4834 | 1180676.0557 | 2596668.2886 | 1180674.5047
70 | 2597133.0371 | 1180543.9101 | 2597141.7184 | 1180539.0367 | 2597153.691 | 1180525.6865
71 | 2597133.0371 | 1180543.9101 | 2597127.5156 | 1180560.11
72 | 2597051.829 | 1180484.4312 | 2597053.5234 | 1180497.3481 | 2597060.6031 | 1180512.0076 | 2597074.4714 | 1180524.6849 | 2597090.8798 | 1180531.1578 | 2597126.2242 | 1180543.1797 | 2597133.0371 | 1180543.9101
73 | 2597051.829 | 1180484.4312 | 2597044.6277 | 1180486.0246 | 2597001.4236 | 1180488.4367
74 | 2597051.829 | 1180484.4312 | 2597055.4882 | 1180470.8336 | 2597054.0688 | 1180458.15 | 2597050.1086 | 1180450.2591
75 | 2597364.4548 | 1180531.9751 | 2597370.171 | 1180526.6081
76 | 2597001.4236 | 1180488.4367 | 2596984.7003 | 1180493.8147 | 2596970.7405 | 1180496.6567 | 2596957.8666 | 1180502.1995
77 | 2597001.4236 | 1180488.4367 | 2596976.3861 | 1180484.7922 | 2596961.7259 | 1180477.5405 | 2596935.1259 | 1180471.0355
78 | 2597050.1086 | 1180450.2591 | 2597050.3878 | 1180443.4888 | 2597063.1062 | 1180432.1989 | 2597088.2247 | 1180419.9001
79 | 2596714.8547 | 1180713.825 | 2596719.5292 | 1180716.0263 | 2596736.4923 | 1180717.6287 | 2596754.0357 | 1180719.0308 | 2596769.8304 | 1180720.7229 | 2596789.5074 | 1180727.3044 | 2596798.2076 | 1180734.1284
80 | 2596574.061 | 1180746.6977 | 2596576.9551 | 1180750.2808 | 2596576.3717 | 1180758.2852 | 2596570.1479 | 1180764.8624
81 | 2596435.9316 | 1180656.5502 | 2596443.3645 | 1180659.5695 | 2596466.0158 | 1180658.0995 | 2596483.7273 | 1180659.2116 | 2596502.8566 | 1180668.6161 | 2596526.3689 | 1180689.6018 | 2596541.6578 | 1180714.1275 | 2596547.89 | 1180727.5751 | 2596555.417 | 1180735.0301 | 2596572.2702 | 1180744.4806 | 2596574.061 | 1180746.6977
82 | 2597903.5684 | 1180144.2079 | 2597918.757 | 1180134.5784 | 2597952.9783 | 1180122.56 | 2597966.0628 | 1180120.8843
83 | 2597874.0274 | 1180275.3442 | 2597851.7576 | 1180280.455 | 2597843.7093 | 1180285.4943
84 | 2597874.0274 | 1180275.3442 | 2597884.398 | 1180294.4196
85 | 2597857.0641 | 1180027.9131 | 2597869.4707 | 1180034.3785
86 | 2597433.5291 | 1180145.1553 | 2597433.2715 | 1180141.9867
87 | 2597433.5291 | 1180145.1553 | 2597434.2377 | 1180153.8708 | 2597434.6227 | 1180173.8777
88 | 2597433.2715 | 1180141.9867 | 2597432.4483 | 1180131.8604 | 2597427.9911 | 1180122.0129 | 2597421.9156 | 1180114.6118 | 2597414.7958 | 1180111.7135 | 2597406.6341 | 1180112.1754
89 | 2597434.8317 | 1180184.7419 | 2597434.6227 | 1180173.8777
90 | 2597406.6341 | 1180112.1754 | 2597405.0958 | 1180112.2625 | 2597379.4861 | 1180118.2073
91 | 2597434.8317 | 1180184.7419 | 2597398.814 | 1180190.2162 | 2597356.8827 | 1180194.5922
92 | 2597374.0507 | 1180119.469 | 2597379.4861 | 1180118.2073
93 | 2597273.1197 | 1180292.6036 | 2597275.2084 | 1180284.065 | 2597282.8035 | 1180274.5454 | 2597300.0481 | 1180254.8163 | 2597325.4875 | 1180217.1186 | 2597339.9395 | 1180203.0048 | 2597356.2349 | 1180194.6598 | 2597356.8827 | 1180194.5922
94 | 2597207.0683 | 1180243.6038 | 2597202.5754 | 1180240.2992 | 2597196.4287 | 1180228.0514 | 2597183.3704 | 1180218.1082
95 | 2597207.0683 | 1180243.6038 | 2597235.2613 | 1180264.3403 | 2597260.2165 | 1180287.5129
96 | 2597260.2165 | 1180287.5129 | 2597262.2397 | 1180289.3916
97 | 2597270.8 | 1180297.3405 | 2597262.2397 | 1180289.3916
98 | 2597270.8 | 1180297.3405 | 2597271.8506 | 1180306.3001 | 2597275.49 | 1180314.636 | 2597277.5751 | 1180317.5532
99 | 2597273.1197 | 1180292.6036 | 2597270.8 | 1180297.3405
100 | 2597283.1945 | 1180325.4152 | 2597277.5751 | 1180317.5532
101 | 2597273.1197 | 1180292.6036 | 2597308.4203 | 1180307.0279 | 2597313.6156 | 1180309.7347
102 | 2597094.6317 | 1179812.9561 | 2597092.0672 | 1179817.0261 | 2597091.0086 | 1179823.2854 | 2597092.5826 | 1179839.6819 | 2597091.4246 | 1179876.3567 | 2597087.0424 | 1179895.9466 | 2597075.9122 | 1179924.011 | 2597072.789 | 1179930.447
103 | 2597011.0671 | 1180109.6162 | 2597020.1529 | 1180103.0415 | 2597034.9456 | 1180083.8909 | 2597053.1142 | 1180064.4496 | 2597066.8884 | 1180054.7933 | 2597071.4302 | 1180049.0992 | 2597084.9056 | 1180022.3455 | 2597086.0687 | 1180011.2393 | 2597081.8166 | 1180000.5804 | 2597064.7927 | 1179973.1082 | 2597062.7401 | 1179962.0036 | 2597064.6346 | 1179947.2507 | 2597072.789 | 1179930.447
104 | 2597094.6317 | 1179812.9561 | 2597099.1693 | 1179813.8543 | 2597143.9028 | 1179851.9739 | 2597150.9853 | 1179855.6168 | 2597156.5998 | 1179856.3478
105 | 2597091.7466 | 1179801.9964 | 2597094.6317 | 1179812.9561
106 | 2596877.5727 | 1180162.5937 | 2597011.0671 | 1180109.6162
107 | 2597156.5998 | 1179856.3478 | 2597150.792 | 1179897.7717
108 | 2597091.7466 | 1179801.9964 | 2597091.742 | 1179792.8473 | 2597095.5496 | 1179784.908 | 2597097.5524 | 1179782.9096
109 | 2596745.5794 | 1179838.9549 | 2597091.7466 | 1179801.9964
110 | 2596877.5727 | 1180162.5937 | 2596865.6903 | 1180132.0148 | 2596856.0684 | 1180121.3033 | 2596849.2781 | 1180121.0291 | 2596840.5131 | 1180127.237 | 2596827.1211 | 1180144.7388
111 | 2596887.7377 | 1180200.4404 | 2596885.5226 | 1180183.0524 | 2596877.5727 | 1180162.5937
112 | 2596706.0072 | 1179876.4162 | 2596730.1771 | 1179856.6706 | 2596744.4693 | 1179844.8122 | 2596745.5794 | 1179838.9549
113 | 2597283.1945 | 1180325.4152 | 2597290.6758 | 1180335.8822
114 | 2597303.7755 | 1180354.2097 | 2597290.6758 | 1180335.8822
115 | 2597326.3274 | 1180316.3578 | 2597313.6156 | 1180309.7347
116 | 2597334.415 | 1180314.9089 | 2597326.3274 | 1180316.3578
117 | 2597333.7786 | 1180309.4064 | 2597334.415 | 1180314.9089
118 | 2597579.8606 | 1180162.3295 | 2597570.3404 | 1180142.3066 | 2597567.4303 | 1180136.6506
119 | 2597569.6542 | 1180288.0501 | 2597573.2297 | 1180272.9919
120 | 2597573.3086 | 1180272.6596 | 2597573.2297 | 1180272.9919
121 | 2596887.7377 | 1180200.4404 | 2596888.3605 | 1180205.329 | 2596887.9628 | 1180214.9746
122 | 2596878.4735 | 1180270.0784 | 2596878.2391 | 1180260.2735 | 2596880.744 | 1180245.3757 | 2596887.5235 | 1180225.6287 | 2596887.9628 | 1180214.9746
123 | 2596878.4735 | 1180270.0784 | 2596886.4258 | 1180287.1051 | 2596913.3296 | 1180337.561 | 2596934.2721 | 1180366.5982 | 2596936.8303 | 1180380.415
124 | 2596878.4735 | 1180270.0784 | 2596869.1652 | 1180274.0854 | 2596867.0676 | 1180277.1768
125 | 2596936.8303 | 1180380.415 | 2596926.0903 | 1180406.6451
126 | 2596936.8303 | 1180380.415 | 2596943.8748 | 1180370.7842 | 2596955.6694 | 1180360.1059 | 2596964.5528 | 1180355.9407
127 | 2596861.1137 | 1180285.9513 | 2596867.0676 | 1180277.1768
128 | 2596746.5318 | 1179955.0339 | 2596753.7626 | 1179964.2679 | 2596749.8879 | 1179974.0528
129 | 2596706.3975 | 1179921.8394 | 2596742.9701 | 1179950.8337 | 2596746.5318 | 1179955.0339
130 | 2596734.8476 | 1179890.4297 | 2596706.3975 | 1179921.8394
131 | 2596695.5762 | 1179884.9377 | 2596703.0394 | 1179899.4743 | 2596702.9379 | 1179909.1459 | 2596702.2924 | 1179915.8164 | 2596706.3975 | 1179921.8394
132 | 2596695.5762 | 1179884.9377 | 2596621.3368 | 1179945.5665 | 2596590.78 | 1179964.8385 | 2596577.1027 | 1179969.3487 | 2596568.9849 | 1179972.0326
133 | 2596695.5762 | 1179884.9377 | 2596706.0072 | 1179876.4162
134 | 2596851.2735 | 1180546.6468 | 2596865.9049 | 1180533.1266
135 | 2596868.0719 | 1180530.7792 | 2596866.5387 | 1180532.541 | 2596865.9049 | 1180533.1266
136 | 2596868.0719 | 1180530.7792 | 2596884.6283 | 1180511.754 | 2596889.954 | 1180502.0352
137 | 2596889.954 | 1180502.0352 | 2596900.2721 | 1180483.2056
138 | 2596568.9849 | 1179972.0326 | 2596581.1198 | 1180007.6215 | 2596605.0156 | 1180040.68
139 | 2596932.9212 | 1180470.4964 | 2596937.7613 | 1180451.7732 | 2596939.4013 | 1180447.8925 | 2596941.7448 | 1180445.7095
140 | 2596932.9212 | 1180470.4964 | 2596918.3871 | 1180470.4929 | 2596905.6874 | 1180473.3232
141 | 2596932.9212 | 1180470.4964 | 2596935.1259 | 1180471.0355
142 | 2596926.0903 | 1180406.6451 | 2596916.7752 | 1180440.7674 | 2596905.6874 | 1180473.3232
143 | 2596905.6874 | 1180473.3232 | 2596900.2721 | 1180483.2056
144 | 2596883.9623 | 1180393.9943 | 2596887.9631 | 1180391.5909 | 2596895.5609 | 1180388.5965 | 2596905.7652 | 1180389.3915 | 2596917.3704 | 1180396.3667 | 2596926.0903 | 1180406.6451
145 | 2596837.8537 | 1180435.7292 | 2596833.2185 | 1180440.1371
146 | 2596861.1137 | 1180285.9513 | 2596858.5538 | 1180311.9993 | 2596854.3399 | 1180330.222 | 2596854.9366 | 1180346.1631 | 2596853.9353 | 1180358.9702 | 2596850.8795 | 1180371.8451 | 2596844.118 | 1180381.9317 | 2596830.7348 | 1180392.2553 | 2596827.3649 | 1180403.0293 | 2596828.7835 | 1180413.4672 | 2596838.1327 | 1180429.2479 | 2596837.8537 | 1180435.7292 | 2596837.8537 | 1180435.7292
147 | 2596801.9453 | 1180469.8772 | 2596833.2185 | 1180440.1371
148 | 2596861.1137 | 1180285.9513 | 2596836.9373 | 1180308.8427
149 | 2596836.9373 | 1180308.8427 | 2596819.2542 | 1180305.5506 | 2596799.285 | 1180297.7686 | 2596785.8598 | 1180287.4484
150 | 2596836.9373 | 1180308.8427 | 2596815.7921 | 1180315.413 | 2596792.3701 | 1180320.7397
151 | 2596792.3701 | 1180320.7397 | 2596786.2248 | 1180326.2792 | 2596767.3797 | 1180376.2706
152 | 2596733.0979 | 1180273.0925 | 2596735.928 | 1180280.4169 | 2596738.2926 | 1180288.5753 | 2596736.578 | 1180295.6577 | 2596737.9249 | 1180300.4371 | 2596754.3344 | 1180306.9091 | 2596775.7923 | 1180313.345 | 2596792.3701 | 1180320.7397
153 | 2596983.1058 | 1180363.9937 | 2596981.1229 | 1180354.8234 | 2596978.3646 | 1180352.6237 | 2596970.7654 | 1180353.0278 | 2596964.5528 | 1180355.9407
154 | 2597890.7653 | 1180306.1316 | 2597884.398 | 1180294.4196
155 | 2597890.7653 | 1180306.1316 | 2597897.3237 | 1180320.5143 | 2597912.7907 | 1180343.4204
156 | 2597912.7907 | 1180343.4204 | 2597922.7409 | 1180359.9697
157 | 2597912.7907 | 1180343.4204 | 2597966.5255 | 1180310.7624 | 2597982.5087 | 1180303.7088 | 2597982.9394 | 1180303.7123
158 | 2597922.7409 | 1180359.9697 | 2597908.7857 | 1180362.9632
159 | 2597906.0768 | 1180363.5442 | 2597908.7857 | 1180362.9632

## bus_geodata
| x | y | coords
0 | 2599295.8947 | 1180683.7802
1 | 2599293.2913 | 1180691.9598
2 | 2598614.9602 | 1180250.6167
3 | 2599285.3469 | 1180712.4965
4 | 2598396.8616 | 1180386.8985
5 | 2598494.0319 | 1180456.6413
6 | 2598380.9591 | 1180351.1628
7 | 2598347.3774 | 1180089.9057
8 | 2598627.6254 | 1180182.3783
9 | 2598357.9186 | 1180092.404
10 | 2598282.9235 | 1180049.0371
11 | 2597515.8637 | 1180020.7142
12 | 2597514.3366 | 1180016.262
13 | 2597537.2793 | 1180060.2119
14 | 2597502.9482 | 1179975.5834
15 | 2597546.5321 | 1180085.7655
16 | 2597509.6145 | 1180064.9566
17 | 2597478.5874 | 1179986.7329
18 | 2597540.2913 | 1180084.523
19 | 2597553.4102 | 1180107.9788
20 | 2597509.3687 | 1180064.7392
21 | 2597487.4001 | 1180039.3093
22 | 2597387.9258 | 1180010.496
23 | 2597532.2161 | 1180657.4487
24 | 2597544.1958 | 1180630.7669
25 | 2597528.704 | 1180623.3605
26 | 2597418.5818 | 1180544.2334
27 | 2597623.0538 | 1180453.9938
28 | 2597705.2558 | 1180352.3033
29 | 2597735.2337 | 1180411.3106
30 | 2597616.1873 | 1180208.0211
31 | 2597745.3263 | 1180453.0063
32 | 2597833.0777 | 1180204.0786
33 | 2597581.4328 | 1180165.6361
34 | 2597610.2844 | 1180216.4695
35 | 2597869.1425 | 1180267.7829
36 | 2597824.95 | 1180058.9076
37 | 2597857.7955 | 1180180.5639
38 | 2597650.0637 | 1180503.5685
39 | 2597719.1008 | 1180502.4745
40 | 2597643.5234 | 1180547.6278
41 | 2597769.3083 | 1180499.4646
42 | 2597404.3717 | 1180527.1746
43 | 2597401.9706 | 1180504.1277
44 | 2597380.0344 | 1180517.3471
45 | 2596745.9174 | 1180609.5563
46 | 2596787.174 | 1180594.5601
47 | 2596638.5717 | 1180643.7463
48 | 2596818.5639 | 1180595.3434
49 | 2596690.4264 | 1180368.9432
50 | 2596557.2419 | 1180617.191
51 | 2596646.6177 | 1180659.5372
52 | 2596818.6591 | 1180615.9761
53 | 2596957.0642 | 1180719.9569
54 | 2596844.9398 | 1180552.4994
55 | 2596697.4041 | 1180363.4586
56 | 2596565.2108 | 1180635.7403
57 | 2596668.2886 | 1180674.5046
58 | 2597153.691 | 1180525.6865
59 | 2597133.0371 | 1180543.9101
60 | 2597127.5156 | 1180560.11
61 | 2597051.829 | 1180484.4312
62 | 2597370.171 | 1180526.6081
63 | 2597001.4236 | 1180488.4367
64 | 2597050.1086 | 1180450.2591
65 | 2597364.4548 | 1180531.9751
66 | 2596714.8547 | 1180713.825
67 | 2596798.2076 | 1180734.1284
68 | 2596574.061 | 1180746.6977
69 | 2596570.1479 | 1180764.8624
70 | 2596435.9316 | 1180656.5502
71 | 2597903.5684 | 1180144.2079
72 | 2597966.0628 | 1180120.8843
73 | 2597874.0274 | 1180275.3442
74 | 2597825.8027 | 1180072.0139
75 | 2597857.0641 | 1180027.9131
76 | 2597433.5291 | 1180145.1553
77 | 2597433.2715 | 1180141.9867
78 | 2597434.6227 | 1180173.8777
79 | 2597406.6341 | 1180112.1754
80 | 2597434.8317 | 1180184.7419
81 | 2597379.4861 | 1180118.2073
82 | 2597356.8827 | 1180194.5922
83 | 2597374.0507 | 1180119.469
84 | 2597207.0683 | 1180243.6038
85 | 2597183.3704 | 1180218.1082
86 | 2597260.2165 | 1180287.5129
87 | 2597262.2397 | 1180289.3916
88 | 2597270.8 | 1180297.3405
89 | 2597277.5751 | 1180317.5532
90 | 2597273.1197 | 1180292.6036
91 | 2597072.789 | 1179930.447
92 | 2597094.6317 | 1179812.9561
93 | 2597011.0671 | 1180109.6162
94 | 2597156.5998 | 1179856.3478
95 | 2597091.7466 | 1179801.9964
96 | 2596877.5727 | 1180162.5937
97 | 2597150.792 | 1179897.7717
98 | 2597097.5524 | 1179782.9096
99 | 2596745.5794 | 1179838.9549
100 | 2597283.1945 | 1180325.4152
101 | 2597290.6758 | 1180335.8822
102 | 2597303.7755 | 1180354.2097
103 | 2597313.6156 | 1180309.7347
104 | 2597326.3274 | 1180316.3578
105 | 2597334.415 | 1180314.9089
106 | 2597333.7786 | 1180309.4064
107 | 2597579.8606 | 1180162.3295
108 | 2597567.4303 | 1180136.6506
109 | 2597569.6542 | 1180288.0501
110 | 2597573.2297 | 1180272.9919
111 | 2597573.3086 | 1180272.6596
112 | 2597009.4427 | 1180763.9136
113 | 2596887.7377 | 1180200.4404
114 | 2596887.9628 | 1180214.9746
115 | 2596827.1211 | 1180144.7388
116 | 2596878.4735 | 1180270.0784
117 | 2596936.8303 | 1180380.415
118 | 2596867.0676 | 1180277.1768
119 | 2596749.8879 | 1179974.0528
120 | 2596746.5318 | 1179955.0339
121 | 2596706.3975 | 1179921.8394
122 | 2596734.8476 | 1179890.4297
123 | 2596695.5762 | 1179884.9377
124 | 2596851.2735 | 1180546.6468
125 | 2596865.9049 | 1180533.1266
126 | 2596868.0719 | 1180530.7792
127 | 2596889.954 | 1180502.0352
128 | 2596706.0072 | 1179876.4162
129 | 2596568.9849 | 1179972.0326
130 | 2596605.0156 | 1180040.68
131 | 2596941.7448 | 1180445.7095
132 | 2596932.9212 | 1180470.4964
133 | 2596905.6874 | 1180473.3232
134 | 2596935.1259 | 1180471.0355
135 | 2596926.0903 | 1180406.6451
136 | 2596900.2721 | 1180483.2056
137 | 2596837.8537 | 1180435.7292
138 | 2596833.2185 | 1180440.1371
139 | 2596861.1137 | 1180285.9513
140 | 2596801.9453 | 1180469.8772
141 | 2596836.9373 | 1180308.8427
142 | 2596785.8598 | 1180287.4484
143 | 2596792.3701 | 1180320.7397
144 | 2597088.2247 | 1180419.9001
145 | 2596957.8666 | 1180502.1995
146 | 2596964.5528 | 1180355.9407
147 | 2596883.9623 | 1180393.9943
148 | 2596703.1381 | 1180346.5579
149 | 2596983.1058 | 1180363.9937
150 | 2597884.398 | 1180294.4196
151 | 2597890.7653 | 1180306.1316
152 | 2597843.7093 | 1180285.4943
153 | 2597912.7907 | 1180343.4204
154 | 2597922.7409 | 1180359.9697
155 | 2597982.9394 | 1180303.7123
156 | 2597908.7857 | 1180362.9632
157 | 2597906.0768 | 1180363.5442
158 | 2597869.4707 | 1180034.3785
159 | 2596733.0979 | 1180273.0925
160 | 2596767.3797 | 1180376.2706
161 | 2597769.3083 | 1180499.4646

## line_std_types
| c_nf_per_km | r_ohm_per_km | x_ohm_per_km | max_i_ka | type | q_mm2 | alpha | voltage_rating
NAYY 4x50 SE | 210 | 0.642 | 0.083 | 0.142 | cs | 50 | 0.00403 | LV
NAYY 4x120 SE | 264 | 0.225 | 0.08 | 0.242 | cs | 120 | 0.00403 | LV
NAYY 4x150 SE | 261 | 0.208 | 0.08 | 0.27 | cs | 150 | 0.00403 | LV
NA2XS2Y 1x95 RM/25 12/20 kV | 216 | 0.313 | 0.132 | 0.252 | cs | 95 | 0.00403 | MV
NA2XS2Y 1x185 RM/25 12/20 kV | 273 | 0.161 | 0.117 | 0.362 | cs | 185 | 0.00403 | MV
NA2XS2Y 1x240 RM/25 12/20 kV | 304 | 0.122 | 0.112 | 0.421 | cs | 240 | 0.00403 | MV
NA2XS2Y 1x95 RM/25 6/10 kV | 315 | 0.313 | 0.123 | 0.249 | cs | 95 | 0.00403 | MV
NA2XS2Y 1x185 RM/25 6/10 kV | 406 | 0.161 | 0.11 | 0.358 | cs | 185 | 0.00403 | MV
NA2XS2Y 1x240 RM/25 6/10 kV | 456 | 0.122 | 0.105 | 0.416 | cs | 240 | 0.00403 | MV
NA2XS2Y 1x150 RM/25 12/20 kV | 250 | 0.206 | 0.116 | 0.319 | cs | 150 | 0.00403 | MV
NA2XS2Y 1x120 RM/25 12/20 kV | 230 | 0.253 | 0.119 | 0.283 | cs | 120 | 0.00403 | MV
NA2XS2Y 1x70 RM/25 12/20 kV | 190 | 0.443 | 0.132 | 0.22 | cs | 70 | 0.00403 | MV
NA2XS2Y 1x150 RM/25 6/10 kV | 360 | 0.206 | 0.11 | 0.315 | cs | 150 | 0.00403 | MV
NA2XS2Y 1x120 RM/25 6/10 kV | 340 | 0.253 | 0.113 | 0.28 | cs | 120 | 0.00403 | MV
NA2XS2Y 1x70 RM/25 6/10 kV | 280 | 0.443 | 0.123 | 0.217 | cs | 70 | 0.00403 | MV
N2XS(FL)2Y 1x120 RM/35 64/110 kV | 112 | 0.153 | 0.166 | 0.366 | cs | 120 | 0.00393 | HV
N2XS(FL)2Y 1x185 RM/35 64/110 kV | 125 | 0.099 | 0.156 | 0.457 | cs | 185 | 0.00393 | HV
N2XS(FL)2Y 1x240 RM/35 64/110 kV | 135 | 0.075 | 0.149 | 0.526 | cs | 240 | 0.00393 | HV
N2XS(FL)2Y 1x300 RM/35 64/110 kV | 144 | 0.06 | 0.144 | 0.588 | cs | 300 | 0.00393 | HV
15-AL1/3-ST1A 0.4 | 11 | 1.8769 | 0.35 | 0.105 | ol | 16 | 0.00403 | LV
24-AL1/4-ST1A 0.4 | 11.25 | 1.2012 | 0.335 | 0.14 | ol | 24 | 0.00403 | LV
48-AL1/8-ST1A 0.4 | 12.2 | 0.5939 | 0.3 | 0.21 | ol | 48 | 0.00403 | LV
94-AL1/15-ST1A 0.4 | 13.2 | 0.306 | 0.29 | 0.35 | ol | 94 | 0.00403 | LV
34-AL1/6-ST1A 10.0 | 9.7 | 0.8342 | 0.36 | 0.17 | ol | 34 | 0.00403 | MV
48-AL1/8-ST1A 10.0 | 10.1 | 0.5939 | 0.35 | 0.21 | ol | 48 | 0.00403 | MV
70-AL1/11-ST1A 10.0 | 10.4 | 0.4132 | 0.339 | 0.29 | ol | 70 | 0.00403 | MV
94-AL1/15-ST1A 10.0 | 10.75 | 0.306 | 0.33 | 0.35 | ol | 94 | 0.00403 | MV
122-AL1/20-ST1A 10.0 | 11.1 | 0.2376 | 0.323 | 0.41 | ol | 122 | 0.00403 | MV
149-AL1/24-ST1A 10.0 | 11.25 | 0.194 | 0.315 | 0.47 | ol | 149 | 0.00403 | MV
34-AL1/6-ST1A 20.0 | 9.15 | 0.8342 | 0.382 | 0.17 | ol | 34 | 0.00403 | MV
48-AL1/8-ST1A 20.0 | 9.5 | 0.5939 | 0.372 | 0.21 | ol | 48 | 0.00403 | MV
70-AL1/11-ST1A 20.0 | 9.7 | 0.4132 | 0.36 | 0.29 | ol | 70 | 0.00403 | MV
94-AL1/15-ST1A 20.0 | 10 | 0.306 | 0.35 | 0.35 | ol | 94 | 0.00403 | MV
122-AL1/20-ST1A 20.0 | 10.3 | 0.2376 | 0.344 | 0.41 | ol | 122 | 0.00403 | MV
149-AL1/24-ST1A 20.0 | 10.5 | 0.194 | 0.337 | 0.47 | ol | 149 | 0.00403 | MV
184-AL1/30-ST1A 20.0 | 10.75 | 0.1571 | 0.33 | 0.535 | ol | 184 | 0.00403 | MV
243-AL1/39-ST1A 20.0 | 11 | 0.1188 | 0.32 | 0.645 | ol | 243 | 0.00403 | MV
48-AL1/8-ST1A 110.0 | 8 | 0.5939 | 0.46 | 0.21 | ol | 48 | 0.00403 | HV
70-AL1/11-ST1A 110.0 | 8.4 | 0.4132 | 0.45 | 0.29 | ol | 70 | 0.00403 | HV
94-AL1/15-ST1A 110.0 | 8.65 | 0.306 | 0.44 | 0.35 | ol | 94 | 0.00403 | HV
122-AL1/20-ST1A 110.0 | 8.5 | 0.2376 | 0.43 | 0.41 | ol | 122 | 0.00403 | HV
149-AL1/24-ST1A 110.0 | 8.75 | 0.194 | 0.41 | 0.47 | ol | 149 | 0.00403 | HV
184-AL1/30-ST1A 110.0 | 8.8 | 0.1571 | 0.4 | 0.535 | ol | 184 | 0.00403 | HV
243-AL1/39-ST1A 110.0 | 9 | 0.1188 | 0.39 | 0.645 | ol | 243 | 0.00403 | HV
305-AL1/39-ST1A 110.0 | 9.2 | 0.0949 | 0.38 | 0.74 | ol | 305 | 0.00403 | HV
490-AL1/64-ST1A 110.0 | 9.75 | 0.059 | 0.37 | 0.96 | ol | 490 | 0.00403 | HV
679-AL1/86-ST1A 110.0 | 9.95 | 0.042 | 0.36 | 1.15 | ol | 679 | 0.00403 | HV
490-AL1/64-ST1A 220.0 | 10 | 0.059 | 0.285 | 0.96 | ol | 490 | 0.00403 | HV
679-AL1/86-ST1A 220.0 | 11.7 | 0.042 | 0.275 | 1.15 | ol | 679 | 0.00403 | HV
490-AL1/64-ST1A 380.0 | 11 | 0.059 | 0.253 | 0.96 | ol | 490 | 0.00403 | HV
679-AL1/86-ST1A 380.0 | 14.6 | 0.042 | 0.25 | 1.15 | ol | 679 | 0.00403 | HV

## trafo_std_types
| i0_percent | pfe_kw | vkr_percent | sn_mva | vn_lv_kv | vn_hv_kv | vk_percent | shift_degree | vector_group | tap_side | tap_neutral | tap_min | tap_max | tap_step_degree | tap_step_percent | tap_phase_shifter
160 MVA 380/110 kV | 0.06 | 60 | 0.25 | 160 | 110 | 380 | 12.2 | 0 | Yy0 | hv | 0 | -9 | 9 | 0 | 1.5 | FALSE
100 MVA 220/110 kV | 0.06 | 55 | 0.26 | 100 | 110 | 220 | 12 | 0 | Yy0 | hv | 0 | -9 | 9 | 0 | 1.5 | FALSE
63 MVA 110/20 kV | 0.04 | 22 | 0.32 | 63 | 20 | 110 | 18 | 150 | YNd5 | hv | 0 | -9 | 9 | 0 | 1.5 | FALSE
40 MVA 110/20 kV | 0.05 | 18 | 0.34 | 40 | 20 | 110 | 16.2 | 150 | YNd5 | hv | 0 | -9 | 9 | 0 | 1.5 | FALSE
25 MVA 110/20 kV | 0.07 | 14 | 0.41 | 25 | 20 | 110 | 12 | 150 | YNd5 | hv | 0 | -9 | 9 | 0 | 1.5 | FALSE
63 MVA 110/10 kV | 0.04 | 22 | 0.32 | 63 | 10 | 110 | 18 | 150 | YNd5 | hv | 0 | -9 | 9 | 0 | 1.5 | FALSE
40 MVA 110/10 kV | 0.05 | 18 | 0.34 | 40 | 10 | 110 | 16.2 | 150 | YNd5 | hv | 0 | -9 | 9 | 0 | 1.5 | FALSE
25 MVA 110/10 kV | 0.07 | 14 | 0.41 | 25 | 10 | 110 | 12 | 150 | YNd5 | hv | 0 | -9 | 9 | 0 | 1.5 | FALSE
0.25 MVA 20/0.4 kV | 0.32 | 0.8 | 1.44 | 0.25 | 0.4 | 20 | 6 | 150 | Yzn5 | hv | 0 | -2 | 2 | 0 | 2.5 | FALSE
0.4 MVA 20/0.4 kV | 0.3375 | 1.35 | 1.425 | 0.4 | 0.4 | 20 | 6 | 150 | Dyn5 | hv | 0 | -2 | 2 | 0 | 2.5 | FALSE
0.63 MVA 20/0.4 kV | 0.2619 | 1.65 | 1.206 | 0.63 | 0.4 | 20 | 6 | 150 | Dyn5 | hv | 0 | -2 | 2 | 0 | 2.5 | FALSE
0.25 MVA 10/0.4 kV | 0.24 | 0.6 | 1.2 | 0.25 | 0.4 | 10 | 4 | 150 | Dyn5 | hv | 0 | -2 | 2 | 0 | 2.5 | FALSE
0.4 MVA 10/0.4 kV | 0.2375 | 0.95 | 1.325 | 0.4 | 0.4 | 10 | 4 | 150 | Dyn5 | hv | 0 | -2 | 2 | 0 | 2.5 | FALSE
0.63 MVA 10/0.4 kV | 0.1873 | 1.18 | 1.0794 | 0.63 | 0.4 | 10 | 4 | 150 | Dyn5 | hv | 0 | -2 | 2 | 0 | 2.5 | FALSE

## trafo3w_std_types
| sn_hv_mva | sn_mv_mva | sn_lv_mva | vn_hv_kv | vn_mv_kv | vn_lv_kv | vk_hv_percent | vk_mv_percent | vk_lv_percent | vkr_hv_percent | vkr_mv_percent | vkr_lv_percent | pfe_kw | i0_percent | shift_mv_degree | shift_lv_degree | vector_group | tap_side | tap_neutral | tap_min | tap_max | tap_step_percent
63/25/38 MVA 110/20/10 kV | 63 | 25 | 38 | 110 | 20 | 10 | 10.4 | 10.4 | 10.4 | 0.28 | 0.32 | 0.35 | 35 | 0.89 | 0 | 0 | YN0yn0yn0 | hv | 0 | -10 | 10 | 1.2
63/25/38 MVA 110/10/10 kV | 63 | 25 | 38 | 110 | 10 | 10 | 10.4 | 10.4 | 10.4 | 0.28 | 0.32 | 0.35 | 35 | 0.89 | 0 | 0 | YN0yn0yn0 | hv | 0 | -10 | 10 | 1.2

## fuse_std_types
| fuse_type | i_rated_a | t_avg | t_min | t_total | x_avg | x_min | x_total
HV 100A | HV 100A | 100 | 0 | [10.0, 3.64, 0.854, 0.281, 0.1, 0.0531, 0.022, 0.01] | [10.0, 4.267, 1.21, 0.403, 0.1, 0.058, 0.022, 0.01] | 0 | [300.0, 350.0, 450.0, 550.0, 700.0, 850.0, 1200.0, 1752.0] | [600.0, 700.0, 900.0, 1150.0, 1665.0, 2000.0, 3000.0, 4313.0]
HV 10A | HV 10A | 10 | 0 | [10.0, 1675.0, 0.344, 0.156, 0.1, 0.0417, 0.0171, 0.01] | [10.0, 1.3, 0.3, 0.155, 0.1, 0.0555, 0.023, 0.01] | 0 | [30.0, 32.0, 35.0, 37.0, 39.0, 50.0, 70.0, 88.0] | [60.0, 70.0, 80.0, 87.0, 94.0, 110.0, 150.0, 216.0]
HV 125A | HV 125A | 125 | 0 | [10.0, 1.82, 0.344, 0.1, 0.0467, 0.0269, 0.01] | [10.0, 2.478, 0.426, 0.1, 0.0427, 0.0211, 0.01] | 0 | [375.0, 500.0, 700.0, 925.0, 1200.0, 1500.0, 2341.0] | [750.0, 1000.0, 1500.0, 2200.0, 3000.0, 4000.0, 5765.0]
HV 160A | HV 160A | 160 | 0 | [10.0, 4.15, 1.03, 0.198, 0.1, 0.051, 0.0172, 0.01] | [10.0, 2.3, 0.734, 0.274, 0.1, 0.046, 0.0177, 0.01] | 0 | [480.0, 550.0, 700.0, 1000.0, 1260.0, 1600.0, 2500.0, 3227.0] | [960.0, 1300.0, 1700.0, 2200.0, 2996.0, 4000.0, 6000.0, 7946.0]
HV 16A | HV 16A | 16 | 0 | [10.0, 0.352, 0.164, 0.1, 0.0649, 0.0342, 0.01] | [10.0, 2.34, 0.722, 0.181, 0.1, 0.055, 0.0296, 0.01] | 0 | [48.0, 60.0, 65.0, 71.0, 80.0, 100.0, 162.0] | [96.0, 110.0, 125.0, 150.0, 168.0, 200.0, 250.0, 398.0]
HV 200A | HV 200A | 200 | 0 | [10.0, 4.267, 1.21, 0.403, 0.1, 0.058, 0.022, 0.01] | [10.0, 3.73, 1.654, 0.328, 0.1, 0.0531, 0.019, 0.01] | 0 | [600.0, 700.0, 900.0, 1150.0, 1665.0, 2000.0, 3000.0, 4313.0] | [1200.0, 1500.0, 1800.0, 2700.0, 3960.0, 5000.0, 7500.0, 10620.0]
HV 20A | HV 20A | 20 | 0 | [10.0, 1.3, 0.3, 0.155, 0.1, 0.0555, 0.023, 0.01] | [10.0, 1.3, 0.161, 0.1, 0.0611, 0.0399, 0.0141, 0.01] | 0 | [60.0, 70.0, 80.0, 87.0, 94.0, 110.0, 150.0, 216.0] | [120.0, 150.0, 200.0, 223.0, 260.0, 300.0, 450.0, 532.0]
HV 25A | HV 25A | 25 | 0 | [10.0, 2.512, 0.833, 0.299, 0.1, 0.0372, 0.0223, 0.01] | [10.0, 3.125, 0.597, 0.198, 0.1, 0.0378, 0.022, 0.01] | 0 | [75.0, 82.0, 90.0, 100.0, 124.0, 170.0, 200.0, 289.0] | [150.0, 170.0, 210.0, 250.0, 294.0, 400.0, 500.0, 711.0]
HV 31.5A | HV 31.5A | 31.5 | 0 | [10.0, 2.34, 0.722, 0.181, 0.1, 0.055, 0.0296, 0.01] | [10.0, 2.84, 0.368, 0.164, 0.1, 0.0621, 0.0378, 0.0195, 0.01] | 0 | [95.0, 110.0, 125.0, 150.0, 165.0, 200.0, 250.0, 390.0] | [189.0, 220.0, 300.0, 350.0, 393.0, 450.0, 530.0, 700.0, 960.0]
HV 40A | HV 40A | 40 | 0 | [10.0, 1.3, 0.161, 0.1, 0.0611, 0.0399, 0.0141, 0.01] | [10.0, 2.05, 0.369, 0.198, 0.1, 0.051, 0.0298, 0.01] | 0 | [120.0, 150.0, 200.0, 223.0, 260.0, 300.0, 450.0, 532.0] | [240.0, 300.0, 400.0, 450.0, 530.0, 650.0, 800.0, 1311.0]
HV 50A | HV 50A | 50 | 0 | [10.0, 3.215, 0.597, 0.198, 0.1, 0.0378, 0.022, 0.01] | [10.0, 3.64, 0.854, 0.281, 0.1, 0.0531, 0.022, 0.01] | 0 | [150.0, 170.0, 210.0, 250.0, 294.0, 400.0, 500.0, 711.0] | [300.0, 350.0, 450.0, 550.0, 700.0, 850.0, 1200.0, 1752.0]
HV 6.3A | HV 6.3A | 6.3 | 0 | [10.0, 1.39, 0.344, 0.168, 0.1, 0.056, 0.0263, 0.01] | [10.0, 1.711, 0.516, 0.198, 0.1, 0.0634, 0.0303, 0.01] | 0 | [19.0, 19.5, 20.4, 20.8, 22.0, 25.0, 32.0, 48.0] | [38.0, 40.0, 43.0, 48.0, 53.0, 60.0, 75.0, 118.0]
HV 63A | HV 63A | 63 | 0 | [10.0, 2.84, 0.368, 0.164, 0.1, 0.0621, 0.0378, 0.0195, 0.01] | [10.0, 1.82, 0.344, 0.1, 0.0467, 0.0269, 0.01] | 0 | [189.0, 220.0, 300.0, 350.0, 393.0, 450.0, 530.0, 700.0, 961.0] | [378.0, 500.0, 700.0, 934.0, 1200.0, 1500.0, 2366.0]
HV 80A | HV 80A | 80 | 0 | [10.0, 2.05, 0.369, 0.198, 0.1, 0.051, 0.0298, 0.01] | [10.0, 4.15, 1.03, 0.198, 0.1, 0.051, 0.0172, 0.01] | 0 | [240.0, 300.0, 400.0, 450.0, 530.0, 650.0, 800.0, 1311.0] | [480.0, 550.0, 700.0, 1000.0, 1260.0, 1600.0, 2500.0, 3227.0]
Siemens NH-1-100 | Siemens NH-1-100 | 100 | [5400.0, 2000.0, 400.0, 20.0, 1.0, 0.2, 0.012, 0.004] | 0 | 0 | [150.0, 190.0, 250.0, 430.0, 900.0, 1250.0, 2700.0, 3600.0] | 0 | 0
Siemens NH-1-125 | Siemens NH-1-125 | 125 | [4800.0, 120.0, 7.0, 0.1, 0.004] | 0 | 0 | [180.0, 400.0, 740.0, 2000.0, 4250.0] | 0 | 0
Siemens NH-1-16 | Siemens NH-1-16 | 16 | [4000.0, 400.0, 2.0, 0.1, 0.04, 0.01] | 0 | 0 | [26.0, 35.0, 75.0, 150.0, 200.0, 300.0] | 0 | 0
Siemens NH-1-160 | Siemens NH-1-160 | 160 | [4800.0, 120.0, 7.0, 0.1, 0.004] | 0 | 0 | [210.0, 500.0, 900.0, 2300.0, 5000.0] | 0 | 0
Siemens NH-1-25 | Siemens NH-1-25 | 25 | [4000.0, 1000.0, 10.0, 0.2, 0.02, 0.01] | 0 | 0 | [40.0, 50.0, 100.0, 210.0, 400.0, 500.0] | 0 | 0
Siemens NH-1-50 | Siemens NH-1-50 | 50 | [4000.0, 40.0, 4.0, 1.0, 0.02, 0.01] | 0 | 0 | [86.0, 200.0, 300.0, 400.0, 1000.0, 1280.0] | 0 | 0
Siemens NH-1-63 | Siemens NH-1-63 | 63 | [4000.0, 100.0, 10.0, 2.0, 0.04, 0.01] | 0 | 0 | [100.0, 200.0, 300.0, 400.0, 1000.0, 1500.0] | 0 | 0
Siemens NH-1-80 | Siemens NH-1-80 | 80 | [4800.0, 120.0, 7.0, 0.1, 0.01] | 0 | 0 | [150.58, 250.0, 450.0, 1150.0, 2470.0] | 0 | 0
Siemens NH-2-1000 | Siemens NH-2-1000 | 1000 | [4800.0, 120.0, 7.0, 0.1, 0.004] | 0 | 0 | [1900.0, 3500.0, 8400.0, 24000.0, 52000.0] | 0 | 0
Siemens NH-2-200 | Siemens NH-2-200 | 200 | [4800.0, 120.0, 7.0, 0.1, 0.004] | 0 | 0 | [280.0, 650.0, 1200.0, 3000.0, 7000.0] | 0 | 0
Siemens NH-2-224 | Siemens NH-2-224 | 224 | [4800.0, 120.0, 7.0, 0.2, 0.04, 0.004] | 0 | 0 | [400.0, 750.0, 1453.0, 3025.0, 4315.0, 7600.0] | 0 | 0
Siemens NH-2-250 | Siemens NH-2-250 | 250 | [4800.0, 120.0, 7.0, 0.1, 0.004] | 0 | 0 | [450.0, 800.0, 1650.0, 4000.0, 8500.0] | 0 | 0
Siemens NH-2-315 | Siemens NH-2-315 | 315 | [4800.0, 120.0, 7.0, 0.1, 0.004] | 0 | 0 | [550.0, 920.0, 1900.0, 5000.0, 11000.0] | 0 | 0
Siemens NH-2-355 | Siemens NH-2-355 | 355 | [4800.0, 120.0, 6.0, 0.1, 0.004] | 0 | 0 | [650.0, 1116.27, 2350.0, 5840.0, 12790.0] | 0 | 0
Siemens NH-2-400 | Siemens NH-2-400 | 400 | [4800.0, 120.0, 7.0, 0.1, 0.004] | 0 | 0 | [720.0, 1350.0, 2800.0, 6500.0, 15000.0] | 0 | 0
Siemens NH-2-425 | Siemens NH-2-425 | 425 | [4800.0, 120.0, 7.0, 0.1, 0.004] | 0 | 0 | [850.0, 1500.0, 3050.0, 7500.0, 16500.0] | 0 | 0
Siemens NH-2-630 | Siemens NH-2-630 | 630 | [4800.0, 120.0, 7.0, 0.1, 0.004] | 0 | 0 | [1200.0, 2000.0, 4800.0, 12000.0, 26000.0] | 0 | 0

## dtypes
| element | column | dtype
0 | bus | name | object
1 | bus | vn_kv | float64
2 | bus | type | object
3 | bus | zone | object
4 | bus | in_service | bool
5 | load | name | object
6 | load | bus | uint32
7 | load | p_mw | float64
8 | load | q_mvar | float64
9 | load | const_z_percent | float64
10 | load | const_i_percent | float64
11 | load | sn_mva | float64
12 | load | scaling | float64
13 | load | in_service | bool
14 | load | type | object
15 | ext_grid | name | object
16 | ext_grid | bus | uint32
17 | ext_grid | vm_pu | float64
18 | ext_grid | va_degree | float64
19 | ext_grid | slack_weight | float64
20 | ext_grid | in_service | bool
21 | line | name | object
22 | line | std_type | object
23 | line | from_bus | uint32
24 | line | to_bus | uint32
25 | line | length_km | float64
26 | line | r_ohm_per_km | float64
27 | line | x_ohm_per_km | float64
28 | line | c_nf_per_km | float64
29 | line | g_us_per_km | float64
30 | line | max_i_ka | float64
31 | line | df | float64
32 | line | parallel | uint32
33 | line | type | object
34 | line | in_service | bool
35 | trafo | name | object
36 | trafo | std_type | object
37 | trafo | hv_bus | uint32
38 | trafo | lv_bus | uint32
39 | trafo | sn_mva | float64
40 | trafo | vn_hv_kv | float64
41 | trafo | vn_lv_kv | float64
42 | trafo | vk_percent | float64
43 | trafo | vkr_percent | float64
44 | trafo | pfe_kw | float64
45 | trafo | i0_percent | float64
46 | trafo | shift_degree | float64
47 | trafo | tap_side | object
48 | trafo | tap_neutral | int32
49 | trafo | tap_min | int32
50 | trafo | tap_max | int32
51 | trafo | tap_step_percent | float64
52 | trafo | tap_step_degree | float64
53 | trafo | tap_pos | int32
54 | trafo | tap_phase_shifter | bool
55 | trafo | parallel | uint32
56 | trafo | df | float64
57 | trafo | in_service | bool
58 | line_geodata | coords | object
59 | bus_geodata | x | float64
60 | bus_geodata | y | float64
61 | bus_geodata | coords | object

## parameters
| version | format_version | converged | OPF_converged | name | f_hz | sn_mva
0 | 2.14.6 | 2.14.0 | FALSE | FALSE |  | 50 | 1