## bus
| name | vn_kv | type | zone | in_service
0 | bus_LV_879-4_1_3_node_6 | 0.4 | n |  | TRUE
1 | bus_LV_879-4_1_3_node_7 | 0.4 | n |  | TRUE
2 | bus_LV_879-4_1_3_node_8 | 0.4 | n |  | TRUE
3 | bus_LV_879-4_1_3_node_9 | 0.4 | n |  | TRUE
4 | bus_LV_879-4_1_3_node_10 | 0.4 | n |  | TRUE
5 | bus_LV_879-4_1_3_node_25 | 0.4 | n |  | TRUE
6 | bus_LV_879-4_1_3_node_20 | 0.4 | n |  | TRUE
7 | bus_LV_879-4_1_3_node_27 | 0.4 | n |  | TRUE
8 | bus_LV_879-4_1_3_node_23 | 0.4 | n |  | TRUE
9 | bus_LV_879-4_1_3_node_21 | 0.4 | n |  | TRUE
10 | bus_LV_879-4_1_3_node_18 | 0.4 | n |  | TRUE
11 | bus_LV_879-4_1_3_node_22 | 0.4 | n |  | TRUE
12 | bus_LV_879-4_1_3_node_11 | 0.4 | n |  | TRUE
13 | bus_LV_879-4_1_3_node_12 | 0.4 | n |  | TRUE
14 | bus_LV_879-4_1_3_node_13 | 0.4 | n |  | TRUE
15 | bus_LV_879-4_1_3_node_14 | 0.4 | n |  | TRUE
16 | bus_LV_879-4_1_3_node_15 | 0.4 | n |  | TRUE
17 | bus_LV_879-4_1_3_node_16 | 0.4 | n |  | TRUE
18 | bus_LV_879-4_1_3_node_151 | 0.4 | n |  | TRUE
19 | bus_LV_879-4_1_3_node_152 | 0.4 | n |  | TRUE
20 | bus_LV_879-4_1_3_node_24 | 0.4 | n |  | TRUE
21 | bus_LV_879-4_1_3_node_26 | 0.4 | n |  | TRUE
22 | bus_LV_879-4_1_3_node_28 | 0.4 | n |  | TRUE
23 | bus_LV_879-4_1_3_node_29 | 0.4 | n |  | TRUE
24 | bus_LV_879-4_1_3_node_34 | 0.4 | n |  | TRUE
25 | bus_LV_879-4_1_3_node_36 | 0.4 | n |  | TRUE
26 | bus_LV_879-4_1_3_node_154 | 0.4 | n |  | TRUE
27 | bus_LV_879-4_1_3_node_35 | 0.4 | n |  | TRUE
28 | bus_LV_879-4_1_3_node_133 | 0.4 | n |  | TRUE
29 | bus_LV_879-4_1_3_node_138 | 0.4 | n |  | TRUE
30 | bus_LV_879-4_1_3_node_153 | 0.4 | n |  | TRUE
31 | bus_LV_879-4_1_3_node_132 | 0.4 | n |  | TRUE
32 | bus_LV_879-4_1_3_node_136 | 0.4 | n |  | TRUE
33 | bus_LV_879-4_1_3_node_37 | 0.4 | n |  | TRUE
34 | bus_LV_879-4_1_3_node_38 | 0.4 | n |  | TRUE
35 | bus_LV_879-4_1_3_node_39 | 0.4 | n |  | TRUE
36 | bus_LV_879-4_1_3_node_40 | 0.4 | n |  | TRUE
37 | bus_LV_879-4_1_3_node_41 | 0.4 | n |  | TRUE
38 | bus_LV_879-4_1_3_node_42 | 0.4 | n |  | TRUE
39 | bus_LV_879-4_1_3_node_182 | 0.4 | n |  | TRUE
40 | bus_LV_879-4_1_3_node_68 | 0.4 | n |  | TRUE
41 | bus_LV_879-4_1_3_node_61 | 0.4 | n |  | TRUE
42 | bus_LV_879-4_1_3_node_183 | 0.4 | n |  | TRUE
43 | bus_LV_879-4_1_3_node_74 | 0.4 | n |  | TRUE
44 | bus_LV_879-4_1_3_node_56 | 0.4 | n |  | TRUE
45 | bus_LV_879-4_1_3_node_67 | 0.4 | n |  | TRUE
46 | bus_LV_879-4_1_3_node_59 | 0.4 | n |  | TRUE
47 | bus_LV_879-4_1_3_node_76 | 0.4 | n |  | TRUE
48 | bus_LV_879-4_1_3_node_73 | 0.4 | n |  | TRUE
49 | bus_LV_879-4_1_3_node_43 | 0.4 | n |  | TRUE
50 | bus_LV_879-4_1_3_node_44 | 0.4 | n |  | TRUE
51 | bus_LV_879-4_1_3_node_45 | 0.4 | n |  | TRUE
52 | bus_LV_879-4_1_3_node_46 | 0.4 | n |  | TRUE
53 | bus_LV_879-4_1_3_node_72 | 0.4 | n |  | TRUE
54 | bus_LV_879-4_1_3_node_47 | 0.4 | n |  | TRUE
55 | bus_LV_879-4_1_3_node_48 | 0.4 | n |  | TRUE
56 | bus_LV_879-4_1_3_node_49 | 0.4 | n |  | TRUE
57 | bus_LV_879-4_1_3_node_50 | 0.4 | n |  | TRUE
58 | bus_LV_879-4_1_3_node_51 | 0.4 | n |  | TRUE
59 | bus_LV_879-4_1_3_node_52 | 0.4 | n |  | TRUE
60 | bus_LV_879-4_1_3_node_70 | 0.4 | n |  | TRUE
61 | bus_LV_879-4_1_3_node_63 | 0.4 | n |  | TRUE
62 | bus_LV_879-4_1_3_node_65 | 0.4 | n |  | TRUE
63 | bus_LV_879-4_1_3_node_77 | 0.4 | n |  | TRUE
64 | bus_LV_879-4_1_3_node_64 | 0.4 | n |  | TRUE
65 | bus_LV_879-4_1_3_node_66 | 0.4 | n |  | TRUE
66 | bus_LV_879-4_1_3_node_53 | 0.4 | n |  | TRUE
67 | bus_LV_879-4_1_3_node_54 | 0.4 | n |  | TRUE
68 | bus_LV_879-4_1_3_node_55 | 0.4 | n |  | TRUE
69 | bus_LV_879-4_1_3_node_69 | 0.4 | n |  | TRUE
70 | bus_LV_879-4_1_3_node_194 | 0.4 | n |  | TRUE
71 | bus_LV_879-4_1_3_node_57 | 0.4 | n |  | TRUE
72 | bus_LV_879-4_1_3_node_58 | 0.4 | n |  | TRUE
73 | bus_LV_879-4_1_3_node_60 | 0.4 | n |  | TRUE
74 | bus_LV_879-4_1_3_node_62 | 0.4 | n |  | TRUE
75 | bus_LV_879-4_1_3_node_178 | 0.4 | n |  | TRUE
76 | bus_LV_879-4_1_3_node_78 | 0.4 | n |  | TRUE
77 | bus_LV_879-4_1_3_node_79 | 0.4 | n |  | TRUE
78 | bus_LV_879-4_1_3_node_71 | 0.4 | n |  | TRUE
79 | bus_LV_879-4_1_3_node_75 | 0.4 | n |  | TRUE
80 | bus_LV_879-4_1_3_node_189 | 0.4 | n |  | TRUE
81 | bus_LV_879-4_1_3_node_80 | 0.4 | n |  | TRUE
82 | bus_LV_879-4_1_3_node_81 | 0.4 | n |  | TRUE
83 | bus_LV_879-4_1_3_node_82 | 0.4 | n |  | TRUE
84 | bus_LV_879-4_1_3_node_87 | 0.4 | n |  | TRUE
85 | bus_LV_879-4_1_3_node_83 | 0.4 | n |  | TRUE
86 | bus_LV_879-4_1_3_node_85 | 0.4 | n |  | TRUE
87 | bus_LV_879-4_1_3_node_86 | 0.4 | n |  | TRUE
88 | bus_LV_879-4_1_3_node_142 | 0.4 | n |  | TRUE
89 | bus_LV_879-4_1_3_node_143 | 0.4 | n |  | TRUE
90 | bus_LV_879-4_1_3_node_88 | 0.4 | n |  | TRUE
91 | bus_LV_879-4_1_3_node_140 | 0.4 | n |  | TRUE
92 | bus_LV_879-4_1_3_node_141 | 0.4 | n |  | TRUE
93 | bus_LV_879-4_1_3_node_188 | 0.4 | n |  | TRUE
94 | bus_LV_879-4_1_3_node_144 | 0.4 | n |  | TRUE
95 | bus_LV_879-4_1_3_node_186 | 0.4 | n |  | TRUE
96 | bus_LV_879-4_1_3_node_131 | 0.4 | n |  | TRUE
97 | bus_LV_879-4_1_3_node_134 | 0.4 | n |  | TRUE
98 | bus_LV_879-4_1_3_node_135 | 0.4 | n |  | TRUE
99 | bus_LV_879-4_1_3_node_137 | 0.4 | n |  | TRUE
100 | bus_LV_879-4_1_3_node_139 | 0.4 | n |  | TRUE
101 | bus_LV_879-4_1_3_node_158 | 0.4 | n |  | TRUE
102 | bus_LV_879-4_1_3_node_155 | 0.4 | n |  | TRUE
103 | bus_LV_879-4_1_3_node_156 | 0.4 | n |  | TRUE
104 | bus_LV_879-4_1_3_node_157 | 0.4 | n |  | TRUE
105 | bus_MV_122_1_node_76 | 20 | n |  | TRUE

## load
| name | bus | p_mw | q_mvar | const_z_percent | const_i_percent | sn_mva | scaling | in_service | type
0 | LV_879-4_1_3_load_6 | 0 | 0.00025147 | 6.3023e-05 | 0 | 0 |  | 1 | TRUE | wye
1 | LV_879-4_1_3_load_7 | 1 | 0.00066517 | 0.00016671 | 0 | 0 |  | 1 | TRUE | wye
2 | LV_879-4_1_3_load_8 | 2 | 9.2538e-05 | 2.3192e-05 | 0 | 0 |  | 1 | TRUE | wye
3 | LV_879-4_1_3_load_9 | 3 | 4.5012e-05 | 1.1281e-05 | 0 | 0 |  | 1 | TRUE | wye
4 | LV_879-4_1_3_load_27 | 7 | 0.00019202 | 4.8125e-05 | 0 | 0 |  | 1 | TRUE | wye
5 | LV_879-4_1_3_load_21 | 9 | 9.7738e-05 | 2.4495e-05 | 0 | 0 |  | 1 | TRUE | wye
6 | LV_879-4_1_3_load_18 | 10 | 0.00013964 | 3.4996e-05 | 0 | 0 |  | 1 | TRUE | wye
7 | LV_879-4_1_3_load_22 | 11 | 0.00021595 | 5.4123e-05 | 0 | 0 |  | 1 | TRUE | wye
8 | LV_879-4_1_3_load_11 | 12 | 0.00012321 | 3.0878e-05 | 0 | 0 |  | 1 | TRUE | wye
9 | LV_879-4_1_3_load_12 | 13 | 0.00016965 | 4.2519e-05 | 0 | 0 |  | 1 | TRUE | wye
10 | LV_879-4_1_3_load_13 | 14 | 5.1885e-05 | 1.3004e-05 | 0 | 0 |  | 1 | TRUE | wye
11 | LV_879-4_1_3_load_15 | 16 | 0.00027104 | 6.793e-05 | 0 | 0 |  | 1 | TRUE | wye
12 | LV_879-4_1_3_load_16 | 17 | 0.0003227 | 8.0877e-05 | 0 | 0 |  | 1 | TRUE | wye
13 | LV_879-4_1_3_load_151 | 18 | 0.00069836 | 0.00017503 | 0 | 0 |  | 1 | TRUE | wye
14 | LV_879-4_1_3_load_152 | 19 | 4.5729e-05 | 1.1461e-05 | 0 | 0 |  | 1 | TRUE | wye
15 | LV_879-4_1_3_load_26 | 21 | 0.00040309 | 0.00010102 | 0 | 0 |  | 1 | TRUE | wye
16 | LV_879-4_1_3_load_28 | 22 | 7.6644e-05 | 1.9209e-05 | 0 | 0 |  | 1 | TRUE | wye
17 | LV_879-4_1_3_load_29 | 23 | 9.6642e-05 | 2.4221e-05 | 0 | 0 |  | 1 | TRUE | wye
18 | LV_879-4_1_3_load_133 | 28 | 0.017078 | 0.0042801 | 0 | 0 |  | 1 | TRUE | wye
19 | LV_879-4_1_3_load_138 | 29 | 0.057429 | 0.014393 | 0 | 0 |  | 1 | TRUE | wye
20 | LV_879-4_1_3_load_153 | 30 | 0.00038407 | 9.6256e-05 | 0 | 0 |  | 1 | TRUE | wye
21 | LV_879-4_1_3_load_132 | 31 | 0.036227 | 0.0090794 | 0 | 0 |  | 1 | TRUE | wye
22 | LV_879-4_1_3_load_37 | 33 | 8.79e-05 | 2.203e-05 | 0 | 0 |  | 1 | TRUE | wye
23 | LV_879-4_1_3_load_38 | 34 | 0.00091862 | 0.00023023 | 0 | 0 |  | 1 | TRUE | wye
24 | LV_879-4_1_3_load_40 | 36 | 0.0050564 | 0.0012672 | 0 | 0 |  | 1 | TRUE | wye
25 | LV_879-4_1_3_load_41 | 37 | 0.00012752 | 3.196e-05 | 0 | 0 |  | 1 | TRUE | wye
26 | LV_879-4_1_3_load_182 | 39 | 0.0015366 | 0.00038512 | 0 | 0 |  | 1 | TRUE | wye
27 | LV_879-4_1_3_load_183 | 42 | 0.00036601 | 9.1731e-05 | 0 | 0 |  | 1 | TRUE | wye
28 | LV_879-4_1_3_load_67 | 45 | 0.00011931 | 2.9901e-05 | 0 | 0 |  | 1 | TRUE | wye
29 | LV_879-4_1_3_load_76 | 47 | 4.161e-05 | 1.0428e-05 | 0 | 0 |  | 1 | TRUE | wye
30 | LV_879-4_1_3_load_43 | 49 | 7.4113e-05 | 1.8575e-05 | 0 | 0 |  | 1 | TRUE | wye
31 | LV_879-4_1_3_load_44 | 50 | 0.00018911 | 4.7395e-05 | 0 | 0 |  | 1 | TRUE | wye
32 | LV_879-4_1_3_load_45 | 51 | 0.00019321 | 4.8423e-05 | 0 | 0 |  | 1 | TRUE | wye
33 | LV_879-4_1_3_load_46 | 52 | 8.8716e-05 | 2.2234e-05 | 0 | 0 |  | 1 | TRUE | wye
34 | LV_879-4_1_3_load_72 | 53 | 0.00018264 | 4.5774e-05 | 0 | 0 |  | 1 | TRUE | wye
35 | LV_879-4_1_3_load_47 | 54 | 8.989e-05 | 2.2529e-05 | 0 | 0 |  | 1 | TRUE | wye
36 | LV_879-4_1_3_load_48 | 55 | 0.00068028 | 0.00017049 | 0 | 0 |  | 1 | TRUE | wye
37 | LV_879-4_1_3_load_50 | 57 | 0.0010985 | 0.00027531 | 0 | 0 |  | 1 | TRUE | wye
38 | LV_879-4_1_3_load_51 | 58 | 4.3658e-05 | 1.0942e-05 | 0 | 0 |  | 1 | TRUE | wye
39 | LV_879-4_1_3_load_52 | 59 | 9.1125e-05 | 2.2838e-05 | 0 | 0 |  | 1 | TRUE | wye
40 | LV_879-4_1_3_load_70 | 60 | 0.00029263 | 7.334e-05 | 0 | 0 |  | 1 | TRUE | wye
41 | LV_879-4_1_3_load_63 | 61 | 0.00017308 | 4.3378e-05 | 0 | 0 |  | 1 | TRUE | wye
42 | LV_879-4_1_3_load_65 | 62 | 3.8982e-05 | 9.7698e-06 | 0 | 0 |  | 1 | TRUE | wye
43 | LV_879-4_1_3_load_66 | 65 | 0.00032193 | 8.0683e-05 | 0 | 0 |  | 1 | TRUE | wye
44 | LV_879-4_1_3_load_53 | 66 | 0.00024004 | 6.016e-05 | 0 | 0 |  | 1 | TRUE | wye
45 | LV_879-4_1_3_load_54 | 67 | 0.00045026 | 0.00011285 | 0 | 0 |  | 1 | TRUE | wye
46 | LV_879-4_1_3_load_55 | 68 | 6.9911e-05 | 1.7521e-05 | 0 | 0 |  | 1 | TRUE | wye
47 | LV_879-4_1_3_load_194 | 70 | 0.00025236 | 6.3247e-05 | 0 | 0 |  | 1 | TRUE | wye
48 | LV_879-4_1_3_load_57 | 71 | 0.00013564 | 3.3995e-05 | 0 | 0 |  | 1 | TRUE | wye
49 | LV_879-4_1_3_load_58 | 72 | 0.00014374 | 3.6025e-05 | 0 | 0 |  | 1 | TRUE | wye
50 | LV_879-4_1_3_load_60 | 73 | 0.00012033 | 3.0158e-05 | 0 | 0 |  | 1 | TRUE | wye
51 | LV_879-4_1_3_load_62 | 74 | 0.00012906 | 3.2345e-05 | 0 | 0 |  | 1 | TRUE | wye
52 | LV_879-4_1_3_load_178 | 75 | 7.0394e-05 | 1.7642e-05 | 0 | 0 |  | 1 | TRUE | wye
53 | LV_879-4_1_3_load_78 | 76 | 0.00036606 | 9.1744e-05 | 0 | 0 |  | 1 | TRUE | wye
54 | LV_879-4_1_3_load_79 | 77 | 0.00087368 | 0.00021897 | 0 | 0 |  | 1 | TRUE | wye
55 | LV_879-4_1_3_load_71 | 78 | 6.7473e-05 | 1.691e-05 | 0 | 0 |  | 1 | TRUE | wye
56 | LV_879-4_1_3_load_189 | 80 | 0.00023665 | 5.9309e-05 | 0 | 0 |  | 1 | TRUE | wye
57 | LV_879-4_1_3_load_80 | 81 | 0.00074422 | 0.00018652 | 0 | 0 |  | 1 | TRUE | wye
58 | LV_879-4_1_3_load_86 | 87 | 0.00048006 | 0.00012031 | 0 | 0 |  | 1 | TRUE | wye
59 | LV_879-4_1_3_load_143 | 89 | 0.0017773 | 0.00044543 | 0 | 0 |  | 1 | TRUE | wye
60 | LV_879-4_1_3_load_88 | 90 | 0.0014529 | 0.00036414 | 0 | 0 |  | 1 | TRUE | wye
61 | LV_879-4_1_3_load_140 | 91 | 0.00068113 | 0.00017071 | 0 | 0 |  | 1 | TRUE | wye
62 | LV_879-4_1_3_load_188 | 93 | 0.0013401 | 0.00033587 | 0 | 0 |  | 1 | TRUE | wye
63 | LV_879-4_1_3_load_144 | 94 | 0.00072118 | 0.00018075 | 0 | 0 |  | 1 | TRUE | wye
64 | LV_879-4_1_3_load_186 | 95 | 0.0002518 | 6.3106e-05 | 0 | 0 |  | 1 | TRUE | wye
65 | LV_879-4_1_3_load_131 | 96 | 0.018036 | 0.0045203 | 0 | 0 |  | 1 | TRUE | wye
66 | LV_879-4_1_3_load_134 | 97 | 0.0016653 | 0.00041736 | 0 | 0 |  | 1 | TRUE | wye
67 | LV_879-4_1_3_load_135 | 98 | 0.00079326 | 0.00019881 | 0 | 0 |  | 1 | TRUE | wye
68 | LV_879-4_1_3_load_137 | 99 | 0.0018375 | 0.00046051 | 0 | 0 |  | 1 | TRUE | wye
69 | LV_879-4_1_3_load_158 | 101 | 0.00049013 | 0.00012284 | 0 | 0 |  | 1 | TRUE | wye
70 | LV_879-4_1_3_load_155 | 102 | 0.00037432 | 9.3812e-05 | 0 | 0 |  | 1 | TRUE | wye
71 | LV_879-4_1_3_load_156 | 103 | 0.00034462 | 8.6369e-05 | 0 | 0 |  | 1 | TRUE | wye
72 | LV_879-4_1_3_load_157 | 104 | 0.00034499 | 8.6461e-05 | 0 | 0 |  | 1 | TRUE | wye

## ext_grid
| name | bus | vm_pu | va_degree | slack_weight | in_service
0 |  | 29 | 1 | 0 | 1 | TRUE

## line
| name | std_type | from_bus | to_bus | length_km | r_ohm_per_km | x_ohm_per_km | c_nf_per_km | g_us_per_km | max_i_ka | df | parallel | type | in_service
0 | LV_879-4_1_3_line_0 | NAYY 4x150 SE | 0 | 1 | 0.0012886 | 0.208 | 0.08 | 261 | 0 | 0.27 | 1 | 1 | cs | TRUE
1 | LV_879-4_1_3_line_1 | NAYY 4x150 SE | 0 | 2 | 0.011819 | 0.208 | 0.08 | 261 | 0 | 0.27 | 1 | 1 | cs | TRUE
2 | LV_879-4_1_3_line_2 | NAYY 4x150 SE | 1 | 3 | 0.017967 | 0.208 | 0.08 | 261 | 0 | 0.27 | 1 | 1 | cs | TRUE
3 | LV_879-4_1_3_line_3 | NAYY 4x150 SE | 3 | 4 | 0.036318 | 0.208 | 0.08 | 261 | 0 | 0.27 | 1 | 1 | cs | TRUE
4 | LV_879-4_1_3_line_4 | NAYY 4x150 SE | 4 | 5 | 0.025959 | 0.208 | 0.08 | 261 | 0 | 0.27 | 1 | 1 | cs | TRUE
5 | LV_879-4_1_3_line_5 | NAYY 4x150 SE | 4 | 6 | 0.017515 | 0.208 | 0.08 | 261 | 0 | 0.27 | 1 | 1 | cs | TRUE
6 | LV_879-4_1_3_line_6 | NAYY 4x150 SE | 5 | 7 | 0.026137 | 0.208 | 0.08 | 261 | 0 | 0.27 | 1 | 1 | cs | TRUE
7 | LV_879-4_1_3_line_7 | NAYY 4x150 SE | 5 | 8 | 0.023234 | 0.208 | 0.08 | 261 | 0 | 0.27 | 1 | 1 | cs | TRUE
8 | LV_879-4_1_3_line_8 | NAYY 4x150 SE | 6 | 9 | 0.024088 | 0.208 | 0.08 | 261 | 0 | 0.27 | 1 | 1 | cs | TRUE
9 | LV_879-4_1_3_line_9 | NAYY 4x150 SE | 6 | 10 | 0.071781 | 0.208 | 0.08 | 261 | 0 | 0.27 | 1 | 1 | cs | TRUE
10 | LV_879-4_1_3_line_10 | NAYY 4x150 SE | 7 | 22 | 0.00055258 | 0.208 | 0.08 | 261 | 0 | 0.27 | 1 | 1 | cs | TRUE
11 | LV_879-4_1_3_line_11 | NAYY 4x150 SE | 8 | 11 | 0.0088387 | 0.208 | 0.08 | 261 | 0 | 0.27 | 1 | 1 | cs | TRUE
12 | LV_879-4_1_3_line_12 | NAYY 4x150 SE | 10 | 15 | 0.02956 | 0.208 | 0.08 | 261 | 0 | 0.27 | 1 | 1 | cs | TRUE
13 | LV_879-4_1_3_line_13 | NAYY 4x150 SE | 11 | 20 | 0.031592 | 0.208 | 0.08 | 261 | 0 | 0.27 | 1 | 1 | cs | TRUE
14 | LV_879-4_1_3_line_14 | NAYY 4x150 SE | 12 | 13 | 0.0081864 | 0.208 | 0.08 | 261 | 0 | 0.27 | 1 | 1 | cs | TRUE
15 | LV_879-4_1_3_line_15 | NAYY 4x150 SE | 12 | 14 | 0.11488 | 0.208 | 0.08 | 261 | 0 | 0.27 | 1 | 1 | cs | TRUE
16 | LV_879-4_1_3_line_16 | NAYY 4x150 SE | 13 | 15 | 0.026925 | 0.208 | 0.08 | 261 | 0 | 0.27 | 1 | 1 | cs | TRUE
17 | LV_879-4_1_3_line_17 | NAYY 4x150 SE | 14 | 16 | 0.019577 | 0.208 | 0.08 | 261 | 0 | 0.27 | 1 | 1 | cs | TRUE
18 | LV_879-4_1_3_line_18 | NAYY 4x150 SE | 15 | 17 | 0.041907 | 0.208 | 0.08 | 261 | 0 | 0.27 | 1 | 1 | cs | TRUE
19 | LV_879-4_1_3_line_19 | NAYY 4x150 SE | 16 | 18 | 0.026266 | 0.208 | 0.08 | 261 | 0 | 0.27 | 1 | 1 | cs | TRUE
20 | LV_879-4_1_3_line_20 | NAYY 4x150 SE | 18 | 19 | 0.04162 | 0.208 | 0.08 | 261 | 0 | 0.27 | 1 | 1 | cs | TRUE
21 | LV_879-4_1_3_line_21 | NAYY 4x150 SE | 19 | 75 | 0.00034098 | 0.208 | 0.08 | 261 | 0 | 0.27 | 1 | 1 | cs | TRUE
22 | LV_879-4_1_3_line_22 | NAYY 4x150 SE | 20 | 21 | 0.057906 | 0.208 | 0.08 | 261 | 0 | 0.27 | 1 | 1 | cs | TRUE
23 | LV_879-4_1_3_line_23 | NAYY 4x150 SE | 22 | 23 | 0.020161 | 0.208 | 0.08 | 261 | 0 | 0.27 | 1 | 1 | cs | TRUE
24 | LV_879-4_1_3_line_24 | NAYY 4x150 SE | 24 | 25 | 0.34488 | 0.208 | 0.08 | 261 | 0 | 0.27 | 1 | 1 | cs | TRUE
25 | LV_879-4_1_3_line_25 | NAYY 4x150 SE | 24 | 26 | 0.60889 | 0.208 | 0.08 | 261 | 0 | 0.27 | 1 | 1 | cs | TRUE
26 | LV_879-4_1_3_line_26 | NAYY 4x150 SE | 25 | 29 | 0.091287 | 0.208 | 0.08 | 261 | 0 | 0.27 | 1 | 1 | cs | TRUE
27 | LV_879-4_1_3_line_27 | NAYY 4x150 SE | 25 | 27 | 0.068888 | 0.208 | 0.08 | 261 | 0 | 0.27 | 1 | 1 | cs | TRUE
28 | LV_879-4_1_3_line_28 | NAYY 4x150 SE | 26 | 30 | 0.21906 | 0.208 | 0.08 | 261 | 0 | 0.27 | 1 | 1 | cs | TRUE
29 | LV_879-4_1_3_line_29 | NAYY 4x150 SE | 27 | 28 | 0.08394 | 0.208 | 0.08 | 261 | 0 | 0.27 | 1 | 1 | cs | TRUE
30 | LV_879-4_1_3_line_30 | NAYY 4x150 SE | 28 | 31 | 0.052414 | 0.208 | 0.08 | 261 | 0 | 0.27 | 1 | 1 | cs | TRUE
31 | LV_879-4_1_3_line_31 | NAYY 4x150 SE | 29 | 32 | 0.09632 | 0.208 | 0.08 | 261 | 0 | 0.27 | 1 | 2 | cs | TRUE
32 | LV_879-4_1_3_line_32 | NAYY 4x150 SE | 31 | 96 | 0.0044319 | 0.208 | 0.08 | 261 | 0 | 0.27 | 1 | 1 | cs | TRUE
33 | LV_879-4_1_3_line_33 | NAYY 4x150 SE | 32 | 97 | 0.025595 | 0.208 | 0.08 | 261 | 0 | 0.27 | 1 | 2 | cs | TRUE
34 | LV_879-4_1_3_line_34 | NAYY 4x150 SE | 33 | 34 | 0.13072 | 0.208 | 0.08 | 261 | 0 | 0.27 | 1 | 1 | cs | TRUE
35 | LV_879-4_1_3_line_35 | NAYY 4x150 SE | 33 | 35 | 0.035676 | 0.208 | 0.08 | 261 | 0 | 0.27 | 1 | 1 | cs | TRUE
36 | LV_879-4_1_3_line_36 | NAYY 4x150 SE | 34 | 36 | 0.067978 | 0.208 | 0.08 | 261 | 0 | 0.27 | 1 | 1 | cs | TRUE
37 | LV_879-4_1_3_line_37 | NAYY 4x150 SE | 35 | 37 | 0.022046 | 0.208 | 0.08 | 261 | 0 | 0.27 | 1 | 1 | cs | TRUE
38 | LV_879-4_1_3_line_38 | NAYY 4x150 SE | 35 | 38 | 0.010011 | 0.208 | 0.08 | 261 | 0 | 0.27 | 1 | 1 | cs | TRUE
39 | LV_879-4_1_3_line_39 | NAYY 4x150 SE | 36 | 39 | 0.04459 | 0.208 | 0.08 | 261 | 0 | 0.27 | 1 | 1 | cs | TRUE
40 | LV_879-4_1_3_line_40 | NAYY 4x150 SE | 37 | 40 | 0.010376 | 0.208 | 0.08 | 261 | 0 | 0.27 | 1 | 1 | cs | TRUE
41 | LV_879-4_1_3_line_41 | NAYY 4x150 SE | 38 | 41 | 0.2257 | 0.208 | 0.08 | 261 | 0 | 0.27 | 1 | 1 | cs | TRUE
42 | LV_879-4_1_3_line_42 | NAYY 4x150 SE | 39 | 42 | 0.010205 | 0.208 | 0.08 | 261 | 0 | 0.27 | 1 | 1 | cs | TRUE
43 | LV_879-4_1_3_line_43 | NAYY 4x150 SE | 40 | 43 | 0.024129 | 0.208 | 0.08 | 261 | 0 | 0.27 | 1 | 1 | cs | TRUE
44 | LV_879-4_1_3_line_44 | NAYY 4x150 SE | 40 | 44 | 0.037697 | 0.208 | 0.08 | 261 | 0 | 0.27 | 1 | 1 | cs | TRUE
45 | LV_879-4_1_3_line_45 | NAYY 4x150 SE | 41 | 45 | 0.082167 | 0.208 | 0.08 | 261 | 0 | 0.27 | 1 | 1 | cs | TRUE
46 | LV_879-4_1_3_line_46 | NAYY 4x150 SE | 41 | 46 | 0.004223 | 0.208 | 0.08 | 261 | 0 | 0.27 | 1 | 1 | cs | TRUE
47 | LV_879-4_1_3_line_47 | NAYY 4x150 SE | 43 | 53 | 0.064186 | 0.208 | 0.08 | 261 | 0 | 0.27 | 1 | 1 | cs | TRUE
48 | LV_879-4_1_3_line_48 | NAYY 4x150 SE | 43 | 52 | 0.052396 | 0.208 | 0.08 | 261 | 0 | 0.27 | 1 | 1 | cs | TRUE
49 | LV_879-4_1_3_line_49 | NAYY 4x150 SE | 44 | 69 | 0.09804 | 0.208 | 0.08 | 261 | 0 | 0.27 | 1 | 1 | cs | TRUE
50 | LV_879-4_1_3_line_50 | NAYY 4x150 SE | 44 | 67 | 0.043714 | 0.208 | 0.08 | 261 | 0 | 0.27 | 1 | 1 | cs | TRUE
51 | LV_879-4_1_3_line_51 | NAYY 4x150 SE | 46 | 74 | 0.10173 | 0.208 | 0.08 | 261 | 0 | 0.27 | 1 | 1 | cs | TRUE
52 | LV_879-4_1_3_line_52 | NAYY 4x150 SE | 46 | 71 | 0.011737 | 0.208 | 0.08 | 261 | 0 | 0.27 | 1 | 1 | cs | TRUE
53 | LV_879-4_1_3_line_53 | NAYY 4x150 SE | 47 | 48 | 0.038253 | 0.208 | 0.08 | 261 | 0 | 0.27 | 1 | 1 | cs | TRUE
54 | LV_879-4_1_3_line_54 | NAYY 4x150 SE | 48 | 79 | 0.047088 | 0.208 | 0.08 | 261 | 0 | 0.27 | 1 | 1 | cs | TRUE
55 | LV_879-4_1_3_line_55 | NAYY 4x150 SE | 48 | 78 | 0.03668 | 0.208 | 0.08 | 261 | 0 | 0.27 | 1 | 1 | cs | TRUE
56 | LV_879-4_1_3_line_56 | NAYY 4x150 SE | 49 | 50 | 0.18178 | 0.208 | 0.08 | 261 | 0 | 0.27 | 1 | 1 | cs | TRUE
57 | LV_879-4_1_3_line_57 | NAYY 4x150 SE | 49 | 51 | 0.18496 | 0.208 | 0.08 | 261 | 0 | 0.27 | 1 | 1 | cs | TRUE
58 | LV_879-4_1_3_line_58 | NAYY 4x150 SE | 50 | 52 | 0.036222 | 0.208 | 0.08 | 261 | 0 | 0.27 | 1 | 1 | cs | TRUE
59 | LV_879-4_1_3_line_59 | NAYY 4x150 SE | 53 | 78 | 0.037099 | 0.208 | 0.08 | 261 | 0 | 0.27 | 1 | 1 | cs | TRUE
60 | LV_879-4_1_3_line_60 | NAYY 4x150 SE | 54 | 55 | 0.017178 | 0.208 | 0.08 | 261 | 0 | 0.27 | 1 | 2 | cs | TRUE
61 | LV_879-4_1_3_line_61 | NAYY 4x150 SE | 54 | 56 | 0.033631 | 0.208 | 0.08 | 261 | 0 | 0.27 | 1 | 2 | cs | TRUE
62 | LV_879-4_1_3_line_62 | NAYY 4x150 SE | 55 | 57 | 0.18744 | 0.208 | 0.08 | 261 | 0 | 0.27 | 1 | 2 | cs | TRUE
63 | LV_879-4_1_3_line_63 | NAYY 4x150 SE | 56 | 58 | 0.023892 | 0.208 | 0.08 | 261 | 0 | 0.27 | 1 | 2 | cs | TRUE
64 | LV_879-4_1_3_line_64 | NAYY 4x150 SE | 56 | 59 | 0.046454 | 0.208 | 0.08 | 261 | 0 | 0.27 | 1 | 1 | cs | TRUE
65 | LV_879-4_1_3_line_65 | NAYY 4x150 SE | 57 | 60 | 0.038756 | 0.208 | 0.08 | 261 | 0 | 0.27 | 1 | 2 | cs | TRUE
66 | LV_879-4_1_3_line_66 | NAYY 4x150 SE | 58 | 61 | 0.064767 | 0.208 | 0.08 | 261 | 0 | 0.27 | 1 | 2 | cs | TRUE
67 | LV_879-4_1_3_line_67 | NAYY 4x150 SE | 59 | 62 | 0.0085604 | 0.208 | 0.08 | 261 | 0 | 0.27 | 1 | 1 | cs | TRUE
68 | LV_879-4_1_3_line_68 | NAYY 4x150 SE | 60 | 63 | 0.0012565 | 0.208 | 0.08 | 261 | 0 | 0.27 | 1 | 2 | cs | TRUE
69 | LV_879-4_1_3_line_69 | NAYY 4x150 SE | 61 | 64 | 0.071952 | 0.208 | 0.08 | 261 | 0 | 0.27 | 1 | 2 | cs | TRUE
70 | LV_879-4_1_3_line_70 | NAYY 4x150 SE | 62 | 65 | 0.0011431 | 0.208 | 0.08 | 261 | 0 | 0.27 | 1 | 1 | cs | TRUE
71 | LV_879-4_1_3_line_71 | NAYY 4x150 SE | 63 | 76 | 0.030354 | 0.208 | 0.08 | 261 | 0 | 0.27 | 1 | 1 | cs | TRUE
72 | LV_879-4_1_3_line_72 | NAYY 4x150 SE | 63 | 77 | 0.013652 | 0.208 | 0.08 | 261 | 0 | 0.27 | 1 | 2 | cs | TRUE
73 | LV_879-4_1_3_line_73 | NAYY 4x150 SE | 64 | 73 | 0.0080098 | 0.208 | 0.08 | 261 | 0 | 0.27 | 1 | 2 | cs | TRUE
74 | LV_879-4_1_3_line_74 | NAYY 4x150 SE | 66 | 67 | 0.016825 | 0.208 | 0.08 | 261 | 0 | 0.27 | 1 | 1 | cs | TRUE
75 | LV_879-4_1_3_line_75 | NAYY 4x150 SE | 66 | 68 | 0.0099039 | 0.208 | 0.08 | 261 | 0 | 0.27 | 1 | 1 | cs | TRUE
76 | LV_879-4_1_3_line_76 | NAYY 4x150 SE | 69 | 70 | 0.16442 | 0.208 | 0.08 | 261 | 0 | 0.27 | 1 | 1 | cs | TRUE
77 | LV_879-4_1_3_line_77 | NAYY 4x150 SE | 71 | 72 | 0.028905 | 0.208 | 0.08 | 261 | 0 | 0.27 | 1 | 1 | cs | TRUE
78 | LV_879-4_1_3_line_78 | NAYY 4x150 SE | 72 | 73 | 0.047969 | 0.208 | 0.08 | 261 | 0 | 0.27 | 1 | 2 | cs | TRUE
79 | LV_879-4_1_3_line_79 | NAYY 4x150 SE | 74 | 75 | 0.049989 | 0.208 | 0.08 | 261 | 0 | 0.27 | 1 | 1 | cs | TRUE
80 | LV_879-4_1_3_line_80 | NAYY 4x150 SE | 76 | 81 | 0.0086649 | 0.208 | 0.08 | 261 | 0 | 0.27 | 1 | 1 | cs | TRUE
81 | LV_879-4_1_3_line_81 | NAYY 4x150 SE | 77 | 82 | 0.081085 | 0.208 | 0.08 | 261 | 0 | 0.27 | 1 | 2 | cs | TRUE
82 | LV_879-4_1_3_line_82 | NAYY 4x150 SE | 79 | 80 | 0.020264 | 0.208 | 0.08 | 261 | 0 | 0.27 | 1 | 1 | cs | TRUE
83 | LV_879-4_1_3_line_83 | NAYY 4x150 SE | 82 | 83 | 0.005193 | 0.208 | 0.08 | 261 | 0 | 0.27 | 1 | 2 | cs | TRUE
84 | LV_879-4_1_3_line_84 | NAYY 4x150 SE | 83 | 84 | 0.10513 | 0.208 | 0.08 | 261 | 0 | 0.27 | 1 | 2 | cs | TRUE
85 | LV_879-4_1_3_line_85 | NAYY 4x150 SE | 84 | 90 | 0.064471 | 0.208 | 0.08 | 261 | 0 | 0.27 | 1 | 1 | cs | TRUE
86 | LV_879-4_1_3_line_86 | NAYY 4x150 SE | 84 | 87 | 0.024254 | 0.208 | 0.08 | 261 | 0 | 0.27 | 1 | 2 | cs | TRUE
87 | LV_879-4_1_3_line_87 | NAYY 4x150 SE | 85 | 86 | 0.10473 | 0.208 | 0.08 | 261 | 0 | 0.27 | 1 | 2 | cs | TRUE
88 | LV_879-4_1_3_line_88 | NAYY 4x150 SE | 85 | 87 | 0.034074 | 0.208 | 0.08 | 261 | 0 | 0.27 | 1 | 2 | cs | TRUE
89 | LV_879-4_1_3_line_89 | NAYY 4x150 SE | 86 | 88 | 0.068982 | 0.208 | 0.08 | 261 | 0 | 0.27 | 1 | 2 | cs | TRUE
90 | LV_879-4_1_3_line_90 | NAYY 4x150 SE | 86 | 89 | 0.022396 | 0.208 | 0.08 | 261 | 0 | 0.27 | 1 | 1 | cs | TRUE
91 | LV_879-4_1_3_line_91 | NAYY 4x150 SE | 88 | 93 | 0.056244 | 0.208 | 0.08 | 261 | 0 | 0.27 | 1 | 1 | cs | TRUE
92 | LV_879-4_1_3_line_92 | NAYY 4x150 SE | 88 | 92 | 0.040623 | 0.208 | 0.08 | 261 | 0 | 0.27 | 1 | 2 | cs | TRUE
93 | LV_879-4_1_3_line_93 | NAYY 4x150 SE | 89 | 94 | 0.02484 | 0.208 | 0.08 | 261 | 0 | 0.27 | 1 | 1 | cs | TRUE
94 | LV_879-4_1_3_line_94 | NAYY 4x150 SE | 90 | 95 | 0.010544 | 0.208 | 0.08 | 261 | 0 | 0.27 | 1 | 1 | cs | TRUE
95 | LV_879-4_1_3_line_95 | NAYY 4x150 SE | 91 | 92 | 0.01648 | 0.208 | 0.08 | 261 | 0 | 0.27 | 1 | 1 | cs | TRUE
96 | LV_879-4_1_3_line_96 | NAYY 4x150 SE | 92 | 100 | 0.2207 | 0.208 | 0.08 | 261 | 0 | 0.27 | 1 | 2 | cs | TRUE
97 | LV_879-4_1_3_line_97 | NAYY 4x150 SE | 93 | 101 | 0.058193 | 0.208 | 0.08 | 261 | 0 | 0.27 | 1 | 1 | cs | TRUE
98 | LV_879-4_1_3_line_98 | NAYY 4x150 SE | 97 | 98 | 0.012809 | 0.208 | 0.08 | 261 | 0 | 0.27 | 1 | 2 | cs | TRUE
99 | LV_879-4_1_3_line_99 | NAYY 4x150 SE | 98 | 99 | 0.014132 | 0.208 | 0.08 | 261 | 0 | 0.27 | 1 | 2 | cs | TRUE
100 | LV_879-4_1_3_line_100 | NAYY 4x150 SE | 99 | 100 | 0.070236 | 0.208 | 0.08 | 261 | 0 | 0.27 | 1 | 2 | cs | TRUE
101 | LV_879-4_1_3_line_101 | NAYY 4x150 SE | 101 | 104 | 0.01455 | 0.208 | 0.08 | 261 | 0 | 0.27 | 1 | 1 | cs | TRUE
102 | LV_879-4_1_3_line_102 | NAYY 4x150 SE | 102 | 103 | 0.0036442 | 0.208 | 0.08 | 261 | 0 | 0.27 | 1 | 1 | cs | TRUE
103 | LV_879-4_1_3_line_103 | NAYY 4x150 SE | 102 | 104 | 0.0028618 | 0.208 | 0.08 | 261 | 0 | 0.27 | 1 | 1 | cs | TRUE

## trafo
| name | std_type | hv_bus | lv_bus | sn_mva | vn_hv_kv | vn_lv_kv | vk_percent | vkr_percent | pfe_kw | i0_percent | shift_degree | tap_side | tap_neutral | tap_min | tap_max | tap_step_percent | tap_step_degree | tap_pos | tap_phase_shifter | parallel | df | in_service
0 | LV_879-4_1_3_trafo_138 | 0.25 MVA 20/0.4 kV | 105 | 29 | 0.25 | 20 | 0.4 | 6 | 1.44 | 0.8 | 0.32 | 150 | hv | 0 | -2 | 2 | 2.5 | 0 | 0 | FALSE | 1 | 1 | TRUE

## line_geodata
| x0 | y0 | x1 | y1 | x2 | y2 | x3 | y3 | x4 | y4 | x5 | y5 | x6 | y6 | x7 | y7 | x8 | y8 | x9 | y9 | x10 | y10 | x11 | y11 | x12 | y12 | x13 | y13 | x14 | y14 | x15 | y15 | x16 | y16 | x17 | y17 | x18 | y18 | x19 | y19 | x20 | y20
0 | 2601586.8 | 1184234.538 | 2601588.0724 | 1184234.3345
1 | 2601575.1294 | 1184236.4038 | 2601586.8 | 1184234.538
2 | 2601605.8141 | 1184231.498 | 2601588.0724 | 1184234.3345
3 | 2601607.2506 | 1184195.6021 | 2601603.7719 | 1184218.4352 | 2601605.8141 | 1184231.498 | 2601605.8141 | 1184231.498
4 | 2601607.2506 | 1184195.6021 | 2601611.3952 | 1184195.7588 | 2601621.3279 | 1184185.9674 | 2601624.8179 | 1184178.9203
5 | 2601589.6953 | 1184195.6977 | 2601600.8392 | 1184195.3559 | 2601607.2506 | 1184195.6021
6 | 2601624.8179 | 1184178.9203 | 2601626.8493 | 1184174.8298 | 2601636.2651 | 1184157.3344 | 2601636.8199 | 1184155.726
7 | 2601634.0789 | 1184199.0108 | 2601628.7754 | 1184194.1736 | 2601626.3187 | 1184190.0931 | 2601625.0685 | 1184183.9451 | 2601624.8179 | 1184178.9203
8 | 2601589.6953 | 1184195.6977 | 2601580.355 | 1184173.4942
9 | 2601589.6953 | 1184195.6977 | 2601576.1999 | 1184198.0955 | 2601564.6737 | 1184201.083 | 2601548.1092 | 1184207.0042 | 2601534.7734 | 1184212.9707 | 2601521.985 | 1184218.5858
10 | 2601637 | 1184155.2036 | 2601636.8199 | 1184155.726
11 | 2601634.0789 | 1184199.0108 | 2601642.8691 | 1184199.9349
12 | 2601494.9187 | 1184230.4701 | 2601521.985 | 1184218.5858
13 | 2601674.4098 | 1184201.0003 | 2601652.2062 | 1184200.9165 | 2601642.8691 | 1184199.9349
14 | 2601502.6003 | 1184256.2759 | 2601504.9359 | 1184264.122
15 | 2601562.0309 | 1184362.9895 | 2601560.8709 | 1184361.5203 | 2601514.9779 | 1184292.1511 | 2601509.9201 | 1184280.8663 | 2601504.9359 | 1184264.122
16 | 2601494.9187 | 1184230.4701 | 2601502.6003 | 1184256.2759
17 | 2601562.0309 | 1184362.9895 | 2601574.1622 | 1184378.3545
18 | 2601494.9187 | 1184230.4701 | 2601456.2857 | 1184246.7085
19 | 2601590.4388 | 1184398.9699 | 2601574.1622 | 1184378.3545
20 | 2601590.4388 | 1184398.9699 | 2601614.0447 | 1184428.8684 | 2601615.6996 | 1184431.9821
21 | 2601615.6996 | 1184431.9821 | 2601615.8597 | 1184432.2832
22 | 2601632.8576 | 1184228.2589 | 2601656.8174 | 1184225.6082 | 2601663.779 | 1184223.5757 | 2601669.0999 | 1184220.3088 | 2601672.3758 | 1184214.7957 | 2601674.0187 | 1184207.6591 | 2601674.4098 | 1184201.0003
23 | 2601637 | 1184155.2036 | 2601640.2601 | 1184145.7517 | 2601642.79 | 1184135.9089
24 | 2602131.4058 | 1184000.2811 | 2602139.4078 | 1184014.6802 | 2602153.7366 | 1184031.7828 | 2602184.9636 | 1184051.9264 | 2602210.3266 | 1184076.7593 | 2602228.6801 | 1184108.0597 | 2602237.6087 | 1184113.2879 | 2602257.8772 | 1184125.1791 | 2602270.3703 | 1184130.3864 | 2602282.6429 | 1184133.1034 | 2602284.2611 | 1184133.0484 | 2602307.0607 | 1184132.2676 | 2602337.1339 | 1184132.5012 | 2602359.8245 | 1184137.4791 | 2602368.8817 | 1184145.042 | 2602370.9799 | 1184147.155 | 2602373.6122 | 1184149.8129 | 2602385.9333 | 1184165.1145 | 2602388.2297 | 1184167.9501 | 2602395.1107 | 1184177.6467 | 2602398.4215 | 1184182.3615
25 | 2602131.4058 | 1184000.2811 | 2602037.3739 | 1183398.6958
26 | 2602398.4215 | 1184182.3615 | 2602411.7185 | 1184200.0313 | 2602428.2975 | 1184217.8915 | 2602454.8852 | 1184229.5524 | 2602470.0129 | 1184234.012
27 | 2602398.4215 | 1184182.3615 | 2602405.7741 | 1184176.6948 | 2602411.1198 | 1184169.6599 | 2602415.5796 | 1184163.8031 | 2602418.9955 | 1184153.5881 | 2602421.4332 | 1184146.3186 | 2602428.7777 | 1184122.4537
28 | 2602037.3739 | 1183398.6958 | 2601991.3111 | 1183424.3941 | 2601954.6075 | 1183450.3402 | 2601904.0632 | 1183430.3809 | 2601878.1494 | 1183421.2906 | 2601840.9465 | 1183407.8504
29 | 2602428.7777 | 1184122.4537 | 2602508.8441 | 1184147.6601
30 | 2602524.0288 | 1184183.8372 | 2602514.4175 | 1184180.7068 | 2602521.2442 | 1184154.674 | 2602519.9557 | 1184151.1606 | 2602516.1092 | 1184149.9473 | 2602508.8441 | 1184147.6601
31 | 2602565.5561 | 1184237.824 | 2602540.4588 | 1184240.4149 | 2602505.417 | 1184240.4006 | 2602478.7881 | 1184236.599 | 2602470.0129 | 1184234.012
32 | 2602524.0288 | 1184183.8372 | 2602528.2428 | 1184185.2097
33 | 2602565.5561 | 1184237.824 | 2602578.6622 | 1184236.073 | 2602590.7907 | 1184233.6293
34 | 2601833.1801 | 1184745.5404 | 2601840.3078 | 1184742.8038 | 2601861.0848 | 1184734.4167 | 2601881.6711 | 1184725.8518 | 2601903.0972 | 1184716.498 | 2601924.2334 | 1184706.8884 | 2601945.3622 | 1184696.8454 | 2601952.8449 | 1184693.0459
35 | 2601799.7848 | 1184758.0887 | 2601820.1416 | 1184750.5463 | 2601833.1801 | 1184745.5404
36 | 2601952.8449 | 1184693.0459 | 2601965.9951 | 1184686.3687 | 2601984.6054 | 1184676.6363 | 2602003.0707 | 1184666.7704 | 2602012.9615 | 1184661.321
37 | 2601799.7848 | 1184758.0887 | 2601801.8667 | 1184763.6589 | 2601803.2703 | 1184766.0383 | 2601805.8033 | 1184769.0405 | 2601812.2219 | 1184775.9205
38 | 2601799.7848 | 1184758.0887 | 2601790.3659 | 1184761.5545
39 | 2602051.656 | 1184639.1669 | 2602039.3607 | 1184646.3829 | 2602021.3606 | 1184656.6934 | 2602012.9615 | 1184661.321
40 | 2601819.3001 | 1184783.5075 | 2601812.2219 | 1184775.9205
41 | 2601655.2272 | 1184581.6801 | 2601659.285 | 1184591.5418 | 2601663.9455 | 1184601.8594 | 2601670.1782 | 1184612.789 | 2601677.3419 | 1184623.6631 | 2601684.811 | 1184633.9927 | 2601719.1139 | 1184675.6902 | 2601790.3659 | 1184761.5545
42 | 2602060.4574 | 1184634.0016 | 2602051.656 | 1184639.1669
43 | 2601801.3755 | 1184799.6439 | 2601811.1778 | 1184789.8195 | 2601819.3001 | 1184783.5075
44 | 2601819.3001 | 1184783.5075 | 2601845.0576 | 1184811.0959
45 | 2601655.2272 | 1184581.6801 | 2601648.7772 | 1184584.6243 | 2601590.032 | 1184613.5463 | 2601587.704 | 1184614.2016 | 2601585.4754 | 1184614.1788 | 2601580.5321 | 1184613.904
46 | 2601653.6942 | 1184577.7443 | 2601655.2272 | 1184581.6801
47 | 2601801.3755 | 1184799.6439 | 2601793.6593 | 1184800.6867 | 2601756.8989 | 1184817.5849 | 2601749.6475 | 1184821.1736 | 2601742.4982 | 1184824.4171
48 | 2601801.3755 | 1184799.6439 | 2601787.9151 | 1184817.7271 | 2601788.21 | 1184827.6101 | 2601789.9338 | 1184831.0346 | 2601794.5814 | 1184831.7474 | 2601800.8549 | 1184831.6492 | 2601805.6014 | 1184833.6627
49 | 2601915.3048 | 1184877.0623 | 2601904.8516 | 1184869.2106 | 2601894.215 | 1184861.7701 | 2601877.9393 | 1184851.2487 | 2601872.7736 | 1184847.6008 | 2601867.6157 | 1184843.3637 | 2601860.8024 | 1184836.5248 | 2601854.9893 | 1184828.4745 | 2601849.2303 | 1184817.8896 | 2601845.0576 | 1184811.0959
50 | 2601845.0576 | 1184811.0959 | 2601860.1483 | 1184803.4854 | 2601874.307 | 1184798.7761 | 2601885.03 | 1184798.7793 | 2601886.0129 | 1184798.1466
51 | 2601653.6942 | 1184577.7443 | 2601650.2089 | 1184567.5826 | 2601646.1903 | 1184554.019 | 2601644.1479 | 1184542.3791 | 2601639.7096 | 1184498.8333 | 2601634.6936 | 1184478.1841
52 | 2601653.6942 | 1184577.7443 | 2601664.6471 | 1184575.4016 | 2601665.1816 | 1184575.3587
53 | 2601687.4308 | 1184796.5105 | 2601723.652 | 1184784.21
54 | 2601687.4308 | 1184796.5105 | 2601664.8154 | 1184803.1968 | 2601642.0323 | 1184809.4718
55 | 2601687.4308 | 1184796.5105 | 2601693.1589 | 1184809.7188 | 2601696.4237 | 1184815.8562 | 2601700.673 | 1184821.9161 | 2601703.7631 | 1184825.0296 | 2601706.7848 | 1184826.8799
56 | 2601780.364 | 1184853.0531 | 2601764.9465 | 1184859.053 | 2601758.5883 | 1184862.0639 | 2601745.0542 | 1184871.854 | 2601714.7796 | 1184895.3244 | 2601700.4746 | 1184906.1928 | 2601682.6585 | 1184918.6055 | 2601677.1089 | 1184923.0618 | 2601666.307 | 1184934.1202 | 2601658.0329 | 1184938.4869 | 2601629.0304 | 1184944.7826 | 2601627.195 | 1184945.2828
57 | 2601666.6767 | 1185007.3692 | 2601643.516 | 1185001.1599 | 2601621.5241 | 1184990.482 | 2601568.9697 | 1184969.1242 | 2601563.2309 | 1184967.7554 | 2601562.0638 | 1184965.5318 | 2601562.3547 | 1184961.9411 | 2601565.37 | 1184959.2182 | 2601578.3148 | 1184953.6964 | 2601600.8981 | 1184950.7895 | 2601619.78 | 1184947.3037 | 2601627.195 | 1184945.2828
58 | 2601780.364 | 1184853.0531 | 2601789.524 | 1184849.4884 | 2601801.6599 | 1184845.5566 | 2601805.4006 | 1184841.9336 | 2601806.3102 | 1184836.9868 | 2601805.6014 | 1184833.6627 | 2601805.6014 | 1184833.6627
59 | 2601706.7848 | 1184826.8799 | 2601707.6319 | 1184827.3986 | 2601711.8595 | 1184829.1339 | 2601716.5911 | 1184829.7244 | 2601722.0861 | 1184829.7815 | 2601730.0465 | 1184828.9166 | 2601737.8928 | 1184826.5064 | 2601742.4982 | 1184824.4171
60 | 2601936.5428 | 1184549.6324 | 2601945.3707 | 1184547.8797 | 2601953.4838 | 1184546.8527
61 | 2601905.0147 | 1184560.9962 | 2601911.9611 | 1184557.4632 | 2601920.6401 | 1184554.1642 | 2601932.7919 | 1184550.3771 | 2601936.5428 | 1184549.6324
62 | 2602129.1618 | 1184490.8864 | 2602125.9624 | 1184492.7328 | 2602119.5726 | 1184496.8994 | 2602104.1971 | 1184508.5891 | 2602095.4789 | 1184514.5559 | 2602088.4177 | 1184518.2554 | 2602080.1433 | 1184521.1319 | 2602034.2077 | 1184533.7231 | 2602021.2699 | 1184536.9539 | 2602009.3092 | 1184539.5069 | 2601997.2267 | 1184541.315 | 2601953.4838 | 1184546.8527
63 | 2601905.0147 | 1184560.9962 | 2601892.9302 | 1184569.3524 | 2601884.9643 | 1184573.9539
64 | 2601905.0147 | 1184560.9962 | 2601901.8102 | 1184557.36 | 2601896.6601 | 1184551.8 | 2601883.5983 | 1184536.3326 | 2601877.6312 | 1184531.5839 | 2601871.4873 | 1184531.1707
65 | 2602129.1618 | 1184490.8864 | 2602133.0084 | 1184488.6664 | 2602141.5197 | 1184485.3454 | 2602154.3971 | 1184480.8587 | 2602165.4938 | 1184477.6845
66 | 2601884.9643 | 1184573.9539 | 2601883.6783 | 1184574.6968 | 2601876.045 | 1184578.0629 | 2601866.4045 | 1184580.9615 | 2601856.5281 | 1184581.9813 | 2601847.7739 | 1184581.7786 | 2601834.9292 | 1184580.4408 | 2601823.8703 | 1184579.8705 | 2601821.6713 | 1184579.895
67 | 2601871.4873 | 1184531.1707 | 2601871.4873 | 1184531.1707 | 2601863.8978 | 1184535.1305
68 | 2602166.7018 | 1184477.339 | 2602165.4938 | 1184477.6845
69 | 2601749.9911 | 1184575.5583 | 2601781.5036 | 1184579.5581 | 2601793.6388 | 1184580.2064 | 2601821.6713 | 1184579.895
70 | 2601862.8844 | 1184535.6593 | 2601863.8978 | 1184535.1305
71 | 2602166.7018 | 1184477.339 | 2602148.1117 | 1184470.2955 | 2602140.5913 | 1184463.0043
72 | 2602166.7018 | 1184477.339 | 2602174.2355 | 1184475.7074 | 2602180.1789 | 1184475.6368
73 | 2601749.9911 | 1184575.5583 | 2601745.6104 | 1184575.0012 | 2601742.0174 | 1184575.0765
74 | 2601900.1601 | 1184789.0395 | 2601886.0129 | 1184798.1466
75 | 2601908.4877 | 1184783.6787 | 2601900.1601 | 1184789.0395
76 | 2601915.3048 | 1184877.0623 | 2601916.0266 | 1184887.8569 | 2601926.5607 | 1184905.6249 | 2601923.5735 | 1184940.3641 | 2601956.2464 | 1184985.342 | 2601968.93 | 1185010.3811 | 2601979.4662 | 1185020.3451
77 | 2601665.1816 | 1184575.3587 | 2601672.3864 | 1184574.7811 | 2601694.0552 | 1184575.3659
78 | 2601742.0174 | 1184575.0765 | 2601718.9125 | 1184575.5608 | 2601696.5195 | 1184575.4324 | 2601694.0552 | 1184575.3659
79 | 2601615.8597 | 1184432.2832 | 2601630.0117 | 1184458.9102 | 2601634.6936 | 1184478.1841
80 | 2602134.3703 | 1184456.9728 | 2602140.5913 | 1184463.0043
81 | 2602259.415 | 1184491.4238 | 2602256.599 | 1184490.2666 | 2602253.0427 | 1184489.4093 | 2602227.2464 | 1184486.0872 | 2602221.1029 | 1184484.6398 | 2602201.1691 | 1184478.7852 | 2602190.477 | 1184476.458 | 2602182.4175 | 1184475.6103 | 2602180.1789 | 1184475.6368
82 | 2601650.9341 | 1184827.4167 | 2601646.4328 | 1184821.7014 | 2601642.0323 | 1184809.4718
83 | 2602259.415 | 1184491.4238 | 2602263.5658 | 1184494.5603
84 | 2602263.5658 | 1184494.5603 | 2602282.4839 | 1184480.8157 | 2602319.3203 | 1184454.049 | 2602348.7743 | 1184432.6602
85 | 2602348.7743 | 1184432.6602 | 2602360.1656 | 1184463.0357 | 2602360.5536 | 1184466.2375 | 2602360.293 | 1184469.15 | 2602359.7043 | 1184471.929 | 2602358.627 | 1184474.8635 | 2602356.351 | 1184478.8646 | 2602352.9153 | 1184481.8204 | 2602349.0751 | 1184484.7093 | 2602344.1249 | 1184488.0523
86 | 2602348.7743 | 1184432.6602 | 2602368.3306 | 1184418.3139
87 | 2602396.8868 | 1184399.7617 | 2602403.0476 | 1184396.4068 | 2602413.1244 | 1184391.3637 | 2602423.3233 | 1184386.6542 | 2602433.1938 | 1184382.5337 | 2602445.7739 | 1184378.2031 | 2602458.6744 | 1184374.4397 | 2602469.9182 | 1184371.6205 | 2602482.4214 | 1184368.9686 | 2602495.5961 | 1184366.5282
88 | 2602396.8868 | 1184399.7617 | 2602388.848 | 1184404.4388 | 2602381.0304 | 1184409.4384 | 2602369.4488 | 1184417.4936 | 2602368.3306 | 1184418.3139
89 | 2602563.4626 | 1184353.1381 | 2602495.5961 | 1184366.5282
90 | 2602495.5961 | 1184366.5282 | 2602500.0202 | 1184388.4829
91 | 2602563.4626 | 1184353.1381 | 2602563.1379 | 1184362.9541 | 2602562.0583 | 1184371.3024 | 2602560.2688 | 1184379.4947 | 2602558.5183 | 1184385.9418 | 2602556.8833 | 1184389.9543 | 2602555.6232 | 1184391.7324 | 2602554.1419 | 1184393.0325 | 2602552.3708 | 1184394.0768 | 2602550.6299 | 1184395.5546 | 2602549.7132 | 1184397.5441 | 2602549.0459 | 1184405.4479
92 | 2602563.4626 | 1184353.1381 | 2602580.1564 | 1184349.8544 | 2602590.7666 | 1184347.6244 | 2602592.4053 | 1184334.963
93 | 2602504.9271 | 1184412.8336 | 2602500.0202 | 1184388.4829
94 | 2602335.3867 | 1184493.9533 | 2602344.1249 | 1184488.0523
95 | 2602592.4053 | 1184334.963 | 2602581.5218 | 1184333.4799 | 2602576.1776 | 1184334.7609
96 | 2602592.4053 | 1184334.963 | 2602595.1384 | 1184333.3411 | 2602615.6564 | 1184329.5367 | 2602625.4218 | 1184339.6683 | 2602654.7262 | 1184332.8663 | 2602668.9549 | 1184329.1928 | 2602667.3147 | 1184309.7709 | 2602668.0422 | 1184304.2017 | 2602668.7544 | 1184298.7659 | 2602676.7803 | 1184289.4201 | 2602701.9319 | 1184284.7954 | 2602697.9313 | 1184269.8526 | 2602693.7976 | 1184245.127 | 2602686.2076 | 1184217.3649
97 | 2602549.0459 | 1184405.4479 | 2602559.5463 | 1184462.6855
98 | 2602590.7907 | 1184233.6293 | 2602603.3475 | 1184231.0994
99 | 2602603.3475 | 1184231.0994 | 2602617.2012 | 1184228.3081
100 | 2602686.2076 | 1184217.3649 | 2602674.3391 | 1184216.5371 | 2602645.6145 | 1184222.5834 | 2602617.2012 | 1184228.3081
101 | 2602545.3369 | 1184464.8933 | 2602553.9147 | 1184462.4682 | 2602559.5463 | 1184462.6855
102 | 2602542.583 | 1184465.6719 | 2602539.0763 | 1184466.6634
103 | 2602545.3369 | 1184464.8933 | 2602542.583 | 1184465.6719

## bus_geodata
| x | y | coords
0 | 2601586.8 | 1184234.538
1 | 2601588.0724 | 1184234.3345
2 | 2601575.1294 | 1184236.4038
3 | 2601605.8141 | 1184231.498
4 | 2601607.2506 | 1184195.6021
5 | 2601624.8179 | 1184178.9203
6 | 2601589.6953 | 1184195.6977
7 | 2601636.8199 | 1184155.726
8 | 2601634.0789 | 1184199.0108
9 | 2601580.355 | 1184173.4942
10 | 2601521.985 | 1184218.5858
11 | 2601642.8691 | 1184199.9349
12 | 2601504.9359 | 1184264.122
13 | 2601502.6003 | 1184256.2759
14 | 2601562.0309 | 1184362.9895
15 | 2601494.9187 | 1184230.4701
16 | 2601574.1622 | 1184378.3545
17 | 2601456.2857 | 1184246.7085
18 | 2601590.4388 | 1184398.9699
19 | 2601615.6996 | 1184431.9821
20 | 2601674.4098 | 1184201.0003
21 | 2601632.8576 | 1184228.2589
22 | 2601637 | 1184155.2036
23 | 2601642.79 | 1184135.9089
24 | 2602131.4058 | 1184000.2811
25 | 2602398.4215 | 1184182.3615
26 | 2602037.3739 | 1183398.6958
27 | 2602428.7777 | 1184122.4537
28 | 2602508.8441 | 1184147.6601
29 | 2602470.0129 | 1184234.012
30 | 2601840.9465 | 1183407.8504
31 | 2602524.0288 | 1184183.8372
32 | 2602565.5561 | 1184237.824
33 | 2601833.1801 | 1184745.5404
34 | 2601952.8449 | 1184693.0459
35 | 2601799.7848 | 1184758.0887
36 | 2602012.9615 | 1184661.321
37 | 2601812.2219 | 1184775.9205
38 | 2601790.3659 | 1184761.5545
39 | 2602051.656 | 1184639.1669
40 | 2601819.3001 | 1184783.5075
41 | 2601655.2272 | 1184581.6801
42 | 2602060.4574 | 1184634.0016
43 | 2601801.3755 | 1184799.6439
44 | 2601845.0576 | 1184811.0959
45 | 2601580.5321 | 1184613.904
46 | 2601653.6942 | 1184577.7443
47 | 2601723.652 | 1184784.21
48 | 2601687.4308 | 1184796.5105
49 | 2601627.195 | 1184945.2828
50 | 2601780.364 | 1184853.0531
51 | 2601666.6767 | 1185007.3692
52 | 2601805.6014 | 1184833.6627
53 | 2601742.4982 | 1184824.4171
54 | 2601936.5428 | 1184549.6324
55 | 2601953.4838 | 1184546.8527
56 | 2601905.0147 | 1184560.9962
57 | 2602129.1618 | 1184490.8864
58 | 2601884.9643 | 1184573.9539
59 | 2601871.4873 | 1184531.1707
60 | 2602165.4938 | 1184477.6845
61 | 2601821.6713 | 1184579.895
62 | 2601863.8978 | 1184535.1305
63 | 2602166.7018 | 1184477.339
64 | 2601749.9911 | 1184575.5583
65 | 2601862.8844 | 1184535.6593
66 | 2601900.1601 | 1184789.0395
67 | 2601886.0129 | 1184798.1466
68 | 2601908.4877 | 1184783.6787
69 | 2601915.3048 | 1184877.0623
70 | 2601979.4662 | 1185020.3451
71 | 2601665.1816 | 1184575.3587
72 | 2601694.0552 | 1184575.3659
73 | 2601742.0174 | 1184575.0765
74 | 2601634.6936 | 1184478.1841
75 | 2601615.8597 | 1184432.2832
76 | 2602140.5913 | 1184463.0043
77 | 2602180.1789 | 1184475.6368
78 | 2601706.7848 | 1184826.8799
79 | 2601642.0323 | 1184809.4718
80 | 2601650.9341 | 1184827.4167
81 | 2602134.3703 | 1184456.9728
82 | 2602259.415 | 1184491.4238
83 | 2602263.5658 | 1184494.5603
84 | 2602348.7743 | 1184432.6602
85 | 2602396.8868 | 1184399.7617
86 | 2602495.5961 | 1184366.5282
87 | 2602368.3306 | 1184418.3139
88 | 2602563.4626 | 1184353.1381
89 | 2602500.0202 | 1184388.4829
90 | 2602344.1249 | 1184488.0523
91 | 2602576.1776 | 1184334.7609
92 | 2602592.4053 | 1184334.963
93 | 2602549.0459 | 1184405.4479
94 | 2602504.9271 | 1184412.8336
95 | 2602335.3867 | 1184493.9533
96 | 2602528.2428 | 1184185.2097
97 | 2602590.7907 | 1184233.6293
98 | 2602603.3475 | 1184231.0994
99 | 2602617.2012 | 1184228.3081
100 | 2602686.2076 | 1184217.3649
101 | 2602559.5463 | 1184462.6855
102 | 2602542.583 | 1184465.6719
103 | 2602539.0763 | 1184466.6634
104 | 2602545.3369 | 1184464.8933
105 | 2602470.0129 | 1184234.012

## line_std_types
| c_nf_per_km | r_ohm_per_km | x_ohm_per_km | max_i_ka | type | q_mm2 | alpha | voltage_rating
NAYY 4x50 SE | 210 | 0.642 | 0.083 | 0.142 | cs | 50 | 0.00403 | LV
NAYY 4x120 SE | 264 | 0.225 | 0.08 | 0.242 | cs | 120 | 0.00403 | LV
NAYY 4x150 SE | 261 | 0.208 | 0.08 | 0.27 | cs | 150 | 0.00403 | LV
NA2XS2Y 1x95 RM/25 12/20 kV | 216 | 0.313 | 0.132 | 0.252 | cs | 95 | 0.00403 | MV
NA2XS2Y 1x185 RM/25 12/20 kV | 273 | 0.161 | 0.117 | 0.362 | cs | 185 | 0.00403 | MV
NA2XS2Y 1x240 RM/25 12/20 kV | 304 | 0.122 | 0.112 | 0.421 | cs | 240 | 0.00403 | MV
NA2XS2Y 1x95 RM/25 6/10 kV | 315 | 0.313 | 0.123 | 0.249 | cs | 95 | 0.00403 | MV
NA2XS2Y 1x185 RM/25 6/10 kV | 406 | 0.161 | 0.11 | 0.358 | cs | 185 | 0.00403 | MV
NA2XS2Y 1x240 RM/25 6/10 kV | 456 | 0.122 | 0.105 | 0.416 | cs | 240 | 0.00403 | MV
NA2XS2Y 1x150 RM/25 12/20 kV | 250 | 0.206 | 0.116 | 0.319 | cs | 150 | 0.00403 | MV
NA2XS2Y 1x120 RM/25 12/20 kV | 230 | 0.253 | 0.119 | 0.283 | cs | 120 | 0.00403 | MV
NA2XS2Y 1x70 RM/25 12/20 kV | 190 | 0.443 | 0.132 | 0.22 | cs | 70 | 0.00403 | MV
NA2XS2Y 1x150 RM/25 6/10 kV | 360 | 0.206 | 0.11 | 0.315 | cs | 150 | 0.00403 | MV
NA2XS2Y 1x120 RM/25 6/10 kV | 340 | 0.253 | 0.113 | 0.28 | cs | 120 | 0.00403 | MV
NA2XS2Y 1x70 RM/25 6/10 kV | 280 | 0.443 | 0.123 | 0.217 | cs | 70 | 0.00403 | MV
N2XS(FL)2Y 1x120 RM/35 64/110 kV | 112 | 0.153 | 0.166 | 0.366 | cs | 120 | 0.00393 | HV
N2XS(FL)2Y 1x185 RM/35 64/110 kV | 125 | 0.099 | 0.156 | 0.457 | cs | 185 | 0.00393 | HV
N2XS(FL)2Y 1x240 RM/35 64/110 kV | 135 | 0.075 | 0.149 | 0.526 | cs | 240 | 0.00393 | HV
N2XS(FL)2Y 1x300 RM/35 64/110 kV | 144 | 0.06 | 0.144 | 0.588 | cs | 300 | 0.00393 | HV
15-AL1/3-ST1A 0.4 | 11 | 1.8769 | 0.35 | 0.105 | ol | 16 | 0.00403 | LV
24-AL1/4-ST1A 0.4 | 11.25 | 1.2012 | 0.335 | 0.14 | ol | 24 | 0.00403 | LV
48-AL1/8-ST1A 0.4 | 12.2 | 0.5939 | 0.3 | 0.21 | ol | 48 | 0.00403 | LV
94-AL1/15-ST1A 0.4 | 13.2 | 0.306 | 0.29 | 0.35 | ol | 94 | 0.00403 | LV
34-AL1/6-ST1A 10.0 | 9.7 | 0.8342 | 0.36 | 0.17 | ol | 34 | 0.00403 | MV
48-AL1/8-ST1A 10.0 | 10.1 | 0.5939 | 0.35 | 0.21 | ol | 48 | 0.00403 | MV
70-AL1/11-ST1A 10.0 | 10.4 | 0.4132 | 0.339 | 0.29 | ol | 70 | 0.00403 | MV
94-AL1/15-ST1A 10.0 | 10.75 | 0.306 | 0.33 | 0.35 | ol | 94 | 0.00403 | MV
122-AL1/20-ST1A 10.0 | 11.1 | 0.2376 | 0.323 | 0.41 | ol | 122 | 0.00403 | MV
149-AL1/24-ST1A 10.0 | 11.25 | 0.194 | 0.315 | 0.47 | ol | 149 | 0.00403 | MV
34-AL1/6-ST1A 20.0 | 9.15 | 0.8342 | 0.382 | 0.17 | ol | 34 | 0.00403 | MV
48-AL1/8-ST1A 20.0 | 9.5 | 0.5939 | 0.372 | 0.21 | ol | 48 | 0.00403 | MV
70-AL1/11-ST1A 20.0 | 9.7 | 0.4132 | 0.36 | 0.29 | ol | 70 | 0.00403 | MV
94-AL1/15-ST1A 20.0 | 10 | 0.306 | 0.35 | 0.35 | ol | 94 | 0.00403 | MV
122-AL1/20-ST1A 20.0 | 10.3 | 0.2376 | 0.344 | 0.41 | ol | 122 | 0.00403 | MV
149-AL1/24-ST1A 20.0 | 10.5 | 0.194 | 0.337 | 0.47 | ol | 149 | 0.00403 | MV
184-AL1/30-ST1A 20.0 | 10.75 | 0.1571 | 0.33 | 0.535 | ol | 184 | 0.00403 | MV
243-AL1/39-ST1A 20.0 | 11 | 0.1188 | 0.32 | 0.645 | ol | 243 | 0.00403 | MV
48-AL1/8-ST1A 110.0 | 8 | 0.5939 | 0.46 | 0.21 | ol | 48 | 0.00403 | HV
70-AL1/11-ST1A 110.0 | 8.4 | 0.4132 | 0.45 | 0.29 | ol | 70 | 0.00403 | HV
94-AL1/15-ST1A 110.0 | 8.65 | 0.306 | 0.44 | 0.35 | ol | 94 | 0.00403 | HV
122-AL1/20-ST1A 110.0 | 8.5 | 0.2376 | 0.43 | 0.41 | ol | 122 | 0.00403 | HV
149-AL1/24-ST1A 110.0 | 8.75 | 0.194 | 0.41 | 0.47 | ol | 149 | 0.00403 | HV
184-AL1/30-ST1A 110.0 | 8.8 | 0.1571 | 0.4 | 0.535 | ol | 184 | 0.00403 | HV
243-AL1/39-ST1A 110.0 | 9 | 0.1188 | 0.39 | 0.645 | ol | 243 | 0.00403 | HV
305-AL1/39-ST1A 110.0 | 9.2 | 0.0949 | 0.38 | 0.74 | ol | 305 | 0.00403 | HV
490-AL1/64-ST1A 110.0 | 9.75 | 0.059 | 0.37 | 0.96 | ol | 490 | 0.00403 | HV
679-AL1/86-ST1A 110.0 | 9.95 | 0.042 | 0.36 | 1.15 | ol | 679 | 0.00403 | HV
490-AL1/64-ST1A 220.0 | 10 | 0.059 | 0.285 | 0.96 | ol | 490 | 0.00403 | HV
679-AL1/86-ST1A 220.0 | 11.7 | 0.042 | 0.275 | 1.15 | ol | 679 | 0.00403 | HV
490-AL1/64-ST1A 380.0 | 11 | 0.059 | 0.253 | 0.96 | ol | 490 | 0.00403 | HV
679-AL1/86-ST1A 380.0 | 14.6 | 0.042 | 0.25 | 1.15 | ol | 679 | 0.00403 | HV

## trafo_std_types
| i0_percent | pfe_kw | vkr_percent | sn_mva | vn_lv_kv | vn_hv_kv | vk_percent | shift_degree | vector_group | tap_side | tap_neutral | tap_min | tap_max | tap_step_degree | tap_step_percent | tap_phase_shifter
160 MVA 380/110 kV | 0.06 | 60 | 0.25 | 160 | 110 | 380 | 12.2 | 0 | Yy0 | hv | 0 | -9 | 9 | 0 | 1.5 | FALSE
100 MVA 220/110 kV | 0.06 | 55 | 0.26 | 100 | 110 | 220 | 12 | 0 | Yy0 | hv | 0 | -9 | 9 | 0 | 1.5 | FALSE
63 MVA 110/20 kV | 0.04 | 22 | 0.32 | 63 | 20 | 110 | 18 | 150 | YNd5 | hv | 0 | -9 | 9 | 0 | 1.5 | FALSE
40 MVA 110/20 kV | 0.05 | 18 | 0.34 | 40 | 20 | 110 | 16.2 | 150 | YNd5 | hv | 0 | -9 | 9 | 0 | 1.5 | FALSE
25 MVA 110/20 kV | 0.07 | 14 | 0.41 | 25 | 20 | 110 | 12 | 150 | YNd5 | hv | 0 | -9 | 9 | 0 | 1.5 | FALSE
63 MVA 110/10 kV | 0.04 | 22 | 0.32 | 63 | 10 | 110 | 18 | 150 | YNd5 | hv | 0 | -9 | 9 | 0 | 1.5 | FALSE
40 MVA 110/10 kV | 0.05 | 18 | 0.34 | 40 | 10 | 110 | 16.2 | 150 | YNd5 | hv | 0 | -9 | 9 | 0 | 1.5 | FALSE
25 MVA 110/10 kV | 0.07 | 14 | 0.41 | 25 | 10 | 110 | 12 | 150 | YNd5 | hv | 0 | -9 | 9 | 0 | 1.5 | FALSE
0.25 MVA 20/0.4 kV | 0.32 | 0.8 | 1.44 | 0.25 | 0.4 | 20 | 6 | 150 | Yzn5 | hv | 0 | -2 | 2 | 0 | 2.5 | FALSE
0.4 MVA 20/0.4 kV | 0.3375 | 1.35 | 1.425 | 0.4 | 0.4 | 20 | 6 | 150 | Dyn5 | hv | 0 | -2 | 2 | 0 | 2.5 | FALSE
0.63 MVA 20/0.4 kV | 0.2619 | 1.65 | 1.206 | 0.63 | 0.4 | 20 | 6 | 150 | Dyn5 | hv | 0 | -2 | 2 | 0 | 2.5 | FALSE
0.25 MVA 10/0.4 kV | 0.24 | 0.6 | 1.2 | 0.25 | 0.4 | 10 | 4 | 150 | Dyn5 | hv | 0 | -2 | 2 | 0 | 2.5 | FALSE
0.4 MVA 10/0.4 kV | 0.2375 | 0.95 | 1.325 | 0.4 | 0.4 | 10 | 4 | 150 | Dyn5 | hv | 0 | -2 | 2 | 0 | 2.5 | FALSE
0.63 MVA 10/0.4 kV | 0.1873 | 1.18 | 1.0794 | 0.63 | 0.4 | 10 | 4 | 150 | Dyn5 | hv | 0 | -2 | 2 | 0 | 2.5 | FALSE

## trafo3w_std_types
| sn_hv_mva | sn_mv_mva | sn_lv_mva | vn_hv_kv | vn_mv_kv | vn_lv_kv | vk_hv_percent | vk_mv_percent | vk_lv_percent | vkr_hv_percent | vkr_mv_percent | vkr_lv_percent | pfe_kw | i0_percent | shift_mv_degree | shift_lv_degree | vector_group | tap_side | tap_neutral | tap_min | tap_max | tap_step_percent
63/25/38 MVA 110/20/10 kV | 63 | 25 | 38 | 110 | 20 | 10 | 10.4 | 10.4 | 10.4 | 0.28 | 0.32 | 0.35 | 35 | 0.89 | 0 | 0 | YN0yn0yn0 | hv | 0 | -10 | 10 | 1.2
63/25/38 MVA 110/10/10 kV | 63 | 25 | 38 | 110 | 10 | 10 | 10.4 | 10.4 | 10.4 | 0.28 | 0.32 | 0.35 | 35 | 0.89 | 0 | 0 | YN0yn0yn0 | hv | 0 | -10 | 10 | 1.2

## fuse_std_types
| fuse_type | i_rated_a | t_avg | t_min | t_total | x_avg | x_min | x_total
HV 100A | HV 100A | 100 | 0 | [10.0, 3.64, 0.854, 0.281, 0.1, 0.0531, 0.022, 0.01] | [10.0, 4.267, 1.21, 0.403, 0.1, 0.058, 0.022, 0.01] | 0 | [300.0, 350.0, 450.0, 550.0, 700.0, 850.0, 1200.0, 1752.0] | [600.0, 700.0, 900.0, 1150.0, 1665.0, 2000.0, 3000.0, 4313.0]
HV 10A | HV 10A | 10 | 0 | [10.0, 1675.0, 0.344, 0.156, 0.1, 0.0417, 0.0171, 0.01] | [10.0, 1.3, 0.3, 0.155, 0.1, 0.0555, 0.023, 0.01] | 0 | [30.0, 32.0, 35.0, 37.0, 39.0, 50.0, 70.0, 88.0] | [60.0, 70.0, 80.0, 87.0, 94.0, 110.0, 150.0, 216.0]
HV 125A | HV 125A | 125 | 0 | [10.0, 1.82, 0.344, 0.1, 0.0467, 0.0269, 0.01] | [10.0, 2.478, 0.426, 0.1, 0.0427, 0.0211, 0.01] | 0 | [375.0, 500.0, 700.0, 925.0, 1200.0, 1500.0, 2341.0] | [750.0, 1000.0, 1500.0, 2200.0, 3000.0, 4000.0, 5765.0]
HV 160A | HV 160A | 160 | 0 | [10.0, 4.15, 1.03, 0.198, 0.1, 0.051, 0.0172, 0.01] | [10.0, 2.3, 0.734, 0.274, 0.1, 0.046, 0.0177, 0.01] | 0 | [480.0, 550.0, 700.0, 1000.0, 1260.0, 1600.0, 2500.0, 3227.0] | [960.0, 1300.0, 1700.0, 2200.0, 2996.0, 4000.0, 6000.0, 7946.0]
HV 16A | HV 16A | 16 | 0 | [10.0, 0.352, 0.164, 0.1, 0.0649, 0.0342, 0.01] | [10.0, 2.34, 0.722, 0.181, 0.1, 0.055, 0.0296, 0.01] | 0 | [48.0, 60.0, 65.0, 71.0, 80.0, 100.0, 162.0] | [96.0, 110.0, 125.0, 150.0, 168.0, 200.0, 250.0, 398.0]
HV 200A | HV 200A | 200 | 0 | [10.0, 4.267, 1.21, 0.403, 0.1, 0.058, 0.022, 0.01] | [10.0, 3.73, 1.654, 0.328, 0.1, 0.0531, 0.019, 0.01] | 0 | [600.0, 700.0, 900.0, 1150.0, 1665.0, 2000.0, 3000.0, 4313.0] | [1200.0, 1500.0, 1800.0, 2700.0, 3960.0, 5000.0, 7500.0, 10620.0]
HV 20A | HV 20A | 20 | 0 | [10.0, 1.3, 0.3, 0.155, 0.1, 0.0555, 0.023, 0.01] | [10.0, 1.3, 0.161, 0.1, 0.0611, 0.0399, 0.0141, 0.01] | 0 | [60.0, 70.0, 80.0, 87.0, 94.0, 110.0, 150.0, 216.0] | [120.0, 150.0, 200.0, 223.0, 260.0, 300.0, 450.0, 532.0]
HV 25A | HV 25A | 25 | 0 | [10.0, 2.512, 0.833, 0.299, 0.1, 0.0372, 0.0223, 0.01] | [10.0, 3.125, 0.597, 0.198, 0.1, 0.0378, 0.022, 0.01] | 0 | [75.0, 82.0, 90.0, 100.0, 124.0, 170.0, 200.0, 289.0] | [150.0, 170.0, 210.0, 250.0, 294.0, 400.0, 500.0, 711.0]
HV 31.5A | HV 31.5A | 31.5 | 0 | [10.0, 2.34, 0.722, 0.181, 0.1, 0.055, 0.0296, 0.01] | [10.0, 2.84, 0.368, 0.164, 0.1, 0.0621, 0.0378, 0.0195, 0.01] | 0 | [95.0, 110.0, 125.0, 150.0, 165.0, 200.0, 250.0, 390.0] | [189.0, 220.0, 300.0, 350.0, 393.0, 450.0, 530.0, 700.0, 960.0]
HV 40A | HV 40A | 40 | 0 | [10.0, 1.3, 0.161, 0.1, 0.0611, 0.0399, 0.0141, 0.01] | [10.0, 2.05, 0.369, 0.198, 0.1, 0.051, 0.0298, 0.01] | 0 | [120.0, 150.0, 200.0, 223.0, 260.0, 300.0, 450.0, 532.0] | [240.0, 300.0, 400.0, 450.0, 530.0, 650.0, 800.0, 1311.0]
HV 50A | HV 50A | 50 | 0 | [10.0, 3.215, 0.597, 0.198, 0.1, 0.0378, 0.022, 0.01] | [10.0, 3.64, 0.854, 0.281, 0.1, 0.0531, 0.022, 0.01] | 0 | [150.0, 170.0, 210.0, 250.0, 294.0, 400.0, 500.0, 711.0] | [300.0, 350.0, 450.0, 550.0, 700.0, 850.0, 1200.0, 1752.0]
HV 6.3A | HV 6.3A | 6.3 | 0 | [10.0, 1.39, 0.344, 0.168, 0.1, 0.056, 0.0263, 0.01] | [10.0, 1.711, 0.516, 0.198, 0.1, 0.0634, 0.0303, 0.01] | 0 | [19.0, 19.5, 20.4, 20.8, 22.0, 25.0, 32.0, 48.0] | [38.0, 40.0, 43.0, 48.0, 53.0, 60.0, 75.0, 118.0]
HV 63A | HV 63A | 63 | 0 | [10.0, 2.84, 0.368, 0.164, 0.1, 0.0621, 0.0378, 0.0195, 0.01] | [10.0, 1.82, 0.344, 0.1, 0.0467, 0.0269, 0.01] | 0 | [189.0, 220.0, 300.0, 350.0, 393.0, 450.0, 530.0, 700.0, 961.0] | [378.0, 500.0, 700.0, 934.0, 1200.0, 1500.0, 2366.0]
HV 80A | HV 80A | 80 | 0 | [10.0, 2.05, 0.369, 0.198, 0.1, 0.051, 0.0298, 0.01] | [10.0, 4.15, 1.03, 0.198, 0.1, 0.051, 0.0172, 0.01] | 0 | [240.0, 300.0, 400.0, 450.0, 530.0, 650.0, 800.0, 1311.0] | [480.0, 550.0, 700.0, 1000.0, 1260.0, 1600.0, 2500.0, 3227.0]
Siemens NH-1-100 | Siemens NH-1-100 | 100 | [5400.0, 2000.0, 400.0, 20.0, 1.0, 0.2, 0.012, 0.004] | 0 | 0 | [150.0, 190.0, 250.0, 430.0, 900.0, 1250.0, 2700.0, 3600.0] | 0 | 0
Siemens NH-1-125 | Siemens NH-1-125 | 125 | [4800.0, 120.0, 7.0, 0.1, 0.004] | 0 | 0 | [180.0, 400.0, 740.0, 2000.0, 4250.0] | 0 | 0
Siemens NH-1-16 | Siemens NH-1-16 | 16 | [4000.0, 400.0, 2.0, 0.1, 0.04, 0.01] | 0 | 0 | [26.0, 35.0, 75.0, 150.0, 200.0, 300.0] | 0 | 0
Siemens NH-1-160 | Siemens NH-1-160 | 160 | [4800.0, 120.0, 7.0, 0.1, 0.004] | 0 | 0 | [210.0, 500.0, 900.0, 2300.0, 5000.0] | 0 | 0
Siemens NH-1-25 | Siemens NH-1-25 | 25 | [4000.0, 1000.0, 10.0, 0.2, 0.02, 0.01] | 0 | 0 | [40.0, 50.0, 100.0, 210.0, 400.0, 500.0] | 0 | 0
Siemens NH-1-50 | Siemens NH-1-50 | 50 | [4000.0, 40.0, 4.0, 1.0, 0.02, 0.01] | 0 | 0 | [86.0, 200.0, 300.0, 400.0, 1000.0, 1280.0] | 0 | 0
Siemens NH-1-63 | Siemens NH-1-63 | 63 | [4000.0, 100.0, 10.0, 2.0, 0.04, 0.01] | 0 | 0 | [100.0, 200.0, 300.0, 400.0, 1000.0, 1500.0] | 0 | 0
Siemens NH-1-80 | Siemens NH-1-80 | 80 | [4800.0, 120.0, 7.0, 0.1, 0.01] | 0 | 0 | [150.58, 250.0, 450.0, 1150.0, 2470.0] | 0 | 0
Siemens NH-2-1000 | Siemens NH-2-1000 | 1000 | [4800.0, 120.0, 7.0, 0.1, 0.004] | 0 | 0 | [1900.0, 3500.0, 8400.0, 24000.0, 52000.0] | 0 | 0
Siemens NH-2-200 | Siemens NH-2-200 | 200 | [4800.0, 120.0, 7.0, 0.1, 0.004] | 0 | 0 | [280.0, 650.0, 1200.0, 3000.0, 7000.0] | 0 | 0
Siemens NH-2-224 | Siemens NH-2-224 | 224 | [4800.0, 120.0, 7.0, 0.2, 0.04, 0.004] | 0 | 0 | [400.0, 750.0, 1453.0, 3025.0, 4315.0, 7600.0] | 0 | 0
Siemens NH-2-250 | Siemens NH-2-250 | 250 | [4800.0, 120.0, 7.0, 0.1, 0.004] | 0 | 0 | [450.0, 800.0, 1650.0, 4000.0, 8500.0] | 0 | 0
Siemens NH-2-315 | Siemens NH-2-315 | 315 | [4800.0, 120.0, 7.0, 0.1, 0.004] | 0 | 0 | [550.0, 920.0, 1900.0, 5000.0, 11000.0] | 0 | 0
Siemens NH-2-355 | Siemens NH-2-355 | 355 | [4800.0, 120.0, 6.0, 0.1, 0.004] | 0 | 0 | [650.0, 1116.27, 2350.0, 5840.0, 12790.0] | 0 | 0
Siemens NH-2-400 | Siemens NH-2-400 | 400 | [4800.0, 120.0, 7.0, 0.1, 0.004] | 0 | 0 | [720.0, 1350.0, 2800.0, 6500.0, 15000.0] | 0 | 0
Siemens NH-2-425 | Siemens NH-2-425 | 425 | [4800.0, 120.0, 7.0, 0.1, 0.004] | 0 | 0 | [850.0, 1500.0, 3050.0, 7500.0, 16500.0] | 0 | 0
Siemens NH-2-630 | Siemens NH-2-630 | 630 | [4800.0, 120.0, 7.0, 0.1, 0.004] | 0 | 0 | [1200.0, 2000.0, 4800.0, 12000.0, 26000.0] | 0 | 0

## res_bus
| vm_pu | va_degree | p_mw | q_mvar
0 | 0.97409 | -0.18516 | 0.00025147 | 6.3023e-05
1 | 0.97409 | -0.18516 | 0.00066517 | 0.00016671
2 | 0.97409 | -0.18517 | 9.2538e-05 | 2.3192e-05
3 | 0.97411 | -0.18497 | 4.5012e-05 | 1.1281e-05
4 | 0.97417 | -0.18456 | 0 | 0
5 | 0.97413 | -0.18484 | 0 | 0
6 | 0.97422 | -0.18418 | 0 | 0
7 | 0.97412 | -0.18494 | 0.00019202 | 4.8125e-05
8 | 0.97411 | -0.18499 | 0 | 0
9 | 0.97422 | -0.18421 | 9.7738e-05 | 2.4495e-05
10 | 0.97445 | -0.18255 | 0.00013964 | 3.4996e-05
11 | 0.9741 | -0.18505 | 0.00021595 | 5.4123e-05
12 | 0.97468 | -0.18084 | 0.00012321 | 3.0878e-05
13 | 0.97465 | -0.18108 | 0.00016965 | 4.2519e-05
14 | 0.97517 | -0.17729 | 5.1885e-05 | 1.3004e-05
15 | 0.97454 | -0.18183 | 0 | 0
16 | 0.97525 | -0.17667 | 0.00027104 | 6.793e-05
17 | 0.97453 | -0.18197 | 0.0003227 | 8.0877e-05
18 | 0.97537 | -0.17577 | 0.00069836 | 0.00017503
19 | 0.97561 | -0.17404 | 4.5729e-05 | 1.1461e-05
20 | 0.97409 | -0.18518 | 0 | 0
21 | 0.97405 | -0.18543 | 0.00040309 | 0.00010102
22 | 0.97412 | -0.18494 | 7.6644e-05 | 1.9209e-05
23 | 0.97412 | -0.18496 | 9.6642e-05 | 2.4221e-05
24 | 0.9902 | -0.067792 | 0 | 0
25 | 0.99039 | -0.066107 | 0 | 0
26 | 0.98987 | -0.070484 | 0 | 0
27 | 0.98317 | -0.11649 | 0 | 0
28 | 0.97439 | -0.17889 | 0.017078 | 0.0042801
29 | 1 | 0 | -0.10741 | -0.026984
30 | 0.98974 | -0.071365 | 0.00038407 | 9.6256e-05
31 | 0.97021 | -0.20891 | 0.036227 | 0.0090794
32 | 0.99775 | -0.015783 | 0 | 0
33 | 0.97252 | -0.1964 | 8.79e-05 | 2.203e-05
34 | 0.97101 | -0.2073 | 0.00091862 | 0.00023023
35 | 0.97294 | -0.19339 | 0 | 0
36 | 0.97032 | -0.21232 | 0.0050564 | 0.0012672
37 | 0.97287 | -0.19393 | 0.00012752 | 3.196e-05
38 | 0.97309 | -0.1923 | 0 | 0
39 | 0.97019 | -0.21322 | 0.0015366 | 0.00038512
40 | 0.97284 | -0.19417 | 0 | 0
41 | 0.97646 | -0.16783 | 0 | 0
42 | 0.97019 | -0.21326 | 0.00036601 | 9.1731e-05
43 | 0.9728 | -0.19446 | 0 | 0
44 | 0.97278 | -0.19458 | 0 | 0
45 | 0.97645 | -0.16794 | 0.00011931 | 2.9901e-05
46 | 0.97653 | -0.16737 | 0 | 0
47 | 0.97272 | -0.1951 | 4.161e-05 | 1.0428e-05
48 | 0.97272 | -0.19508 | 0 | 0
49 | 0.97266 | -0.19553 | 7.4113e-05 | 1.8575e-05
50 | 0.97274 | -0.19497 | 0.00018911 | 4.7395e-05
51 | 0.97261 | -0.19592 | 0.00019321 | 4.8423e-05
52 | 0.97276 | -0.19478 | 8.8716e-05 | 2.2234e-05
53 | 0.97275 | -0.19483 | 0.00018264 | 4.5774e-05
54 | 0.98014 | -0.1412 | 8.989e-05 | 2.2529e-05
55 | 0.98034 | -0.13978 | 0.00068028 | 0.00017049
56 | 0.97976 | -0.14396 | 0 | 0
57 | 0.98257 | -0.12365 | 0.0010985 | 0.00027531
58 | 0.97949 | -0.14587 | 4.3658e-05 | 1.0942e-05
59 | 0.97973 | -0.14418 | 9.1125e-05 | 2.2838e-05
60 | 0.98307 | -0.1201 | 0.00029263 | 7.334e-05
61 | 0.97878 | -0.15103 | 0.00017308 | 4.3378e-05
62 | 0.97972 | -0.14422 | 3.8982e-05 | 9.7698e-06
63 | 0.98308 | -0.11998 | 0 | 0
64 | 0.978 | -0.1567 | 0 | 0
65 | 0.97972 | -0.14422 | 0.00032193 | 8.0683e-05
66 | 0.97273 | -0.19499 | 0.00024004 | 6.016e-05
67 | 0.97273 | -0.19494 | 0.00045026 | 0.00011285
68 | 0.97273 | -0.195 | 6.9911e-05 | 1.7521e-05
69 | 0.97275 | -0.19486 | 0 | 0
70 | 0.97269 | -0.19532 | 0.00025236 | 6.3247e-05
71 | 0.97677 | -0.16557 | 0.00013564 | 3.3995e-05
72 | 0.97739 | -0.16108 | 0.00014374 | 3.6025e-05
73 | 0.97791 | -0.15733 | 0.00012033 | 3.0158e-05
74 | 0.97591 | -0.17188 | 0.00012906 | 3.2345e-05
75 | 0.97561 | -0.17402 | 7.0394e-05 | 1.7642e-05
76 | 0.98303 | -0.12033 | 0.00036606 | 9.1744e-05
77 | 0.98327 | -0.11863 | 0.00087368 | 0.00021897
78 | 0.97273 | -0.19497 | 6.7473e-05 | 1.691e-05
79 | 0.9727 | -0.1952 | 0 | 0
80 | 0.97269 | -0.19525 | 0.00023665 | 5.9309e-05
81 | 0.98302 | -0.1204 | 0.00074422 | 0.00018652
82 | 0.98443 | -0.11026 | 0 | 0
83 | 0.98451 | -0.10973 | 0 | 0
84 | 0.98602 | -0.098896 | 0 | 0
85 | 0.98694 | -0.092301 | 0 | 0
86 | 0.98861 | -0.080374 | 0 | 0
87 | 0.9864 | -0.096188 | 0.00048006 | 0.00012031
88 | 0.98984 | -0.071655 | 0 | 0
89 | 0.98853 | -0.080946 | 0.0017773 | 0.00044543
90 | 0.98586 | -0.10003 | 0.0014529 | 0.00036414
91 | 0.99063 | -0.066042 | 0.00068113 | 0.00017071
92 | 0.99064 | -0.065928 | 0 | 0
93 | 0.9896 | -0.073319 | 0.0013401 | 0.00033587
94 | 0.98851 | -0.08113 | 0.00072118 | 0.00018075
95 | 0.98586 | -0.10005 | 0.0002518 | 6.3106e-05
96 | 0.97009 | -0.20976 | 0.018036 | 0.0045203
97 | 0.99715 | -0.019987 | 0.0016653 | 0.00041736
98 | 0.99686 | -0.021986 | 0.00079326 | 0.00019881
99 | 0.99656 | -0.024136 | 0.0018375 | 0.00046051
100 | 0.99513 | -0.034187 | 0 | 0
101 | 0.98947 | -0.074244 | 0.00049013 | 0.00012284
102 | 0.98945 | -0.074423 | 0.00037432 | 9.3812e-05
103 | 0.98945 | -0.074436 | 0.00034462 | 8.6369e-05
104 | 0.98945 | -0.074402 | 0.00034499 | 8.6461e-05
105 | 0.99998 | 149.9947 | 0 | 0

## res_line
| p_from_mw | q_from_mvar | p_to_mw | q_to_mvar | pl_mw | ql_mvar | i_from_ka | i_to_ka | i_ka | vm_from_pu | va_from_degree | vm_to_pu | va_to_degree | loading_percent
0 | -0.000344 | -8.6069e-05 | 0.000344 | 8.6053e-05 | 2.2199e-10 | -1.5955e-08 | 0.00052545 | 0.00052544 | 0.00052545 | 0.97409 | -0.18516 | 0.97409 | -0.18516 | 0.19461
1 | 9.2538e-05 | 2.3045e-05 | -9.2538e-05 | -2.3192e-05 | 1.4732e-10 | -1.4707e-07 | 0.00014131 | 0.00014136 | 0.00014136 | 0.97409 | -0.18516 | 0.97409 | -0.18517 | 0.052356
2 | -0.0010092 | -0.00025276 | 0.0010092 | 0.00025255 | 2.6641e-08 | -2.1342e-07 | 0.0015415 | 0.0015415 | 0.0015415 | 0.97409 | -0.18516 | 0.97411 | -0.18497 | 0.57094
3 | -0.0010542 | -0.00026383 | 0.0010543 | 0.0002634 | 5.8754e-08 | -4.2955e-07 | 0.0016102 | 0.0016101 | 0.0016102 | 0.97411 | -0.18497 | 0.97417 | -0.18456 | 0.59638
4 | 0.00098443 | 0.00024431 | -0.00098439 | -0.00024462 | 3.6586e-08 | -3.0911e-07 | 0.0015028 | 0.0015029 | 0.0015029 | 0.97417 | -0.18456 | 0.97413 | -0.18484 | 0.55664
5 | -0.0020387 | -0.00050771 | 0.0020388 | 0.00050753 | 1.059e-07 | -1.7735e-07 | 0.0031129 | 0.0031128 | 0.0031129 | 0.97417 | -0.18456 | 0.97422 | -0.18418 | 1.1529
6 | 0.00036531 | 9.0973e-05 | -0.00036531 | -9.1297e-05 | 5.0758e-09 | -3.2343e-07 | 0.00055781 | 0.00055793 | 0.00055793 | 0.97413 | -0.18484 | 0.97412 | -0.18494 | 0.20664
7 | 0.00061908 | 0.00015365 | -0.00061907 | -0.00015393 | 1.2952e-08 | -2.8426e-07 | 0.00094512 | 0.00094522 | 0.00094522 | 0.97413 | -0.18484 | 0.97411 | -0.18499 | 0.35008
8 | 9.7738e-05 | 2.4196e-05 | -9.7738e-05 | -2.4495e-05 | 3.3474e-10 | -2.9981e-07 | 0.00014918 | 0.00014928 | 0.00014928 | 0.97422 | -0.18418 | 0.97422 | -0.18421 | 0.05529
9 | -0.0021365 | -0.00053173 | 0.002137 | 0.00053102 | 4.7656e-07 | -7.1071e-07 | 0.003262 | 0.0032617 | 0.003262 | 0.97422 | -0.18418 | 0.97445 | -0.18255 | 1.2081
10 | 0.00017329 | 4.3172e-05 | -0.00017329 | -4.3179e-05 | 2.4088e-11 | -6.8698e-09 | 0.00026461 | 0.00026461 | 0.00026461 | 0.97412 | -0.18494 | 0.97412 | -0.18494 | 0.098005
11 | 0.00061907 | 0.00015393 | -0.00061906 | -0.00015404 | 4.9279e-09 | -1.0814e-07 | 0.00094522 | 0.00094526 | 0.00094526 | 0.97411 | -0.18499 | 0.9741 | -0.18505 | 0.3501
12 | -0.0022767 | -0.00056601 | 0.0022769 | 0.00056573 | 2.2272e-07 | -2.8262e-07 | 0.0034749 | 0.0034748 | 0.0034749 | 0.97445 | -0.18255 | 0.97454 | -0.18183 | 1.287
13 | 0.00040311 | 9.9917e-05 | -0.0004031 | -0.00010031 | 7.467e-09 | -3.904e-07 | 0.00061538 | 0.00061552 | 0.00061552 | 0.9741 | -0.18505 | 0.97409 | -0.18518 | 0.22797
14 | 0.0027696 | 0.0006883 | -0.0027695 | -0.00068837 | 9.1237e-08 | -6.6935e-08 | 0.0042262 | 0.0042262 | 0.0042262 | 0.97468 | -0.18084 | 0.97465 | -0.18108 | 1.5653
15 | -0.0028928 | -0.00071918 | 0.0028942 | 0.00071829 | 1.3967e-06 | -8.9536e-07 | 0.0044143 | 0.0044137 | 0.0044143 | 0.97468 | -0.18084 | 0.97517 | -0.17729 | 1.6349
16 | 0.0025998 | 0.00064585 | -0.0025996 | -0.00064609 | 2.6443e-07 | -2.3381e-07 | 0.0039672 | 0.0039673 | 0.0039673 | 0.97465 | -0.18108 | 0.97454 | -0.18183 | 1.4694
17 | -0.0029461 | -0.00073129 | 0.0029463 | 0.00073114 | 2.4659e-07 | -1.4941e-07 | 0.0044929 | 0.0044928 | 0.0044929 | 0.97517 | -0.17729 | 0.97525 | -0.17667 | 1.664
18 | 0.00032271 | 8.0357e-05 | -0.0003227 | -8.0877e-05 | 6.3466e-09 | -5.197e-07 | 0.00049255 | 0.00049274 | 0.00049274 | 0.97454 | -0.18183 | 0.97453 | -0.18197 | 0.1825
19 | -0.0032174 | -0.00079907 | 0.0032178 | 0.0007989 | 3.9455e-07 | -1.7604e-07 | 0.0049064 | 0.0049063 | 0.0049064 | 0.97525 | -0.17667 | 0.97537 | -0.17577 | 1.8172
20 | -0.0039161 | -0.00097392 | 0.0039171 | 0.00097376 | 9.2612e-07 | -1.6339e-07 | 0.0059717 | 0.0059715 | 0.0059717 | 0.97537 | -0.17577 | 0.97561 | -0.17404 | 2.2117
21 | -0.0039628 | -0.00098522 | 0.0039628 | 0.00098522 | 7.7657e-09 | -1.2713e-09 | 0.0060412 | 0.0060412 | 0.0060412 | 0.97561 | -0.17404 | 0.97561 | -0.17402 | 2.2375
22 | 0.0004031 | 0.00010031 | -0.00040309 | -0.00010102 | 1.3695e-08 | -7.1553e-07 | 0.00061552 | 0.00061578 | 0.00061578 | 0.97409 | -0.18518 | 0.97405 | -0.18543 | 0.22807
23 | 9.6642e-05 | 2.397e-05 | -9.6642e-05 | -2.4221e-05 | 2.74e-10 | -2.5088e-07 | 0.00014754 | 0.00014763 | 0.00014763 | 0.97412 | -0.18494 | 0.97412 | -0.18496 | 0.054676
24 | -0.00038424 | -8.5677e-05 | 0.00038431 | 8.1267e-05 | 7.0694e-08 | -4.4099e-06 | 0.00057384 | 0.00057247 | 0.00057384 | 0.9902 | -0.067792 | 0.99039 | -0.066107 | 0.21253
25 | 0.00038424 | 8.5677e-05 | -0.00038411 | -9.3458e-05 | 1.2567e-07 | -7.7814e-06 | 0.00057384 | 0.00057644 | 0.00057644 | 0.9902 | -0.067792 | 0.98987 | -0.070484 | 0.21349
26 | -0.073094 | -0.018485 | 0.073781 | 0.018748 | 0.00068773 | 0.00026333 | 0.10988 | 0.10988 | 0.10988 | 0.99039 | -0.066107 | 1 | 0 | 40.6959
27 | 0.072709 | 0.018403 | -0.072196 | -0.018207 | 0.0005136 | 0.00019666 | 0.10931 | 0.10931 | 0.10931 | 0.99039 | -0.066107 | 0.98317 | -0.11649 | 40.4841
28 | 0.00038411 | 9.3458e-05 | -0.00038407 | -9.6256e-05 | 4.5496e-08 | -2.7981e-06 | 0.00057644 | 0.00057742 | 0.00057742 | 0.98987 | -0.070484 | 0.98974 | -0.071365 | 0.21386
29 | 0.072196 | 0.018207 | -0.07157 | -0.017967 | 0.00062583 | 0.00023965 | 0.10931 | 0.10931 | 0.10931 | 0.98317 | -0.11649 | 0.97439 | -0.17889 | 40.4843
30 | 0.054492 | 0.013687 | -0.054266 | -0.0136 | 0.00022655 | 8.6485e-05 | 0.083228 | 0.083228 | 0.083228 | 0.97439 | -0.17889 | 0.97021 | -0.20891 | 30.8252
31 | 0.03283 | 0.0082357 | -0.032758 | -0.0082106 | 7.1727e-05 | 2.5066e-05 | 0.048854 | 0.048855 | 0.048855 | 1 | 0 | 0.99775 | -0.015783 | 9.0472
32 | 0.018038 | 0.0045211 | -0.018036 | -0.0045203 | 2.1167e-06 | 7.5939e-07 | 0.027666 | 0.027666 | 0.027666 | 0.97021 | -0.20891 | 0.97009 | -0.20976 | 10.2466
33 | 0.032758 | 0.0082106 | -0.032739 | -0.008204 | 1.906e-05 | 6.6627e-06 | 0.048855 | 0.048855 | 0.048855 | 0.99775 | -0.015783 | 0.99715 | -0.019987 | 9.0473
34 | 0.0078946 | 0.0019777 | -0.0078827 | -0.0019748 | 1.1902e-05 | 2.958e-06 | 0.012079 | 0.012079 | 0.012079 | 0.97252 | -0.1964 | 0.97101 | -0.2073 | 4.4739
35 | -0.0079825 | -0.0019997 | 0.0079858 | 0.0020006 | 3.3206e-06 | 8.343e-07 | 0.012213 | 0.012213 | 0.012213 | 0.97252 | -0.1964 | 0.97294 | -0.19339 | 4.5235
36 | 0.0069641 | 0.0017445 | -0.0069592 | -0.0017435 | 4.831e-06 | 1.0178e-06 | 0.010672 | 0.010672 | 0.010672 | 0.97101 | -0.2073 | 0.97032 | -0.21232 | 3.9526
37 | 0.0022141 | 0.00054099 | -0.0022139 | -0.0005412 | 1.5729e-07 | -2.1328e-07 | 0.0033813 | 0.0033814 | 0.0033814 | 0.97294 | -0.19339 | 0.97287 | -0.19393 | 1.2524
38 | -0.0102 | -0.0025416 | 0.010201 | 0.002542 | 1.5191e-06 | 4.5994e-07 | 0.015594 | 0.015594 | 0.015594 | 0.97294 | -0.19339 | 0.97309 | -0.1923 | 5.7757
39 | 0.0019029 | 0.00047626 | -0.0019027 | -0.00047672 | 2.3692e-07 | -4.5958e-07 | 0.0029179 | 0.0029181 | 0.0029181 | 0.97032 | -0.21232 | 0.97019 | -0.21322 | 1.0808
40 | 0.0020864 | 0.00050924 | -0.0020863 | -0.00050935 | 6.5737e-08 | -1.0355e-07 | 0.0031863 | 0.0031864 | 0.0031864 | 0.97287 | -0.19393 | 0.97284 | -0.19417 | 1.1801
41 | -0.010201 | -0.002542 | 0.010236 | 0.0025524 | 3.4248e-05 | 1.0359e-05 | 0.015594 | 0.015593 | 0.015594 | 0.97309 | -0.1923 | 0.97646 | -0.16783 | 5.7757
42 | 0.00036601 | 9.1606e-05 | -0.00036601 | -9.1731e-05 | 2.0066e-09 | -1.2525e-07 | 0.00056132 | 0.00056137 | 0.00056137 | 0.97019 | -0.21322 | 0.97019 | -0.21326 | 0.20791
43 | 0.0010737 | 0.00026013 | -0.0010736 | -0.00026041 | 4.0452e-08 | -2.8402e-07 | 0.001639 | 0.0016392 | 0.0016392 | 0.97284 | -0.19417 | 0.9728 | -0.19446 | 0.60709
44 | 0.0010127 | 0.00024922 | -0.0010126 | -0.00024967 | 5.6325e-08 | -4.4637e-07 | 0.0015473 | 0.0015475 | 0.0015475 | 0.97284 | -0.19417 | 0.97278 | -0.19458 | 0.57315
45 | 0.00011931 | 2.8874e-05 | -0.00011931 | -2.9901e-05 | 1.6915e-09 | -1.0272e-06 | 0.00018145 | 0.00018181 | 0.00018181 | 0.97646 | -0.16783 | 0.97645 | -0.16794 | 0.067338
46 | -0.010355 | -0.0025813 | 0.010356 | 0.0025815 | 6.5574e-07 | 1.9938e-07 | 0.015775 | 0.015775 | 0.015775 | 0.97646 | -0.16783 | 0.97653 | -0.16737 | 5.8425
47 | 0.00052841 | 0.00012941 | -0.00052839 | -0.0001302 | 2.6105e-08 | -7.8681e-07 | 0.00080719 | 0.00080747 | 0.00080747 | 0.9728 | -0.19446 | 0.97275 | -0.19483 | 0.29906
48 | 0.00054521 | 0.000131 | -0.00054519 | -0.00013164 | 2.2637e-08 | -6.4178e-07 | 0.00083197 | 0.00083219 | 0.00083219 | 0.9728 | -0.19446 | 0.97276 | -0.19478 | 0.30822
49 | 0.00025238 | 5.9998e-05 | -0.00025237 | -6.1212e-05 | 9.0737e-09 | -1.2136e-06 | 0.00038491 | 0.00038533 | 0.00038533 | 0.97278 | -0.19458 | 0.97275 | -0.19486 | 0.14272
50 | 0.00076025 | 0.00018967 | -0.00076021 | -0.0001902 | 3.6876e-08 | -5.285e-07 | 0.0011626 | 0.0011628 | 0.0011628 | 0.97278 | -0.19458 | 0.97273 | -0.19494 | 0.43067
51 | 0.004166 | 0.0010347 | -0.0041634 | -0.001035 | 2.5555e-06 | -2.8898e-07 | 0.0063447 | 0.0063452 | 0.0063452 | 0.97653 | -0.16737 | 0.97591 | -0.17188 | 2.3501
52 | -0.014522 | -0.0036162 | 0.014525 | 0.0036174 | 3.5833e-06 | 1.2313e-06 | 0.022119 | 0.022119 | 0.022119 | 0.97653 | -0.16737 | 0.97677 | -0.16557 | 8.1924
53 | -4.161e-05 | -1.0428e-05 | 4.161e-05 | 9.9536e-06 | 9.6456e-11 | -4.748e-07 | 6.3653e-05 | 6.3485e-05 | 6.3653e-05 | 0.97272 | -0.1951 | 0.97272 | -0.19508 | 0.023575
54 | 0.00023665 | 5.8475e-05 | -0.00023665 | -5.9058e-05 | 3.8467e-09 | -5.8302e-07 | 0.00036172 | 0.00036193 | 0.00036193 | 0.97272 | -0.19508 | 0.9727 | -0.1952 | 0.13405
55 | -0.00027826 | -6.8429e-05 | 0.00027826 | 6.7975e-05 | 4.1365e-09 | -4.5373e-07 | 0.0004252 | 0.00042504 | 0.0004252 | 0.97272 | -0.19508 | 0.97273 | -0.19497 | 0.15748
56 | -0.00026733 | -6.4706e-05 | 0.00026735 | 6.2457e-05 | 1.8861e-08 | -2.2491e-06 | 0.00040816 | 0.00040739 | 0.00040816 | 0.97266 | -0.19553 | 0.97274 | -0.19497 | 0.15117
57 | 0.00019322 | 4.6131e-05 | -0.00019321 | -4.8423e-05 | 1.0057e-08 | -2.2917e-06 | 0.00029479 | 0.00029559 | 0.00029559 | 0.97266 | -0.19553 | 0.97261 | -0.19592 | 0.10948
58 | -0.00045646 | -0.00010985 | 0.00045647 | 0.00010941 | 1.0967e-08 | -4.4544e-07 | 0.00069665 | 0.00069649 | 0.00069665 | 0.97274 | -0.19497 | 0.97276 | -0.19478 | 0.25802
59 | 0.00034574 | 8.4427e-05 | -0.00034574 | -8.4885e-05 | 6.4581e-09 | -4.5806e-07 | 0.00052809 | 0.00052825 | 0.00052825 | 0.97275 | -0.19483 | 0.97273 | -0.19497 | 0.19565
60 | -0.015734 | -0.0039196 | 0.015737 | 0.0039204 | 3.0557e-06 | 7.422e-07 | 0.023878 | 0.023878 | 0.023878 | 0.98014 | -0.1412 | 0.98034 | -0.13978 | 4.4218
61 | 0.015644 | 0.0038971 | -0.015638 | -0.0038957 | 5.9143e-06 | 1.4274e-06 | 0.023741 | 0.023742 | 0.023742 | 0.98014 | -0.1412 | 0.97976 | -0.14396 | 4.3966
62 | -0.016417 | -0.0040909 | 0.016453 | 0.0041001 | 3.6286e-05 | 9.2188e-06 | 0.02491 | 0.024909 | 0.02491 | 0.98034 | -0.13978 | 0.98257 | -0.12365 | 4.613
63 | 0.015186 | 0.0037831 | -0.015182 | -0.0037822 | 3.9623e-06 | 9.2237e-07 | 0.023055 | 0.023056 | 0.023056 | 0.97976 | -0.14396 | 0.97949 | -0.14587 | 4.2696
64 | 0.00045205 | 0.00011259 | -0.00045204 | -0.00011317 | 1.3658e-08 | -5.7975e-07 | 0.00068631 | 0.00068651 | 0.00068651 | 0.97976 | -0.14396 | 0.97973 | -0.14418 | 0.25426
65 | -0.017552 | -0.0043754 | 0.01756 | 0.0043777 | 8.5377e-06 | 2.3015e-06 | 0.026572 | 0.026572 | 0.026572 | 0.98257 | -0.12365 | 0.98307 | -0.1201 | 4.9208
66 | 0.015138 | 0.0037712 | -0.015127 | -0.0037688 | 1.068e-05 | 2.4785e-06 | 0.022989 | 0.02299 | 0.02299 | 0.97949 | -0.14587 | 0.97878 | -0.15103 | 4.2574
67 | 0.00036091 | 9.0331e-05 | -0.00036091 | -9.0438e-05 | 1.6049e-09 | -1.0718e-07 | 0.00054811 | 0.00054815 | 0.00054815 | 0.97973 | -0.14418 | 0.97972 | -0.14422 | 0.20302
68 | -0.017853 | -0.0044511 | 0.017853 | 0.0044511 | 2.8609e-07 | 7.8174e-08 | 0.027015 | 0.027015 | 0.027015 | 0.98307 | -0.1201 | 0.98308 | -0.11998 | 5.0027
69 | 0.014954 | 0.0037254 | -0.014943 | -0.0037227 | 1.1595e-05 | 2.6526e-06 | 0.022727 | 0.022727 | 0.022727 | 0.97878 | -0.15103 | 0.978 | -0.1567 | 4.2088
70 | 0.00032193 | 8.0669e-05 | -0.00032193 | -8.0683e-05 | 1.7061e-10 | -1.4329e-08 | 0.00048894 | 0.00048895 | 0.00048895 | 0.97972 | -0.14422 | 0.97972 | -0.14422 | 0.18109
71 | 0.0011103 | 0.00027779 | -0.0011103 | -0.00027815 | 5.3493e-08 | -3.6427e-07 | 0.0016805 | 0.0016806 | 0.0016806 | 0.98308 | -0.11998 | 0.98303 | -0.12033 | 0.62244
72 | -0.018964 | -0.0047289 | 0.018967 | 0.0047299 | 3.5073e-06 | 1.0027e-06 | 0.028695 | 0.028695 | 0.028695 | 0.98308 | -0.11998 | 0.98327 | -0.11863 | 5.3139
73 | 0.014943 | 0.0037227 | -0.014942 | -0.0037224 | 1.2908e-06 | 2.9548e-07 | 0.022727 | 0.022727 | 0.022727 | 0.978 | -0.1567 | 0.97791 | -0.15733 | 4.2088
74 | -0.00030995 | -7.7558e-05 | 0.00030995 | 7.735e-05 | 2.3595e-09 | -2.0795e-07 | 0.0004741 | 0.00047403 | 0.0004741 | 0.97273 | -0.19499 | 0.97273 | -0.19494 | 0.17559
75 | 6.9911e-05 | 1.7399e-05 | -6.9911e-05 | -1.7521e-05 | 7.0651e-11 | -1.2291e-07 | 0.0001069 | 0.00010695 | 0.00010695 | 0.97273 | -0.19499 | 0.97273 | -0.195 | 0.03961
76 | 0.00025237 | 6.1212e-05 | -0.00025236 | -6.3247e-05 | 1.5263e-08 | -2.0351e-06 | 0.00038533 | 0.00038606 | 0.00038606 | 0.97275 | -0.19486 | 0.97269 | -0.19532 | 0.14298
77 | -0.014661 | -0.0036514 | 0.01467 | 0.0036545 | 8.9903e-06 | 3.0958e-06 | 0.022326 | 0.022326 | 0.022326 | 0.97677 | -0.16557 | 0.97739 | -0.16108 | 8.2689
78 | -0.014814 | -0.0036906 | 0.014821 | 0.0036923 | 7.6067e-06 | 1.7226e-06 | 0.022545 | 0.022544 | 0.022545 | 0.97739 | -0.16108 | 0.97791 | -0.15733 | 4.175
79 | 0.0040344 | 0.0010027 | -0.0040332 | -0.0010029 | 1.1792e-06 | -1.7086e-07 | 0.0061484 | 0.0061486 | 0.0061486 | 0.97591 | -0.17188 | 0.97561 | -0.17402 | 2.2773
80 | 0.00074422 | 0.00018641 | -0.00074422 | -0.00018652 | 6.8615e-09 | -1.0721e-07 | 0.0011265 | 0.0011265 | 0.0011265 | 0.98303 | -0.12033 | 0.98302 | -0.1204 | 0.41723
81 | -0.019841 | -0.0049489 | 0.019864 | 0.0049556 | 2.2794e-05 | 6.7076e-06 | 0.030017 | 0.030017 | 0.030017 | 0.98327 | -0.11863 | 0.98443 | -0.11026 | 5.5588
82 | 0.00023665 | 5.9058e-05 | -0.00023665 | -5.9309e-05 | 1.6568e-09 | -2.5089e-07 | 0.00036193 | 0.00036202 | 0.00036202 | 0.9727 | -0.1952 | 0.97269 | -0.19525 | 0.13408
83 | -0.019864 | -0.0049556 | 0.019865 | 0.004956 | 1.4598e-06 | 4.294e-07 | 0.030017 | 0.030017 | 0.030017 | 0.98443 | -0.11026 | 0.98451 | -0.10973 | 5.5586
84 | -0.019865 | -0.004956 | 0.019895 | 0.0049647 | 2.9552e-05 | 8.6883e-06 | 0.030017 | 0.030016 | 0.030017 | 0.98451 | -0.10973 | 0.98602 | -0.098896 | 5.5586
85 | 0.001705 | 0.00042639 | -0.0017047 | -0.00042711 | 2.6631e-07 | -7.1978e-07 | 0.0025727 | 0.002573 | 0.002573 | 0.98602 | -0.098896 | 0.98586 | -0.10003 | 0.95296
86 | -0.0216 | -0.0053911 | 0.021608 | 0.0053936 | 8.0364e-06 | 2.472e-06 | 0.032588 | 0.032588 | 0.032588 | 0.98602 | -0.098896 | 0.9864 | -0.096188 | 6.0349
87 | -0.022099 | -0.0055176 | 0.022136 | 0.0055288 | 3.6258e-05 | 1.1264e-05 | 0.033312 | 0.033311 | 0.033312 | 0.98694 | -0.092301 | 0.98861 | -0.080374 | 6.1689
88 | 0.022099 | 0.0055176 | -0.022088 | -0.0055139 | 1.1797e-05 | 3.6671e-06 | 0.033312 | 0.033312 | 0.033312 | 0.98694 | -0.092301 | 0.9864 | -0.096188 | 6.1689
89 | -0.024634 | -0.0061545 | 0.024664 | 0.0061641 | 2.9578e-05 | 9.6049e-06 | 0.037072 | 0.037071 | 0.037072 | 0.98861 | -0.080374 | 0.98984 | -0.071655 | 6.8651
90 | 0.0024987 | 0.00062565 | -0.0024985 | -0.00062586 | 1.9765e-07 | -2.1112e-07 | 0.0037607 | 0.0037608 | 0.0037608 | 0.98861 | -0.080374 | 0.98853 | -0.080946 | 1.3929
91 | 0.0028951 | 0.00072395 | -0.0028944 | -0.00072442 | 6.6463e-07 | -4.6716e-07 | 0.0043516 | 0.0043518 | 0.0043518 | 0.98984 | -0.071655 | 0.9896 | -0.073319 | 1.6118
92 | -0.027559 | -0.006888 | 0.027581 | 0.0068954 | 2.1747e-05 | 7.319e-06 | 0.041423 | 0.041422 | 0.041423 | 0.98984 | -0.071655 | 0.99064 | -0.065928 | 7.6709
93 | 0.0007212 | 0.00018043 | -0.00072118 | -0.00018075 | 1.8266e-08 | -3.1142e-07 | 0.0010855 | 0.0010856 | 0.0010856 | 0.98853 | -0.080946 | 0.98851 | -0.08113 | 0.40208
94 | 0.0002518 | 6.2972e-05 | -0.0002518 | -6.3106e-05 | 9.5022e-10 | -1.3408e-07 | 0.00038 | 0.00038005 | 0.00038005 | 0.98586 | -0.10003 | 0.98586 | -0.10005 | 0.14076
95 | -0.00068113 | -0.00017071 | 0.00068114 | 0.0001705 | 1.0764e-08 | -2.0803e-07 | 0.0010231 | 0.0010231 | 0.0010231 | 0.99063 | -0.066042 | 0.99064 | -0.065928 | 0.37894
96 | -0.028262 | -0.0070659 | 0.028386 | 0.0071079 | 0.00012405 | 4.2002e-05 | 0.042445 | 0.042443 | 0.042445 | 0.99064 | -0.065928 | 0.99513 | -0.034187 | 7.8602
97 | 0.0015543 | 0.00038855 | -0.0015541 | -0.00038922 | 1.983e-07 | -6.7129e-07 | 0.0023367 | 0.002337 | 0.002337 | 0.9896 | -0.073319 | 0.98947 | -0.074244 | 0.86556
98 | 0.031074 | 0.0077866 | -0.031065 | -0.0077836 | 8.5931e-06 | 2.971e-06 | 0.04637 | 0.04637 | 0.04637 | 0.99715 | -0.019987 | 0.99686 | -0.021986 | 8.5871
99 | 0.030272 | 0.0075848 | -0.030263 | -0.0075817 | 9.0027e-06 | 3.0942e-06 | 0.045186 | 0.045186 | 0.045186 | 0.99686 | -0.021986 | 0.99656 | -0.024136 | 8.3678
100 | 0.028425 | 0.0071212 | -0.028386 | -0.0071079 | 3.9475e-05 | 1.3355e-05 | 0.042443 | 0.042443 | 0.042443 | 0.99656 | -0.024136 | 0.99513 | -0.034187 | 7.8599
101 | 0.0010639 | 0.00026638 | -0.0010639 | -0.00026656 | 2.3241e-08 | -1.7794e-07 | 0.0015999 | 0.0016 | 0.0016 | 0.98947 | -0.074244 | 0.98945 | -0.074402 | 0.59259
102 | 0.00034462 | 8.6323e-05 | -0.00034462 | -8.6369e-05 | 6.1076e-10 | -4.657e-08 | 0.00051825 | 0.00051827 | 0.00051827 | 0.98945 | -0.074423 | 0.98945 | -0.074436 | 0.19195
103 | -0.00071893 | -0.00018013 | 0.00071894 | 0.0001801 | 2.0875e-09 | -3.5954e-08 | 0.0010812 | 0.0010812 | 0.0010812 | 0.98945 | -0.074423 | 0.98945 | -0.074402 | 0.40044

## res_trafo
| p_hv_mw | q_hv_mvar | p_lv_mw | q_lv_mvar | pl_mw | ql_mvar | i_hv_ka | i_lv_ka | vm_hv_pu | va_hv_degree | vm_lv_pu | va_lv_degree | loading_percent
0 | 2.5187e-16 | 8.8016e-16 | 0.00079998 | 7.4552e-08 | 0.00079998 | 7.4552e-08 | 2.6429e-17 | 0.0011547 | 0.99998 | 149.9947 | 1 | 0 | 0.31999

## res_ext_grid
| p_mw | q_mvar
0 | 0.16484 | 0.041377

## res_load
| p_mw | q_mvar
0 | 0.00025147 | 6.3023e-05
1 | 0.00066517 | 0.00016671
2 | 9.2538e-05 | 2.3192e-05
3 | 4.5012e-05 | 1.1281e-05
4 | 0.00019202 | 4.8125e-05
5 | 9.7738e-05 | 2.4495e-05
6 | 0.00013964 | 3.4996e-05
7 | 0.00021595 | 5.4123e-05
8 | 0.00012321 | 3.0878e-05
9 | 0.00016965 | 4.2519e-05
10 | 5.1885e-05 | 1.3004e-05
11 | 0.00027104 | 6.793e-05
12 | 0.0003227 | 8.0877e-05
13 | 0.00069836 | 0.00017503
14 | 4.5729e-05 | 1.1461e-05
15 | 0.00040309 | 0.00010102
16 | 7.6644e-05 | 1.9209e-05
17 | 9.6642e-05 | 2.4221e-05
18 | 0.017078 | 0.0042801
19 | 0.057429 | 0.014393
20 | 0.00038407 | 9.6256e-05
21 | 0.036227 | 0.0090794
22 | 8.79e-05 | 2.203e-05
23 | 0.00091862 | 0.00023023
24 | 0.0050564 | 0.0012672
25 | 0.00012752 | 3.196e-05
26 | 0.0015366 | 0.00038512
27 | 0.00036601 | 9.1731e-05
28 | 0.00011931 | 2.9901e-05
29 | 4.161e-05 | 1.0428e-05
30 | 7.4113e-05 | 1.8575e-05
31 | 0.00018911 | 4.7395e-05
32 | 0.00019321 | 4.8423e-05
33 | 8.8716e-05 | 2.2234e-05
34 | 0.00018264 | 4.5774e-05
35 | 8.989e-05 | 2.2529e-05
36 | 0.00068028 | 0.00017049
37 | 0.0010985 | 0.00027531
38 | 4.3658e-05 | 1.0942e-05
39 | 9.1125e-05 | 2.2838e-05
40 | 0.00029263 | 7.334e-05
41 | 0.00017308 | 4.3378e-05
42 | 3.8982e-05 | 9.7698e-06
43 | 0.00032193 | 8.0683e-05
44 | 0.00024004 | 6.016e-05
45 | 0.00045026 | 0.00011285
46 | 6.9911e-05 | 1.7521e-05
47 | 0.00025236 | 6.3247e-05
48 | 0.00013564 | 3.3995e-05
49 | 0.00014374 | 3.6025e-05
50 | 0.00012033 | 3.0158e-05
51 | 0.00012906 | 3.2345e-05
52 | 7.0394e-05 | 1.7642e-05
53 | 0.00036606 | 9.1744e-05
54 | 0.00087368 | 0.00021897
55 | 6.7473e-05 | 1.691e-05
56 | 0.00023665 | 5.9309e-05
57 | 0.00074422 | 0.00018652
58 | 0.00048006 | 0.00012031
59 | 0.0017773 | 0.00044543
60 | 0.0014529 | 0.00036414
61 | 0.00068113 | 0.00017071
62 | 0.0013401 | 0.00033587
63 | 0.00072118 | 0.00018075
64 | 0.0002518 | 6.3106e-05
65 | 0.018036 | 0.0045203
66 | 0.0016653 | 0.00041736
67 | 0.00079326 | 0.00019881
68 | 0.0018375 | 0.00046051
69 | 0.00049013 | 0.00012284
70 | 0.00037432 | 9.3812e-05
71 | 0.00034462 | 8.6369e-05
72 | 0.00034499 | 8.6461e-05

## dtypes
| element | column | dtype
0 | bus | name | object
1 | bus | vn_kv | float64
2 | bus | type | object
3 | bus | zone | object
4 | bus | in_service | bool
5 | load | name | object
6 | load | bus | uint32
7 | load | p_mw | float64
8 | load | q_mvar | float64
9 | load | const_z_percent | float64
10 | load | const_i_percent | float64
11 | load | sn_mva | float64
12 | load | scaling | float64
13 | load | in_service | bool
14 | load | type | object
15 | ext_grid | name | object
16 | ext_grid | bus | uint32
17 | ext_grid | vm_pu | float64
18 | ext_grid | va_degree | float64
19 | ext_grid | slack_weight | float64
20 | ext_grid | in_service | bool
21 | line | name | object
22 | line | std_type | object
23 | line | from_bus | uint32
24 | line | to_bus | uint32
25 | line | length_km | float64
26 | line | r_ohm_per_km | float64
27 | line | x_ohm_per_km | float64
28 | line | c_nf_per_km | float64
29 | line | g_us_per_km | float64
30 | line | max_i_ka | float64
31 | line | df | float64
32 | line | parallel | uint32
33 | line | type | object
34 | line | in_service | bool
35 | trafo | name | object
36 | trafo | std_type | object
37 | trafo | hv_bus | uint32
38 | trafo | lv_bus | uint32
39 | trafo | sn_mva | float64
40 | trafo | vn_hv_kv | float64
41 | trafo | vn_lv_kv | float64
42 | trafo | vk_percent | float64
43 | trafo | vkr_percent | float64
44 | trafo | pfe_kw | float64
45 | trafo | i0_percent | float64
46 | trafo | shift_degree | float64
47 | trafo | tap_side | object
48 | trafo | tap_neutral | int32
49 | trafo | tap_min | int32
50 | trafo | tap_max | int32
51 | trafo | tap_step_percent | float64
52 | trafo | tap_step_degree | float64
53 | trafo | tap_pos | int32
54 | trafo | tap_phase_shifter | bool
55 | trafo | parallel | uint32
56 | trafo | df | float64
57 | trafo | in_service | bool
58 | line_geodata | coords | object
59 | bus_geodata | x | float64
60 | bus_geodata | y | float64
61 | bus_geodata | coords | object
62 | res_bus | vm_pu | float64
63 | res_bus | va_degree | float64
64 | res_bus | p_mw | float64
65 | res_bus | q_mvar | float64
66 | res_line | p_from_mw | float64
67 | res_line | q_from_mvar | float64
68 | res_line | p_to_mw | float64
69 | res_line | q_to_mvar | float64
70 | res_line | pl_mw | float64
71 | res_line | ql_mvar | float64
72 | res_line | i_from_ka | float64
73 | res_line | i_to_ka | float64
74 | res_line | i_ka | float64
75 | res_line | vm_from_pu | float64
76 | res_line | va_from_degree | float64
77 | res_line | vm_to_pu | float64
78 | res_line | va_to_degree | float64
79 | res_line | loading_percent | float64
80 | res_trafo | p_hv_mw | float64
81 | res_trafo | q_hv_mvar | float64
82 | res_trafo | p_lv_mw | float64
83 | res_trafo | q_lv_mvar | float64
84 | res_trafo | pl_mw | float64
85 | res_trafo | ql_mvar | float64
86 | res_trafo | i_hv_ka | float64
87 | res_trafo | i_lv_ka | float64
88 | res_trafo | vm_hv_pu | float64
89 | res_trafo | va_hv_degree | float64
90 | res_trafo | vm_lv_pu | float64
91 | res_trafo | va_lv_degree | float64
92 | res_trafo | loading_percent | float64
93 | res_ext_grid | p_mw | float64
94 | res_ext_grid | q_mvar | float64
95 | res_load | p_mw | float64
96 | res_load | q_mvar | float64

## parameters
| version | format_version | converged | OPF_converged | name | f_hz | sn_mva
0 | 2.14.6 | 2.14.0 | TRUE | FALSE |  | 50 | 1