## bus
| name | vn_kv | type | zone | in_service
0 | bus_LV_901-1_1_4_node_14 | 0.4 | n |  | TRUE
1 | bus_LV_901-1_1_4_node_15 | 0.4 | n |  | TRUE
2 | bus_LV_901-1_1_4_node_16 | 0.4 | n |  | TRUE
3 | bus_LV_901-1_1_4_node_17 | 0.4 | n |  | TRUE
4 | bus_LV_901-1_1_4_node_18 | 0.4 | n |  | TRUE
5 | bus_LV_901-1_1_4_node_62 | 0.4 | n |  | TRUE
6 | bus_LV_901-1_1_4_node_57 | 0.4 | n |  | TRUE
7 | bus_LV_901-1_1_4_node_63 | 0.4 | n |  | TRUE
8 | bus_LV_901-1_1_4_node_19 | 0.4 | n |  | TRUE
9 | bus_LV_901-1_1_4_node_20 | 0.4 | n |  | TRUE
10 | bus_LV_901-1_1_4_node_21 | 0.4 | n |  | TRUE
11 | bus_LV_901-1_1_4_node_22 | 0.4 | n |  | TRUE
12 | bus_LV_901-1_1_4_node_23 | 0.4 | n |  | TRUE
13 | bus_LV_901-1_1_4_node_53 | 0.4 | n |  | TRUE
14 | bus_LV_901-1_1_4_node_65 | 0.4 | n |  | TRUE
15 | bus_LV_901-1_1_4_node_55 | 0.4 | n |  | TRUE
16 | bus_LV_901-1_1_4_node_24 | 0.4 | n |  | TRUE
17 | bus_LV_901-1_1_4_node_25 | 0.4 | n |  | TRUE
18 | bus_LV_901-1_1_4_node_26 | 0.4 | n |  | TRUE
19 | bus_LV_901-1_1_4_node_27 | 0.4 | n |  | TRUE
20 | bus_LV_901-1_1_4_node_28 | 0.4 | n |  | TRUE
21 | bus_LV_901-1_1_4_node_30 | 0.4 | n |  | TRUE
22 | bus_LV_901-1_1_4_node_29 | 0.4 | n |  | TRUE
23 | bus_LV_901-1_1_4_node_70 | 0.4 | n |  | TRUE
24 | bus_LV_901-1_1_4_node_73 | 0.4 | n |  | TRUE
25 | bus_LV_901-1_1_4_node_35 | 0.4 | n |  | TRUE
26 | bus_LV_901-1_1_4_node_49 | 0.4 | n |  | TRUE
27 | bus_LV_901-1_1_4_node_31 | 0.4 | n |  | TRUE
28 | bus_LV_901-1_1_4_node_32 | 0.4 | n |  | TRUE
29 | bus_LV_901-1_1_4_node_33 | 0.4 | n |  | TRUE
30 | bus_LV_901-1_1_4_node_34 | 0.4 | n |  | TRUE
31 | bus_LV_901-1_1_4_node_36 | 0.4 | n |  | TRUE
32 | bus_LV_901-1_1_4_node_51 | 0.4 | n |  | TRUE
33 | bus_LV_901-1_1_4_node_43 | 0.4 | n |  | TRUE
34 | bus_LV_901-1_1_4_node_37 | 0.4 | n |  | TRUE
35 | bus_LV_901-1_1_4_node_38 | 0.4 | n |  | TRUE
36 | bus_LV_901-1_1_4_node_39 | 0.4 | n |  | TRUE
37 | bus_LV_901-1_1_4_node_40 | 0.4 | n |  | TRUE
38 | bus_LV_901-1_1_4_node_41 | 0.4 | n |  | TRUE
39 | bus_LV_901-1_1_4_node_42 | 0.4 | n |  | TRUE
40 | bus_LV_901-1_1_4_node_66 | 0.4 | n |  | TRUE
41 | bus_LV_901-1_1_4_node_48 | 0.4 | n |  | TRUE
42 | bus_LV_901-1_1_4_node_162 | 0.4 | n |  | TRUE
43 | bus_LV_901-1_1_4_node_160 | 0.4 | n |  | TRUE
44 | bus_LV_901-1_1_4_node_44 | 0.4 | n |  | TRUE
45 | bus_LV_901-1_1_4_node_45 | 0.4 | n |  | TRUE
46 | bus_LV_901-1_1_4_node_46 | 0.4 | n |  | TRUE
47 | bus_LV_901-1_1_4_node_47 | 0.4 | n |  | TRUE
48 | bus_LV_901-1_1_4_node_56 | 0.4 | n |  | TRUE
49 | bus_LV_901-1_1_4_node_50 | 0.4 | n |  | TRUE
50 | bus_LV_901-1_1_4_node_52 | 0.4 | n |  | TRUE
51 | bus_LV_901-1_1_4_node_54 | 0.4 | n |  | TRUE
52 | bus_LV_901-1_1_4_node_59 | 0.4 | n |  | TRUE
53 | bus_LV_901-1_1_4_node_58 | 0.4 | n |  | TRUE
54 | bus_LV_901-1_1_4_node_60 | 0.4 | n |  | TRUE
55 | bus_LV_901-1_1_4_node_61 | 0.4 | n |  | TRUE
56 | bus_LV_901-1_1_4_node_362 | 0.4 | n |  | TRUE
57 | bus_LV_901-1_1_4_node_363 | 0.4 | n |  | TRUE
58 | bus_LV_901-1_1_4_node_114 | 0.4 | n |  | TRUE
59 | bus_LV_901-1_1_4_node_112 | 0.4 | n |  | TRUE
60 | bus_LV_901-1_1_4_node_64 | 0.4 | n |  | TRUE
61 | bus_LV_901-1_1_4_node_93 | 0.4 | n |  | TRUE
62 | bus_LV_901-1_1_4_node_80 | 0.4 | n |  | TRUE
63 | bus_LV_901-1_1_4_node_67 | 0.4 | n |  | TRUE
64 | bus_LV_901-1_1_4_node_68 | 0.4 | n |  | TRUE
65 | bus_LV_901-1_1_4_node_69 | 0.4 | n |  | TRUE
66 | bus_LV_901-1_1_4_node_83 | 0.4 | n |  | TRUE
67 | bus_LV_901-1_1_4_node_71 | 0.4 | n |  | TRUE
68 | bus_LV_901-1_1_4_node_72 | 0.4 | n |  | TRUE
69 | bus_LV_901-1_1_4_node_74 | 0.4 | n |  | TRUE
70 | bus_LV_901-1_1_4_node_75 | 0.4 | n |  | TRUE
71 | bus_LV_901-1_1_4_node_76 | 0.4 | n |  | TRUE
72 | bus_LV_901-1_1_4_node_77 | 0.4 | n |  | TRUE
73 | bus_LV_901-1_1_4_node_89 | 0.4 | n |  | TRUE
74 | bus_LV_901-1_1_4_node_78 | 0.4 | n |  | TRUE
75 | bus_LV_901-1_1_4_node_79 | 0.4 | n |  | TRUE
76 | bus_LV_901-1_1_4_node_81 | 0.4 | n |  | TRUE
77 | bus_LV_901-1_1_4_node_348 | 0.4 | n |  | TRUE
78 | bus_LV_901-1_1_4_node_82 | 0.4 | n |  | TRUE
79 | bus_LV_901-1_1_4_node_86 | 0.4 | n |  | TRUE
80 | bus_LV_901-1_1_4_node_87 | 0.4 | n |  | TRUE
81 | bus_LV_901-1_1_4_node_88 | 0.4 | n |  | TRUE
82 | bus_LV_901-1_1_4_node_341 | 0.4 | n |  | TRUE
83 | bus_LV_901-1_1_4_node_90 | 0.4 | n |  | TRUE
84 | bus_LV_901-1_1_4_node_91 | 0.4 | n |  | TRUE
85 | bus_LV_901-1_1_4_node_92 | 0.4 | n |  | TRUE
86 | bus_LV_901-1_1_4_node_99 | 0.4 | n |  | TRUE
87 | bus_LV_901-1_1_4_node_94 | 0.4 | n |  | TRUE
88 | bus_LV_901-1_1_4_node_95 | 0.4 | n |  | TRUE
89 | bus_LV_901-1_1_4_node_96 | 0.4 | n |  | TRUE
90 | bus_LV_901-1_1_4_node_97 | 0.4 | n |  | TRUE
91 | bus_LV_901-1_1_4_node_98 | 0.4 | n |  | TRUE
92 | bus_LV_901-1_1_4_node_100 | 0.4 | n |  | TRUE
93 | bus_LV_901-1_1_4_node_113 | 0.4 | n |  | TRUE
94 | bus_LV_901-1_1_4_node_115 | 0.4 | n |  | TRUE
95 | bus_LV_901-1_1_4_node_116 | 0.4 | n |  | TRUE
96 | bus_LV_901-1_1_4_node_324 | 0.4 | n |  | TRUE
97 | bus_LV_901-1_1_4_node_323 | 0.4 | n |  | TRUE
98 | bus_LV_901-1_1_4_node_117 | 0.4 | n |  | TRUE
99 | bus_LV_901-1_1_4_node_118 | 0.4 | n |  | TRUE
100 | bus_LV_901-1_1_4_node_119 | 0.4 | n |  | TRUE
101 | bus_LV_901-1_1_4_node_120 | 0.4 | n |  | TRUE
102 | bus_LV_901-1_1_4_node_121 | 0.4 | n |  | TRUE
103 | bus_LV_901-1_1_4_node_122 | 0.4 | n |  | TRUE
104 | bus_LV_901-1_1_4_node_137 | 0.4 | n |  | TRUE
105 | bus_LV_901-1_1_4_node_127 | 0.4 | n |  | TRUE
106 | bus_LV_901-1_1_4_node_156 | 0.4 | n |  | TRUE
107 | bus_LV_901-1_1_4_node_128 | 0.4 | n |  | TRUE
108 | bus_LV_901-1_1_4_node_140 | 0.4 | n |  | TRUE
109 | bus_LV_901-1_1_4_node_132 | 0.4 | n |  | TRUE
110 | bus_LV_901-1_1_4_node_138 | 0.4 | n |  | TRUE
111 | bus_LV_901-1_1_4_node_139 | 0.4 | n |  | TRUE
112 | bus_LV_901-1_1_4_node_141 | 0.4 | n |  | TRUE
113 | bus_LV_901-1_1_4_node_305 | 0.4 | n |  | TRUE
114 | bus_LV_901-1_1_4_node_142 | 0.4 | n |  | TRUE
115 | bus_LV_901-1_1_4_node_159 | 0.4 | n |  | TRUE
116 | bus_LV_901-1_1_4_node_153 | 0.4 | n |  | TRUE
117 | bus_LV_901-1_1_4_node_154 | 0.4 | n |  | TRUE
118 | bus_LV_901-1_1_4_node_155 | 0.4 | n |  | TRUE
119 | bus_LV_901-1_1_4_node_157 | 0.4 | n |  | TRUE
120 | bus_LV_901-1_1_4_node_243 | 0.4 | n |  | TRUE
121 | bus_LV_901-1_1_4_node_351 | 0.4 | n |  | TRUE
122 | bus_LV_901-1_1_4_node_161 | 0.4 | n |  | TRUE
123 | bus_LV_901-1_1_4_node_200 | 0.4 | n |  | TRUE
124 | bus_LV_901-1_1_4_node_201 | 0.4 | n |  | TRUE
125 | bus_LV_901-1_1_4_node_202 | 0.4 | n |  | TRUE
126 | bus_LV_901-1_1_4_node_244 | 0.4 | n |  | TRUE
127 | bus_LV_901-1_1_4_node_245 | 0.4 | n |  | TRUE
128 | bus_LV_901-1_1_4_node_246 | 0.4 | n |  | TRUE
129 | bus_LV_901-1_1_4_node_247 | 0.4 | n |  | TRUE
130 | bus_LV_901-1_1_4_node_248 | 0.4 | n |  | TRUE
131 | bus_LV_901-1_1_4_node_345 | 0.4 | n |  | TRUE
132 | bus_LV_901-1_1_4_node_301 | 0.4 | n |  | TRUE
133 | bus_LV_901-1_1_4_node_302 | 0.4 | n |  | TRUE
134 | bus_LV_901-1_1_4_node_303 | 0.4 | n |  | TRUE
135 | bus_LV_901-1_1_4_node_304 | 0.4 | n |  | TRUE
136 | bus_LV_901-1_1_4_node_306 | 0.4 | n |  | TRUE
137 | bus_LV_901-1_1_4_node_307 | 0.4 | n |  | TRUE
138 | bus_LV_901-1_1_4_node_309 | 0.4 | n |  | TRUE
139 | bus_LV_901-1_1_4_node_311 | 0.4 | n |  | TRUE
140 | bus_LV_901-1_1_4_node_316 | 0.4 | n |  | TRUE
141 | bus_LV_901-1_1_4_node_310 | 0.4 | n |  | TRUE
142 | bus_LV_901-1_1_4_node_368 | 0.4 | n |  | TRUE
143 | bus_LV_901-1_1_4_node_312 | 0.4 | n |  | TRUE
144 | bus_LV_901-1_1_4_node_313 | 0.4 | n |  | TRUE
145 | bus_LV_901-1_1_4_node_314 | 0.4 | n |  | TRUE
146 | bus_LV_901-1_1_4_node_315 | 0.4 | n |  | TRUE
147 | bus_LV_901-1_1_4_node_331 | 0.4 | n |  | TRUE
148 | bus_LV_901-1_1_4_node_340 | 0.4 | n |  | TRUE
149 | bus_LV_901-1_1_4_node_317 | 0.4 | n |  | TRUE
150 | bus_LV_901-1_1_4_node_318 | 0.4 | n |  | TRUE
151 | bus_LV_901-1_1_4_node_319 | 0.4 | n |  | TRUE
152 | bus_LV_901-1_1_4_node_320 | 0.4 | n |  | TRUE
153 | bus_LV_901-1_1_4_node_321 | 0.4 | n |  | TRUE
154 | bus_LV_901-1_1_4_node_325 | 0.4 | n |  | TRUE
155 | bus_LV_901-1_1_4_node_322 | 0.4 | n |  | TRUE
156 | bus_LV_901-1_1_4_node_326 | 0.4 | n |  | TRUE
157 | bus_LV_901-1_1_4_node_327 | 0.4 | n |  | TRUE
158 | bus_LV_901-1_1_4_node_328 | 0.4 | n |  | TRUE
159 | bus_LV_901-1_1_4_node_329 | 0.4 | n |  | TRUE
160 | bus_LV_901-1_1_4_node_367 | 0.4 | n |  | TRUE
161 | bus_LV_901-1_1_4_node_332 | 0.4 | n |  | TRUE
162 | bus_LV_901-1_1_4_node_333 | 0.4 | n |  | TRUE
163 | bus_LV_901-1_1_4_node_335 | 0.4 | n |  | TRUE
164 | bus_LV_901-1_1_4_node_336 | 0.4 | n |  | TRUE
165 | bus_LV_901-1_1_4_node_337 | 0.4 | n |  | TRUE
166 | bus_LV_901-1_1_4_node_346 | 0.4 | n |  | TRUE
167 | bus_LV_901-1_1_4_node_370 | 0.4 | n |  | TRUE
168 | bus_MV_199_0_node_4 | 20 | n |  | TRUE

## load
| name | bus | p_mw | q_mvar | const_z_percent | const_i_percent | sn_mva | scaling | in_service | type
0 | LV_901-1_1_4_load_14 | 0 | 0.00053223 | 0.00013339 | 0 | 0 |  | 1 | TRUE | wye
1 | LV_901-1_1_4_load_15 | 1 | 0.00050337 | 0.00012616 | 0 | 0 |  | 1 | TRUE | wye
2 | LV_901-1_1_4_load_16 | 2 | 0.00071001 | 0.00017794 | 0 | 0 |  | 1 | TRUE | wye
3 | LV_901-1_1_4_load_18 | 4 | 0.00051367 | 0.00012874 | 0 | 0 |  | 1 | TRUE | wye
4 | LV_901-1_1_4_load_62 | 5 | 0.00033496 | 8.3949e-05 | 0 | 0 |  | 1 | TRUE | wye
5 | LV_901-1_1_4_load_57 | 6 | 0.0021954 | 0.00055023 | 0 | 0 |  | 1 | TRUE | wye
6 | LV_901-1_1_4_load_63 | 7 | 0.001351 | 0.00033859 | 0 | 0 |  | 1 | TRUE | wye
7 | LV_901-1_1_4_load_19 | 8 | 0.001833 | 0.0004594 | 0 | 0 |  | 1 | TRUE | wye
8 | LV_901-1_1_4_load_20 | 9 | 0.0011156 | 0.00027959 | 0 | 0 |  | 1 | TRUE | wye
9 | LV_901-1_1_4_load_22 | 11 | 0.00028318 | 7.0971e-05 | 0 | 0 |  | 1 | TRUE | wye
10 | LV_901-1_1_4_load_53 | 13 | 0.00038597 | 9.6733e-05 | 0 | 0 |  | 1 | TRUE | wye
11 | LV_901-1_1_4_load_55 | 15 | 0.00031524 | 7.9006e-05 | 0 | 0 |  | 1 | TRUE | wye
12 | LV_901-1_1_4_load_24 | 16 | 0.0031387 | 0.00078664 | 0 | 0 |  | 1 | TRUE | wye
13 | LV_901-1_1_4_load_27 | 19 | 0.0022126 | 0.00055454 | 0 | 0 |  | 1 | TRUE | wye
14 | LV_901-1_1_4_load_30 | 21 | 0.0042599 | 0.0010676 | 0 | 0 |  | 1 | TRUE | wye
15 | LV_901-1_1_4_load_73 | 24 | 0.00062352 | 0.00015627 | 0 | 0 |  | 1 | TRUE | wye
16 | LV_901-1_1_4_load_49 | 26 | 0.0043518 | 0.0010907 | 0 | 0 |  | 1 | TRUE | wye
17 | LV_901-1_1_4_load_31 | 27 | 0.0013527 | 0.00033902 | 0 | 0 |  | 1 | TRUE | wye
18 | LV_901-1_1_4_load_32 | 28 | 0.0015552 | 0.00038978 | 0 | 0 |  | 1 | TRUE | wye
19 | LV_901-1_1_4_load_34 | 30 | 0.00082424 | 0.00020657 | 0 | 0 |  | 1 | TRUE | wye
20 | LV_901-1_1_4_load_36 | 31 | 0.0023053 | 0.00057777 | 0 | 0 |  | 1 | TRUE | wye
21 | LV_901-1_1_4_load_51 | 32 | 0.0010006 | 0.00025077 | 0 | 0 |  | 1 | TRUE | wye
22 | LV_901-1_1_4_load_43 | 33 | 0.0020945 | 0.00052494 | 0 | 0 |  | 1 | TRUE | wye
23 | LV_901-1_1_4_load_37 | 34 | 0.0019372 | 0.00048552 | 0 | 0 |  | 1 | TRUE | wye
24 | LV_901-1_1_4_load_38 | 35 | 0.0077685 | 0.001947 | 0 | 0 |  | 1 | TRUE | wye
25 | LV_901-1_1_4_load_40 | 37 | 0.0032324 | 0.00081011 | 0 | 0 |  | 1 | TRUE | wye
26 | LV_901-1_1_4_load_41 | 38 | 0.0024918 | 0.0006245 | 0 | 0 |  | 1 | TRUE | wye
27 | LV_901-1_1_4_load_66 | 40 | 0.0062432 | 0.0015647 | 0 | 0 |  | 1 | TRUE | wye
28 | LV_901-1_1_4_load_48 | 41 | 0.009777 | 0.0024504 | 0 | 0 |  | 1 | TRUE | wye
29 | LV_901-1_1_4_load_162 | 42 | 0.0018808 | 0.00047136 | 0 | 0 |  | 1 | TRUE | wye
30 | LV_901-1_1_4_load_160 | 43 | 0.0073807 | 0.0018498 | 0 | 0 |  | 1 | TRUE | wye
31 | LV_901-1_1_4_load_44 | 44 | 0.0036016 | 0.00090265 | 0 | 0 |  | 1 | TRUE | wye
32 | LV_901-1_1_4_load_45 | 45 | 0.0023929 | 0.00059973 | 0 | 0 |  | 1 | TRUE | wye
33 | LV_901-1_1_4_load_46 | 46 | 0.0018537 | 0.00046458 | 0 | 0 |  | 1 | TRUE | wye
34 | LV_901-1_1_4_load_47 | 47 | 0.00085763 | 0.00021494 | 0 | 0 |  | 1 | TRUE | wye
35 | LV_901-1_1_4_load_56 | 48 | 0.0042055 | 0.001054 | 0 | 0 |  | 1 | TRUE | wye
36 | LV_901-1_1_4_load_50 | 49 | 0.0009545 | 0.00023922 | 0 | 0 |  | 1 | TRUE | wye
37 | LV_901-1_1_4_load_52 | 50 | 0.000968 | 0.0002426 | 0 | 0 |  | 1 | TRUE | wye
38 | LV_901-1_1_4_load_54 | 51 | 0.0028803 | 0.00072187 | 0 | 0 |  | 1 | TRUE | wye
39 | LV_901-1_1_4_load_59 | 52 | 0.00089128 | 0.00022338 | 0 | 0 |  | 1 | TRUE | wye
40 | LV_901-1_1_4_load_362 | 56 | 0.0025872 | 0.00064842 | 0 | 0 |  | 1 | TRUE | wye
41 | LV_901-1_1_4_load_363 | 57 | 0.0020753 | 0.00052012 | 0 | 0 |  | 1 | TRUE | wye
42 | LV_901-1_1_4_load_114 | 58 | 0.0003722 | 9.3283e-05 | 0 | 0 |  | 1 | TRUE | wye
43 | LV_901-1_1_4_load_112 | 59 | 0.00040805 | 0.00010227 | 0 | 0 |  | 1 | TRUE | wye
44 | LV_901-1_1_4_load_64 | 60 | 0.0010784 | 0.00027027 | 0 | 0 |  | 1 | TRUE | wye
45 | LV_901-1_1_4_load_93 | 61 | 0.0048725 | 0.0012212 | 0 | 0 |  | 1 | TRUE | wye
46 | LV_901-1_1_4_load_67 | 63 | 0.0016549 | 0.00041476 | 0 | 0 |  | 1 | TRUE | wye
47 | LV_901-1_1_4_load_68 | 64 | 0.00041975 | 0.0001052 | 0 | 0 |  | 1 | TRUE | wye
48 | LV_901-1_1_4_load_69 | 65 | 0.00049549 | 0.00012418 | 0 | 0 |  | 1 | TRUE | wye
49 | LV_901-1_1_4_load_83 | 66 | 0.00037251 | 9.3361e-05 | 0 | 0 |  | 1 | TRUE | wye
50 | LV_901-1_1_4_load_71 | 67 | 0.00055659 | 0.0001395 | 0 | 0 |  | 1 | TRUE | wye
51 | LV_901-1_1_4_load_72 | 68 | 0.00029724 | 7.4497e-05 | 0 | 0 |  | 1 | TRUE | wye
52 | LV_901-1_1_4_load_74 | 69 | 0.00083801 | 0.00021003 | 0 | 0 |  | 1 | TRUE | wye
53 | LV_901-1_1_4_load_75 | 70 | 0.00016093 | 4.0332e-05 | 0 | 0 |  | 1 | TRUE | wye
54 | LV_901-1_1_4_load_89 | 73 | 0.0013602 | 0.0003409 | 0 | 0 |  | 1 | TRUE | wye
55 | LV_901-1_1_4_load_78 | 74 | 0.0010943 | 0.00027425 | 0 | 0 |  | 1 | TRUE | wye
56 | LV_901-1_1_4_load_79 | 75 | 0.010257 | 0.0025707 | 0 | 0 |  | 1 | TRUE | wye
57 | LV_901-1_1_4_load_81 | 76 | 0.0027462 | 0.00068827 | 0 | 0 |  | 1 | TRUE | wye
58 | LV_901-1_1_4_load_82 | 78 | 0.00024259 | 6.0798e-05 | 0 | 0 |  | 1 | TRUE | wye
59 | LV_901-1_1_4_load_86 | 79 | 0.001098 | 0.00027518 | 0 | 0 |  | 1 | TRUE | wye
60 | LV_901-1_1_4_load_87 | 80 | 0.00087734 | 0.00021988 | 0 | 0 |  | 1 | TRUE | wye
61 | LV_901-1_1_4_load_88 | 81 | 0.00021142 | 5.2987e-05 | 0 | 0 |  | 1 | TRUE | wye
62 | LV_901-1_1_4_load_341 | 82 | 0.00016393 | 4.1085e-05 | 0 | 0 |  | 1 | TRUE | wye
63 | LV_901-1_1_4_load_92 | 85 | 0.00084816 | 0.00021257 | 0 | 0 |  | 1 | TRUE | wye
64 | LV_901-1_1_4_load_99 | 86 | 0.00066064 | 0.00016557 | 0 | 0 |  | 1 | TRUE | wye
65 | LV_901-1_1_4_load_95 | 88 | 0.0012909 | 0.00032353 | 0 | 0 |  | 1 | TRUE | wye
66 | LV_901-1_1_4_load_96 | 89 | 0.0011493 | 0.00028805 | 0 | 0 |  | 1 | TRUE | wye
67 | LV_901-1_1_4_load_97 | 90 | 0.00033953 | 8.5094e-05 | 0 | 0 |  | 1 | TRUE | wye
68 | LV_901-1_1_4_load_100 | 92 | 0.00022202 | 5.5643e-05 | 0 | 0 |  | 1 | TRUE | wye
69 | LV_901-1_1_4_load_113 | 93 | 0.0019248 | 0.00048241 | 0 | 0 |  | 1 | TRUE | wye
70 | LV_901-1_1_4_load_115 | 94 | 0.00068567 | 0.00017184 | 0 | 0 |  | 1 | TRUE | wye
71 | LV_901-1_1_4_load_324 | 96 | 0.00068241 | 0.00017103 | 0 | 0 |  | 1 | TRUE | wye
72 | LV_901-1_1_4_load_323 | 97 | 6.8745e-05 | 1.7229e-05 | 0 | 0 |  | 1 | TRUE | wye
73 | LV_901-1_1_4_load_117 | 98 | 0.00011707 | 2.934e-05 | 0 | 0 |  | 1 | TRUE | wye
74 | LV_901-1_1_4_load_118 | 99 | 0.00017892 | 4.4841e-05 | 0 | 0 |  | 1 | TRUE | wye
75 | LV_901-1_1_4_load_120 | 101 | 7.9341e-05 | 1.9885e-05 | 0 | 0 |  | 1 | TRUE | wye
76 | LV_901-1_1_4_load_121 | 102 | 0.00010511 | 2.6344e-05 | 0 | 0 |  | 1 | TRUE | wye
77 | LV_901-1_1_4_load_122 | 103 | 0.0005872 | 0.00014717 | 0 | 0 |  | 1 | TRUE | wye
78 | LV_901-1_1_4_load_137 | 104 | 0.00031572 | 7.9127e-05 | 0 | 0 |  | 1 | TRUE | wye
79 | LV_901-1_1_4_load_127 | 105 | 0.00016641 | 4.1707e-05 | 0 | 0 |  | 1 | TRUE | wye
80 | LV_901-1_1_4_load_156 | 106 | 8.2707e-05 | 2.0728e-05 | 0 | 0 |  | 1 | TRUE | wye
81 | LV_901-1_1_4_load_132 | 109 | 0.00030757 | 7.7084e-05 | 0 | 0 |  | 1 | TRUE | wye
82 | LV_901-1_1_4_load_138 | 110 | 0.00024491 | 6.138e-05 | 0 | 0 |  | 1 | TRUE | wye
83 | LV_901-1_1_4_load_139 | 111 | 8.0219e-05 | 2.0105e-05 | 0 | 0 |  | 1 | TRUE | wye
84 | LV_901-1_1_4_load_141 | 112 | 0.00061672 | 0.00015456 | 0 | 0 |  | 1 | TRUE | wye
85 | LV_901-1_1_4_load_153 | 116 | 0.00019954 | 5.0011e-05 | 0 | 0 |  | 1 | TRUE | wye
86 | LV_901-1_1_4_load_154 | 117 | 0.00018196 | 4.5603e-05 | 0 | 0 |  | 1 | TRUE | wye
87 | LV_901-1_1_4_load_155 | 118 | 0.00024495 | 6.1391e-05 | 0 | 0 |  | 1 | TRUE | wye
88 | LV_901-1_1_4_load_157 | 119 | 8.6276e-05 | 2.1623e-05 | 0 | 0 |  | 1 | TRUE | wye
89 | LV_901-1_1_4_load_243 | 120 | 0.00032971 | 8.2632e-05 | 0 | 0 |  | 1 | TRUE | wye
90 | LV_901-1_1_4_load_351 | 121 | 0.0002578 | 6.4611e-05 | 0 | 0 |  | 1 | TRUE | wye
91 | LV_901-1_1_4_load_161 | 122 | 0.0045562 | 0.0011419 | 0 | 0 |  | 1 | TRUE | wye
92 | LV_901-1_1_4_load_200 | 123 | 0.0035746 | 0.00089587 | 0 | 0 |  | 1 | TRUE | wye
93 | LV_901-1_1_4_load_201 | 124 | 0.0012367 | 0.00030995 | 0 | 0 |  | 1 | TRUE | wye
94 | LV_901-1_1_4_load_202 | 125 | 0.0030662 | 0.00076847 | 0 | 0 |  | 1 | TRUE | wye
95 | LV_901-1_1_4_load_244 | 126 | 0.00011325 | 2.8383e-05 | 0 | 0 |  | 1 | TRUE | wye
96 | LV_901-1_1_4_load_245 | 127 | 9.6905e-05 | 2.4287e-05 | 0 | 0 |  | 1 | TRUE | wye
97 | LV_901-1_1_4_load_246 | 128 | 0.00052372 | 0.00013126 | 0 | 0 |  | 1 | TRUE | wye
98 | LV_901-1_1_4_load_248 | 130 | 0.0002714 | 6.802e-05 | 0 | 0 |  | 1 | TRUE | wye
99 | LV_901-1_1_4_load_345 | 131 | 0.00023356 | 5.8535e-05 | 0 | 0 |  | 1 | TRUE | wye
100 | LV_901-1_1_4_load_301 | 132 | 9.8539e-05 | 2.4696e-05 | 0 | 0 |  | 1 | TRUE | wye
101 | LV_901-1_1_4_load_303 | 134 | 0.00027839 | 6.9771e-05 | 0 | 0 |  | 1 | TRUE | wye
102 | LV_901-1_1_4_load_304 | 135 | 7.8744e-05 | 1.9735e-05 | 0 | 0 |  | 1 | TRUE | wye
103 | LV_901-1_1_4_load_306 | 136 | 6.833e-05 | 1.7125e-05 | 0 | 0 |  | 1 | TRUE | wye
104 | LV_901-1_1_4_load_316 | 140 | 0.00031366 | 7.861e-05 | 0 | 0 |  | 1 | TRUE | wye
105 | LV_901-1_1_4_load_310 | 141 | 0.00036074 | 9.0411e-05 | 0 | 0 |  | 1 | TRUE | wye
106 | LV_901-1_1_4_load_312 | 143 | 0.00011489 | 2.8793e-05 | 0 | 0 |  | 1 | TRUE | wye
107 | LV_901-1_1_4_load_314 | 145 | 0.0001094 | 2.7417e-05 | 0 | 0 |  | 1 | TRUE | wye
108 | LV_901-1_1_4_load_331 | 147 | 0.00041337 | 0.0001036 | 0 | 0 |  | 1 | TRUE | wye
109 | LV_901-1_1_4_load_340 | 148 | 0.0002549 | 6.3883e-05 | 0 | 0 |  | 1 | TRUE | wye
110 | LV_901-1_1_4_load_317 | 149 | 0.00014011 | 3.5116e-05 | 0 | 0 |  | 1 | TRUE | wye
111 | LV_901-1_1_4_load_318 | 150 | 0.00019753 | 4.9505e-05 | 0 | 0 |  | 1 | TRUE | wye
112 | LV_901-1_1_4_load_321 | 153 | 0.00026602 | 6.667e-05 | 0 | 0 |  | 1 | TRUE | wye
113 | LV_901-1_1_4_load_325 | 154 | 0.0006088 | 0.00015258 | 0 | 0 |  | 1 | TRUE | wye
114 | LV_901-1_1_4_load_322 | 155 | 0.00018102 | 4.5368e-05 | 0 | 0 |  | 1 | TRUE | wye
115 | LV_901-1_1_4_load_326 | 156 | 0.0040143 | 0.0010061 | 0 | 0 |  | 1 | TRUE | wye
116 | LV_901-1_1_4_load_327 | 157 | 0.00011231 | 2.8149e-05 | 0 | 0 |  | 1 | TRUE | wye
117 | LV_901-1_1_4_load_328 | 158 | 9.8162e-05 | 2.4602e-05 | 0 | 0 |  | 1 | TRUE | wye
118 | LV_901-1_1_4_load_329 | 159 | 0.00032852 | 8.2335e-05 | 0 | 0 |  | 1 | TRUE | wye
119 | LV_901-1_1_4_load_367 | 160 | 0.00030111 | 7.5465e-05 | 0 | 0 |  | 1 | TRUE | wye
120 | LV_901-1_1_4_load_332 | 161 | 9.7858e-05 | 2.4526e-05 | 0 | 0 |  | 1 | TRUE | wye
121 | LV_901-1_1_4_load_333 | 162 | 9.1359e-05 | 2.2897e-05 | 0 | 0 |  | 1 | TRUE | wye
122 | LV_901-1_1_4_load_335 | 163 | 0.00044669 | 0.00011195 | 0 | 0 |  | 1 | TRUE | wye
123 | LV_901-1_1_4_load_337 | 165 | 8.8885e-05 | 2.2277e-05 | 0 | 0 |  | 1 | TRUE | wye
124 | LV_901-1_1_4_load_346 | 166 | 0.00031643 | 7.9304e-05 | 0 | 0 |  | 1 | TRUE | wye
125 | LV_901-1_1_4_load_370 | 167 | 3.8957e-05 | 9.7636e-06 | 0 | 0 |  | 1 | TRUE | wye

## ext_grid
| name | bus | vm_pu | va_degree | slack_weight | in_service
0 |  | 44 | 1 | 0 | 1 | TRUE

## line
| name | std_type | from_bus | to_bus | length_km | r_ohm_per_km | x_ohm_per_km | c_nf_per_km | g_us_per_km | max_i_ka | df | parallel | type | in_service
0 | LV_901-1_1_4_line_0 | NAYY 4x150 SE | 0 | 1 | 0.01788 | 0.208 | 0.08 | 261 | 0 | 0.27 | 1 | 1 | cs | TRUE
1 | LV_901-1_1_4_line_1 | NAYY 4x150 SE | 0 | 2 | 0.022444 | 0.208 | 0.08 | 261 | 0 | 0.27 | 1 | 1 | cs | TRUE
2 | LV_901-1_1_4_line_2 | NAYY 4x150 SE | 1 | 3 | 0.012663 | 0.208 | 0.08 | 261 | 0 | 0.27 | 1 | 1 | cs | TRUE
3 | LV_901-1_1_4_line_3 | NAYY 4x150 SE | 2 | 4 | 0.015533 | 0.208 | 0.08 | 261 | 0 | 0.27 | 1 | 1 | cs | TRUE
4 | LV_901-1_1_4_line_4 | NAYY 4x150 SE | 3 | 5 | 0.022304 | 0.208 | 0.08 | 261 | 0 | 0.27 | 1 | 1 | cs | TRUE
5 | LV_901-1_1_4_line_5 | NAYY 4x150 SE | 3 | 6 | 0.0071206 | 0.208 | 0.08 | 261 | 0 | 0.27 | 1 | 1 | cs | TRUE
6 | LV_901-1_1_4_line_6 | NAYY 4x150 SE | 4 | 7 | 0.024054 | 0.208 | 0.08 | 261 | 0 | 0.27 | 1 | 1 | cs | TRUE
7 | LV_901-1_1_4_line_7 | NAYY 4x150 SE | 6 | 53 | 0.032306 | 0.208 | 0.08 | 261 | 0 | 0.27 | 1 | 1 | cs | TRUE
8 | LV_901-1_1_4_line_8 | NAYY 4x150 SE | 7 | 60 | 0.0031284 | 0.208 | 0.08 | 261 | 0 | 0.27 | 1 | 1 | cs | TRUE
9 | LV_901-1_1_4_line_9 | NAYY 4x150 SE | 8 | 9 | 0.031809 | 0.208 | 0.08 | 261 | 0 | 0.27 | 1 | 1 | cs | TRUE
10 | LV_901-1_1_4_line_10 | NAYY 4x150 SE | 8 | 10 | 0.050586 | 0.208 | 0.08 | 261 | 0 | 0.27 | 1 | 1 | cs | TRUE
11 | LV_901-1_1_4_line_11 | NAYY 4x150 SE | 10 | 11 | 0.011822 | 0.208 | 0.08 | 261 | 0 | 0.27 | 1 | 1 | cs | TRUE
12 | LV_901-1_1_4_line_12 | NAYY 4x150 SE | 10 | 12 | 0.024003 | 0.208 | 0.08 | 261 | 0 | 0.27 | 1 | 1 | cs | TRUE
13 | LV_901-1_1_4_line_13 | NAYY 4x150 SE | 11 | 13 | 0.0002456 | 0.208 | 0.08 | 261 | 0 | 0.27 | 1 | 1 | cs | TRUE
14 | LV_901-1_1_4_line_14 | NAYY 4x150 SE | 12 | 14 | 0.2618 | 0.208 | 0.08 | 261 | 0 | 0.27 | 1 | 1 | cs | TRUE
15 | LV_901-1_1_4_line_15 | NAYY 4x150 SE | 12 | 15 | 0.020025 | 0.208 | 0.08 | 261 | 0 | 0.27 | 1 | 1 | cs | TRUE
16 | LV_901-1_1_4_line_16 | NAYY 4x150 SE | 13 | 31 | 0.060996 | 0.208 | 0.08 | 261 | 0 | 0.27 | 1 | 1 | cs | TRUE
17 | LV_901-1_1_4_line_17 | NAYY 4x150 SE | 14 | 61 | 0.03501 | 0.208 | 0.08 | 261 | 0 | 0.27 | 1 | 1 | cs | TRUE
18 | LV_901-1_1_4_line_18 | NAYY 4x150 SE | 15 | 51 | 0.028485 | 0.208 | 0.08 | 261 | 0 | 0.27 | 1 | 1 | cs | TRUE
19 | LV_901-1_1_4_line_19 | NAYY 4x150 SE | 16 | 17 | 0.015245 | 0.208 | 0.08 | 261 | 0 | 0.27 | 1 | 1 | cs | TRUE
20 | LV_901-1_1_4_line_20 | NAYY 4x150 SE | 16 | 18 | 0.010165 | 0.208 | 0.08 | 261 | 0 | 0.27 | 1 | 1 | cs | TRUE
21 | LV_901-1_1_4_line_21 | NAYY 4x150 SE | 17 | 19 | 0.018385 | 0.208 | 0.08 | 261 | 0 | 0.27 | 1 | 1 | cs | TRUE
22 | LV_901-1_1_4_line_22 | NAYY 4x150 SE | 17 | 20 | 0.096364 | 0.208 | 0.08 | 261 | 0 | 0.27 | 1 | 1 | cs | TRUE
23 | LV_901-1_1_4_line_23 | NAYY 4x150 SE | 18 | 21 | 0.012819 | 0.208 | 0.08 | 261 | 0 | 0.27 | 1 | 1 | cs | TRUE
24 | LV_901-1_1_4_line_24 | NAYY 4x150 SE | 19 | 22 | 0.0067961 | 0.208 | 0.08 | 261 | 0 | 0.27 | 1 | 1 | cs | TRUE
25 | LV_901-1_1_4_line_25 | NAYY 4x150 SE | 20 | 23 | 0.011148 | 0.208 | 0.08 | 261 | 0 | 0.27 | 1 | 1 | cs | TRUE
26 | LV_901-1_1_4_line_26 | NAYY 4x150 SE | 20 | 24 | 0.02132 | 0.208 | 0.08 | 261 | 0 | 0.27 | 1 | 1 | cs | TRUE
27 | LV_901-1_1_4_line_27 | NAYY 4x150 SE | 21 | 26 | 0.0024953 | 0.208 | 0.08 | 261 | 0 | 0.27 | 1 | 1 | cs | TRUE
28 | LV_901-1_1_4_line_28 | NAYY 4x150 SE | 22 | 25 | 0.019358 | 0.208 | 0.08 | 261 | 0 | 0.27 | 1 | 1 | cs | TRUE
29 | LV_901-1_1_4_line_29 | NAYY 4x150 SE | 23 | 66 | 0.011367 | 0.208 | 0.08 | 261 | 0 | 0.27 | 1 | 1 | cs | TRUE
30 | LV_901-1_1_4_line_30 | NAYY 4x150 SE | 23 | 65 | 0.028209 | 0.208 | 0.08 | 261 | 0 | 0.27 | 1 | 1 | cs | TRUE
31 | LV_901-1_1_4_line_31 | NAYY 4x150 SE | 24 | 67 | 0.049766 | 0.208 | 0.08 | 261 | 0 | 0.27 | 1 | 1 | cs | TRUE
32 | LV_901-1_1_4_line_32 | NAYY 4x150 SE | 25 | 33 | 0.020679 | 0.208 | 0.08 | 261 | 0 | 0.27 | 1 | 2 | cs | TRUE
33 | LV_901-1_1_4_line_33 | NAYY 4x150 SE | 25 | 29 | 0.030953 | 0.208 | 0.08 | 261 | 0 | 0.27 | 1 | 1 | cs | TRUE
34 | LV_901-1_1_4_line_34 | NAYY 4x150 SE | 26 | 41 | 0.012468 | 0.208 | 0.08 | 261 | 0 | 0.27 | 1 | 1 | cs | TRUE
35 | LV_901-1_1_4_line_35 | NAYY 4x150 SE | 27 | 28 | 0.02211 | 0.208 | 0.08 | 261 | 0 | 0.27 | 1 | 1 | cs | TRUE
36 | LV_901-1_1_4_line_36 | NAYY 4x150 SE | 27 | 29 | 0.0044308 | 0.208 | 0.08 | 261 | 0 | 0.27 | 1 | 1 | cs | TRUE
37 | LV_901-1_1_4_line_37 | NAYY 4x150 SE | 28 | 30 | 0.02038 | 0.208 | 0.08 | 261 | 0 | 0.27 | 1 | 1 | cs | TRUE
38 | LV_901-1_1_4_line_38 | NAYY 4x150 SE | 29 | 31 | 0.0091409 | 0.208 | 0.08 | 261 | 0 | 0.27 | 1 | 1 | cs | TRUE
39 | LV_901-1_1_4_line_39 | NAYY 4x150 SE | 30 | 32 | 0.020078 | 0.208 | 0.08 | 261 | 0 | 0.27 | 1 | 1 | cs | TRUE
40 | LV_901-1_1_4_line_40 | NAYY 4x150 SE | 32 | 49 | 0.02226 | 0.208 | 0.08 | 261 | 0 | 0.27 | 1 | 1 | cs | TRUE
41 | LV_901-1_1_4_line_41 | NAYY 4x150 SE | 33 | 44 | 0.028328 | 0.208 | 0.08 | 261 | 0 | 0.27 | 1 | 2 | cs | TRUE
42 | LV_901-1_1_4_line_42 | NAYY 4x150 SE | 34 | 35 | 0.011325 | 0.208 | 0.08 | 261 | 0 | 0.27 | 1 | 1 | cs | TRUE
43 | LV_901-1_1_4_line_43 | NAYY 4x150 SE | 34 | 36 | 0.026367 | 0.208 | 0.08 | 261 | 0 | 0.27 | 1 | 1 | cs | TRUE
44 | LV_901-1_1_4_line_44 | NAYY 4x150 SE | 35 | 37 | 0.030472 | 0.208 | 0.08 | 261 | 0 | 0.27 | 1 | 1 | cs | TRUE
45 | LV_901-1_1_4_line_45 | NAYY 4x150 SE | 36 | 38 | 0.0034671 | 0.208 | 0.08 | 261 | 0 | 0.27 | 1 | 1 | cs | TRUE
46 | LV_901-1_1_4_line_46 | NAYY 4x150 SE | 36 | 39 | 0.044984 | 0.208 | 0.08 | 261 | 0 | 0.27 | 1 | 1 | cs | TRUE
47 | LV_901-1_1_4_line_47 | NAYY 4x150 SE | 37 | 40 | 0.042728 | 0.208 | 0.08 | 261 | 0 | 0.27 | 1 | 1 | cs | TRUE
48 | LV_901-1_1_4_line_48 | NAYY 4x150 SE | 38 | 41 | 0.021112 | 0.208 | 0.08 | 261 | 0 | 0.27 | 1 | 1 | cs | TRUE
49 | LV_901-1_1_4_line_49 | NAYY 4x150 SE | 39 | 42 | 0.042633 | 0.208 | 0.08 | 261 | 0 | 0.27 | 1 | 1 | cs | TRUE
50 | LV_901-1_1_4_line_50 | NAYY 4x150 SE | 39 | 43 | 0.040965 | 0.208 | 0.08 | 261 | 0 | 0.27 | 1 | 1 | cs | TRUE
51 | LV_901-1_1_4_line_51 | NAYY 4x150 SE | 40 | 62 | 0.052446 | 0.208 | 0.08 | 261 | 0 | 0.27 | 1 | 1 | cs | TRUE
52 | LV_901-1_1_4_line_52 | NAYY 4x150 SE | 43 | 122 | 0.018929 | 0.208 | 0.08 | 261 | 0 | 0.27 | 1 | 1 | cs | TRUE
53 | LV_901-1_1_4_line_53 | NAYY 4x150 SE | 44 | 45 | 0.014402 | 0.208 | 0.08 | 261 | 0 | 0.27 | 1 | 2 | cs | TRUE
54 | LV_901-1_1_4_line_54 | NAYY 4x150 SE | 45 | 46 | 0.0050627 | 0.208 | 0.08 | 261 | 0 | 0.27 | 1 | 2 | cs | TRUE
55 | LV_901-1_1_4_line_55 | NAYY 4x150 SE | 46 | 47 | 0.021142 | 0.208 | 0.08 | 261 | 0 | 0.27 | 1 | 2 | cs | TRUE
56 | LV_901-1_1_4_line_56 | NAYY 4x150 SE | 47 | 48 | 0.017786 | 0.208 | 0.08 | 261 | 0 | 0.27 | 1 | 2 | cs | TRUE
57 | LV_901-1_1_4_line_57 | NAYY 4x150 SE | 48 | 52 | 0.030823 | 0.208 | 0.08 | 261 | 0 | 0.27 | 1 | 2 | cs | TRUE
58 | LV_901-1_1_4_line_58 | NAYY 4x150 SE | 49 | 50 | 0.0020505 | 0.208 | 0.08 | 261 | 0 | 0.27 | 1 | 1 | cs | TRUE
59 | LV_901-1_1_4_line_59 | NAYY 4x150 SE | 52 | 53 | 0.019046 | 0.208 | 0.08 | 261 | 0 | 0.27 | 1 | 2 | cs | TRUE
60 | LV_901-1_1_4_line_60 | NAYY 4x150 SE | 53 | 54 | 0.14366 | 0.208 | 0.08 | 261 | 0 | 0.27 | 1 | 1 | cs | TRUE
61 | LV_901-1_1_4_line_61 | NAYY 4x150 SE | 53 | 55 | 0.16521 | 0.208 | 0.08 | 261 | 0 | 0.27 | 1 | 2 | cs | TRUE
62 | LV_901-1_1_4_line_62 | NAYY 4x150 SE | 54 | 56 | 0.052319 | 0.208 | 0.08 | 261 | 0 | 0.27 | 1 | 1 | cs | TRUE
63 | LV_901-1_1_4_line_63 | NAYY 4x150 SE | 54 | 57 | 0.033268 | 0.208 | 0.08 | 261 | 0 | 0.27 | 1 | 1 | cs | TRUE
64 | LV_901-1_1_4_line_64 | NAYY 4x150 SE | 55 | 58 | 0.084997 | 0.208 | 0.08 | 261 | 0 | 0.27 | 1 | 2 | cs | TRUE
65 | LV_901-1_1_4_line_65 | NAYY 4x150 SE | 55 | 59 | 0.10477 | 0.208 | 0.08 | 261 | 0 | 0.27 | 1 | 1 | cs | TRUE
66 | LV_901-1_1_4_line_66 | NAYY 4x150 SE | 58 | 94 | 0.0085173 | 0.208 | 0.08 | 261 | 0 | 0.27 | 1 | 2 | cs | TRUE
67 | LV_901-1_1_4_line_67 | NAYY 4x150 SE | 59 | 93 | 0.010814 | 0.208 | 0.08 | 261 | 0 | 0.27 | 1 | 1 | cs | TRUE
68 | LV_901-1_1_4_line_68 | NAYY 4x150 SE | 61 | 87 | 0.015588 | 0.208 | 0.08 | 261 | 0 | 0.27 | 1 | 1 | cs | TRUE
69 | LV_901-1_1_4_line_69 | NAYY 4x150 SE | 62 | 77 | 0.216 | 0.208 | 0.08 | 261 | 0 | 0.27 | 1 | 1 | cs | TRUE
70 | LV_901-1_1_4_line_70 | NAYY 4x150 SE | 62 | 74 | 0.21754 | 0.208 | 0.08 | 261 | 0 | 0.27 | 1 | 1 | cs | TRUE
71 | LV_901-1_1_4_line_71 | NAYY 4x150 SE | 63 | 64 | 0.0079484 | 0.208 | 0.08 | 261 | 0 | 0.27 | 1 | 1 | cs | TRUE
72 | LV_901-1_1_4_line_72 | NAYY 4x150 SE | 63 | 65 | 0.012655 | 0.208 | 0.08 | 261 | 0 | 0.27 | 1 | 1 | cs | TRUE
73 | LV_901-1_1_4_line_73 | NAYY 4x150 SE | 66 | 78 | 0.033847 | 0.208 | 0.08 | 261 | 0 | 0.27 | 1 | 1 | cs | TRUE
74 | LV_901-1_1_4_line_74 | NAYY 4x150 SE | 67 | 68 | 0.017602 | 0.208 | 0.08 | 261 | 0 | 0.27 | 1 | 1 | cs | TRUE
75 | LV_901-1_1_4_line_75 | NAYY 4x150 SE | 68 | 69 | 0.00069703 | 0.208 | 0.08 | 261 | 0 | 0.27 | 1 | 1 | cs | TRUE
76 | LV_901-1_1_4_line_76 | NAYY 4x150 SE | 69 | 70 | 0.012918 | 0.208 | 0.08 | 261 | 0 | 0.27 | 1 | 1 | cs | TRUE
77 | LV_901-1_1_4_line_77 | NAYY 4x150 SE | 70 | 71 | 0.076273 | 0.208 | 0.08 | 261 | 0 | 0.27 | 1 | 1 | cs | TRUE
78 | LV_901-1_1_4_line_78 | NAYY 4x150 SE | 71 | 72 | 0.10485 | 0.208 | 0.08 | 261 | 0 | 0.27 | 1 | 1 | cs | TRUE
79 | LV_901-1_1_4_line_79 | NAYY 4x150 SE | 72 | 73 | 0.18109 | 0.208 | 0.08 | 261 | 0 | 0.27 | 1 | 1 | cs | TRUE
80 | LV_901-1_1_4_line_80 | NAYY 4x150 SE | 73 | 83 | 0.021544 | 0.208 | 0.08 | 261 | 0 | 0.27 | 1 | 1 | cs | TRUE
81 | LV_901-1_1_4_line_81 | NAYY 4x150 SE | 74 | 75 | 0.01602 | 0.208 | 0.08 | 261 | 0 | 0.27 | 1 | 1 | cs | TRUE
82 | LV_901-1_1_4_line_82 | NAYY 4x150 SE | 75 | 76 | 0.0090267 | 0.208 | 0.08 | 261 | 0 | 0.27 | 1 | 1 | cs | TRUE
83 | LV_901-1_1_4_line_83 | NAYY 4x150 SE | 77 | 125 | 0.019013 | 0.208 | 0.08 | 261 | 0 | 0.27 | 1 | 1 | cs | TRUE
84 | LV_901-1_1_4_line_84 | NAYY 4x150 SE | 79 | 80 | 0.03362 | 0.208 | 0.08 | 261 | 0 | 0.27 | 1 | 1 | cs | TRUE
85 | LV_901-1_1_4_line_85 | NAYY 4x150 SE | 80 | 81 | 0.018295 | 0.208 | 0.08 | 261 | 0 | 0.27 | 1 | 1 | cs | TRUE
86 | LV_901-1_1_4_line_86 | NAYY 4x150 SE | 81 | 82 | 0.0049095 | 0.208 | 0.08 | 261 | 0 | 0.27 | 1 | 1 | cs | TRUE
87 | LV_901-1_1_4_line_87 | NAYY 4x150 SE | 82 | 84 | 0.012567 | 0.208 | 0.08 | 261 | 0 | 0.27 | 1 | 1 | cs | TRUE
88 | LV_901-1_1_4_line_88 | NAYY 4x150 SE | 83 | 84 | 0.12576 | 0.208 | 0.08 | 261 | 0 | 0.27 | 1 | 1 | cs | TRUE
89 | LV_901-1_1_4_line_89 | NAYY 4x150 SE | 83 | 85 | 0.014596 | 0.208 | 0.08 | 261 | 0 | 0.27 | 1 | 1 | cs | TRUE
90 | LV_901-1_1_4_line_90 | NAYY 4x150 SE | 85 | 86 | 0.064237 | 0.208 | 0.08 | 261 | 0 | 0.27 | 1 | 1 | cs | TRUE
91 | LV_901-1_1_4_line_91 | NAYY 4x150 SE | 86 | 91 | 0.0080035 | 0.208 | 0.08 | 261 | 0 | 0.27 | 1 | 1 | cs | TRUE
92 | LV_901-1_1_4_line_92 | NAYY 4x150 SE | 87 | 88 | 0.007124 | 0.208 | 0.08 | 261 | 0 | 0.27 | 1 | 1 | cs | TRUE
93 | LV_901-1_1_4_line_93 | NAYY 4x150 SE | 89 | 90 | 0.11047 | 0.208 | 0.08 | 261 | 0 | 0.27 | 1 | 1 | cs | TRUE
94 | LV_901-1_1_4_line_94 | NAYY 4x150 SE | 89 | 91 | 0.096694 | 0.208 | 0.08 | 261 | 0 | 0.27 | 1 | 1 | cs | TRUE
95 | LV_901-1_1_4_line_95 | NAYY 4x150 SE | 91 | 92 | 0.018938 | 0.208 | 0.08 | 261 | 0 | 0.27 | 1 | 1 | cs | TRUE
96 | LV_901-1_1_4_line_96 | NAYY 4x150 SE | 94 | 95 | 0.11402 | 0.208 | 0.08 | 261 | 0 | 0.27 | 1 | 2 | cs | TRUE
97 | LV_901-1_1_4_line_97 | NAYY 4x150 SE | 95 | 96 | 0.05931 | 0.208 | 0.08 | 261 | 0 | 0.27 | 1 | 1 | cs | TRUE
98 | LV_901-1_1_4_line_98 | NAYY 4x150 SE | 95 | 97 | 0.10875 | 0.208 | 0.08 | 261 | 0 | 0.27 | 1 | 1 | cs | TRUE
99 | LV_901-1_1_4_line_99 | NAYY 4x150 SE | 96 | 156 | 0.04659 | 0.208 | 0.08 | 261 | 0 | 0.27 | 1 | 1 | cs | TRUE
100 | LV_901-1_1_4_line_100 | NAYY 4x150 SE | 97 | 152 | 0.050769 | 0.208 | 0.08 | 261 | 0 | 0.27 | 1 | 1 | cs | TRUE
101 | LV_901-1_1_4_line_101 | NAYY 4x150 SE | 98 | 99 | 0.0038636 | 0.208 | 0.08 | 261 | 0 | 0.27 | 1 | 1 | cs | TRUE
102 | LV_901-1_1_4_line_102 | NAYY 4x150 SE | 98 | 100 | 0.027971 | 0.208 | 0.08 | 261 | 0 | 0.27 | 1 | 1 | cs | TRUE
103 | LV_901-1_1_4_line_103 | NAYY 4x150 SE | 99 | 101 | 0.01277 | 0.208 | 0.08 | 261 | 0 | 0.27 | 1 | 1 | cs | TRUE
104 | LV_901-1_1_4_line_104 | NAYY 4x150 SE | 100 | 102 | 0.012908 | 0.208 | 0.08 | 261 | 0 | 0.27 | 1 | 1 | cs | TRUE
105 | LV_901-1_1_4_line_105 | NAYY 4x150 SE | 100 | 103 | 0.065109 | 0.208 | 0.08 | 261 | 0 | 0.27 | 1 | 1 | cs | TRUE
106 | LV_901-1_1_4_line_106 | NAYY 4x150 SE | 101 | 104 | 0.011299 | 0.208 | 0.08 | 261 | 0 | 0.27 | 1 | 1 | cs | TRUE
107 | LV_901-1_1_4_line_107 | NAYY 4x150 SE | 102 | 105 | 0.010963 | 0.208 | 0.08 | 261 | 0 | 0.27 | 1 | 1 | cs | TRUE
108 | LV_901-1_1_4_line_108 | NAYY 4x150 SE | 103 | 106 | 0.0078094 | 0.208 | 0.08 | 261 | 0 | 0.27 | 1 | 1 | cs | TRUE
109 | LV_901-1_1_4_line_109 | NAYY 4x150 SE | 104 | 109 | 0.0056254 | 0.208 | 0.08 | 261 | 0 | 0.27 | 1 | 1 | cs | TRUE
110 | LV_901-1_1_4_line_110 | NAYY 4x150 SE | 105 | 107 | 0.046985 | 0.208 | 0.08 | 261 | 0 | 0.27 | 1 | 1 | cs | TRUE
111 | LV_901-1_1_4_line_111 | NAYY 4x150 SE | 106 | 117 | 0.027119 | 0.208 | 0.08 | 261 | 0 | 0.27 | 1 | 1 | cs | TRUE
112 | LV_901-1_1_4_line_112 | NAYY 4x150 SE | 107 | 108 | 0.015307 | 0.208 | 0.08 | 261 | 0 | 0.27 | 1 | 1 | cs | TRUE
113 | LV_901-1_1_4_line_113 | NAYY 4x150 SE | 108 | 110 | 0.0018534 | 0.208 | 0.08 | 261 | 0 | 0.27 | 1 | 1 | cs | TRUE
114 | LV_901-1_1_4_line_114 | NAYY 4x150 SE | 110 | 111 | 0.034808 | 0.208 | 0.08 | 261 | 0 | 0.27 | 1 | 1 | cs | TRUE
115 | LV_901-1_1_4_line_115 | NAYY 4x150 SE | 111 | 112 | 0.047205 | 0.208 | 0.08 | 261 | 0 | 0.27 | 1 | 1 | cs | TRUE
116 | LV_901-1_1_4_line_116 | NAYY 4x150 SE | 111 | 113 | 0.17125 | 0.208 | 0.08 | 261 | 0 | 0.27 | 1 | 1 | cs | TRUE
117 | LV_901-1_1_4_line_117 | NAYY 4x150 SE | 112 | 114 | 0.04077 | 0.208 | 0.08 | 261 | 0 | 0.27 | 1 | 1 | cs | TRUE
118 | LV_901-1_1_4_line_118 | NAYY 4x150 SE | 113 | 136 | 0.15066 | 0.208 | 0.08 | 261 | 0 | 0.27 | 1 | 1 | cs | TRUE
119 | LV_901-1_1_4_line_119 | NAYY 4x150 SE | 114 | 115 | 0.009075 | 0.208 | 0.08 | 261 | 0 | 0.27 | 1 | 1 | cs | TRUE
120 | LV_901-1_1_4_line_120 | NAYY 4x150 SE | 115 | 121 | 0.1444 | 0.208 | 0.08 | 261 | 0 | 0.27 | 1 | 1 | cs | TRUE
121 | LV_901-1_1_4_line_121 | NAYY 4x150 SE | 116 | 117 | 0.014857 | 0.208 | 0.08 | 261 | 0 | 0.27 | 1 | 1 | cs | TRUE
122 | LV_901-1_1_4_line_122 | NAYY 4x150 SE | 116 | 118 | 0.28252 | 0.208 | 0.08 | 261 | 0 | 0.27 | 1 | 1 | cs | TRUE
123 | LV_901-1_1_4_line_123 | NAYY 4x150 SE | 118 | 119 | 0.038128 | 0.208 | 0.08 | 261 | 0 | 0.27 | 1 | 1 | cs | TRUE
124 | LV_901-1_1_4_line_124 | NAYY 4x150 SE | 119 | 120 | 0.028808 | 0.208 | 0.08 | 261 | 0 | 0.27 | 1 | 1 | cs | TRUE
125 | LV_901-1_1_4_line_125 | NAYY 4x150 SE | 121 | 166 | 0.026875 | 0.208 | 0.08 | 261 | 0 | 0.27 | 1 | 1 | cs | TRUE
126 | LV_901-1_1_4_line_126 | NAYY 4x150 SE | 123 | 124 | 0.016951 | 0.208 | 0.08 | 261 | 0 | 0.27 | 1 | 1 | cs | TRUE
127 | LV_901-1_1_4_line_127 | NAYY 4x150 SE | 124 | 125 | 0.015972 | 0.208 | 0.08 | 261 | 0 | 0.27 | 1 | 1 | cs | TRUE
128 | LV_901-1_1_4_line_128 | NAYY 4x150 SE | 126 | 127 | 0.027846 | 0.208 | 0.08 | 261 | 0 | 0.27 | 1 | 1 | cs | TRUE
129 | LV_901-1_1_4_line_129 | NAYY 4x150 SE | 127 | 128 | 0.011152 | 0.208 | 0.08 | 261 | 0 | 0.27 | 1 | 1 | cs | TRUE
130 | LV_901-1_1_4_line_130 | NAYY 4x150 SE | 128 | 129 | 0.055788 | 0.208 | 0.08 | 261 | 0 | 0.27 | 1 | 1 | cs | TRUE
131 | LV_901-1_1_4_line_131 | NAYY 4x150 SE | 129 | 130 | 0.061418 | 0.208 | 0.08 | 261 | 0 | 0.27 | 1 | 1 | cs | TRUE
132 | LV_901-1_1_4_line_132 | NAYY 4x150 SE | 130 | 131 | 0.0034685 | 0.208 | 0.08 | 261 | 0 | 0.27 | 1 | 1 | cs | TRUE
133 | LV_901-1_1_4_line_133 | NAYY 4x150 SE | 131 | 166 | 0.047432 | 0.208 | 0.08 | 261 | 0 | 0.27 | 1 | 1 | cs | TRUE
134 | LV_901-1_1_4_line_134 | NAYY 4x150 SE | 132 | 133 | 0.012841 | 0.208 | 0.08 | 261 | 0 | 0.27 | 1 | 1 | cs | TRUE
135 | LV_901-1_1_4_line_135 | NAYY 4x150 SE | 133 | 134 | 0.023591 | 0.208 | 0.08 | 261 | 0 | 0.27 | 1 | 1 | cs | TRUE
136 | LV_901-1_1_4_line_136 | NAYY 4x150 SE | 133 | 135 | 0.048021 | 0.208 | 0.08 | 261 | 0 | 0.27 | 1 | 1 | cs | TRUE
137 | LV_901-1_1_4_line_137 | NAYY 4x150 SE | 134 | 136 | 0.28639 | 0.208 | 0.08 | 261 | 0 | 0.27 | 1 | 1 | cs | TRUE
138 | LV_901-1_1_4_line_138 | NAYY 4x150 SE | 135 | 137 | 0.063864 | 0.208 | 0.08 | 261 | 0 | 0.27 | 1 | 1 | cs | TRUE
139 | LV_901-1_1_4_line_139 | NAYY 4x150 SE | 137 | 138 | 0.12895 | 0.208 | 0.08 | 261 | 0 | 0.27 | 1 | 1 | cs | TRUE
140 | LV_901-1_1_4_line_140 | NAYY 4x150 SE | 138 | 139 | 0.080893 | 0.208 | 0.08 | 261 | 0 | 0.27 | 1 | 1 | cs | TRUE
141 | LV_901-1_1_4_line_141 | NAYY 4x150 SE | 138 | 140 | 0.10507 | 0.208 | 0.08 | 261 | 0 | 0.27 | 1 | 1 | cs | TRUE
142 | LV_901-1_1_4_line_142 | NAYY 4x150 SE | 139 | 141 | 0.062369 | 0.208 | 0.08 | 261 | 0 | 0.27 | 1 | 1 | cs | TRUE
143 | LV_901-1_1_4_line_143 | NAYY 4x150 SE | 140 | 145 | 0.0015507 | 0.208 | 0.08 | 261 | 0 | 0.27 | 1 | 1 | cs | TRUE
144 | LV_901-1_1_4_line_144 | NAYY 4x150 SE | 141 | 142 | 0.25313 | 0.208 | 0.08 | 261 | 0 | 0.27 | 1 | 1 | cs | TRUE
145 | LV_901-1_1_4_line_145 | NAYY 4x150 SE | 142 | 160 | 0.052913 | 0.208 | 0.08 | 261 | 0 | 0.27 | 1 | 1 | cs | TRUE
146 | LV_901-1_1_4_line_146 | NAYY 4x150 SE | 143 | 144 | 0.0089388 | 0.208 | 0.08 | 261 | 0 | 0.27 | 1 | 1 | cs | TRUE
147 | LV_901-1_1_4_line_147 | NAYY 4x150 SE | 144 | 145 | 0.051942 | 0.208 | 0.08 | 261 | 0 | 0.27 | 1 | 1 | cs | TRUE
148 | LV_901-1_1_4_line_148 | NAYY 4x150 SE | 144 | 146 | 0.10027 | 0.208 | 0.08 | 261 | 0 | 0.27 | 1 | 1 | cs | TRUE
149 | LV_901-1_1_4_line_149 | NAYY 4x150 SE | 146 | 147 | 0.33332 | 0.208 | 0.08 | 261 | 0 | 0.27 | 1 | 1 | cs | TRUE
150 | LV_901-1_1_4_line_150 | NAYY 4x150 SE | 146 | 148 | 0.57079 | 0.208 | 0.08 | 261 | 0 | 0.27 | 1 | 1 | cs | TRUE
151 | LV_901-1_1_4_line_151 | NAYY 4x150 SE | 147 | 161 | 0.012771 | 0.208 | 0.08 | 261 | 0 | 0.27 | 1 | 1 | cs | TRUE
152 | LV_901-1_1_4_line_152 | NAYY 4x150 SE | 148 | 164 | 0.19331 | 0.208 | 0.08 | 261 | 0 | 0.27 | 1 | 1 | cs | TRUE
153 | LV_901-1_1_4_line_153 | NAYY 4x150 SE | 149 | 150 | 0.023034 | 0.208 | 0.08 | 261 | 0 | 0.27 | 1 | 1 | cs | TRUE
154 | LV_901-1_1_4_line_154 | NAYY 4x150 SE | 149 | 151 | 0.0031215 | 0.208 | 0.08 | 261 | 0 | 0.27 | 1 | 1 | cs | TRUE
155 | LV_901-1_1_4_line_155 | NAYY 4x150 SE | 150 | 152 | 0.12632 | 0.208 | 0.08 | 261 | 0 | 0.27 | 1 | 1 | cs | TRUE
156 | LV_901-1_1_4_line_156 | NAYY 4x150 SE | 151 | 153 | 0.13239 | 0.208 | 0.08 | 261 | 0 | 0.27 | 1 | 1 | cs | TRUE
157 | LV_901-1_1_4_line_157 | NAYY 4x150 SE | 152 | 154 | 0.061803 | 0.208 | 0.08 | 261 | 0 | 0.27 | 1 | 1 | cs | TRUE
158 | LV_901-1_1_4_line_158 | NAYY 4x150 SE | 153 | 155 | 0.04843 | 0.208 | 0.08 | 261 | 0 | 0.27 | 1 | 1 | cs | TRUE
159 | LV_901-1_1_4_line_159 | NAYY 4x150 SE | 156 | 157 | 0.033898 | 0.208 | 0.08 | 261 | 0 | 0.27 | 1 | 1 | cs | TRUE
160 | LV_901-1_1_4_line_160 | NAYY 4x150 SE | 157 | 158 | 0.0070254 | 0.208 | 0.08 | 261 | 0 | 0.27 | 1 | 1 | cs | TRUE
161 | LV_901-1_1_4_line_161 | NAYY 4x150 SE | 158 | 159 | 0.19799 | 0.208 | 0.08 | 261 | 0 | 0.27 | 1 | 1 | cs | TRUE
162 | LV_901-1_1_4_line_162 | NAYY 4x150 SE | 159 | 160 | 0.21359 | 0.208 | 0.08 | 261 | 0 | 0.27 | 1 | 1 | cs | TRUE
163 | LV_901-1_1_4_line_163 | NAYY 4x150 SE | 160 | 167 | 0.26208 | 0.208 | 0.08 | 261 | 0 | 0.27 | 1 | 1 | cs | TRUE
164 | LV_901-1_1_4_line_164 | NAYY 4x150 SE | 161 | 162 | 0.021251 | 0.208 | 0.08 | 261 | 0 | 0.27 | 1 | 1 | cs | TRUE
165 | LV_901-1_1_4_line_165 | NAYY 4x150 SE | 163 | 164 | 0.035726 | 0.208 | 0.08 | 261 | 0 | 0.27 | 1 | 1 | cs | TRUE
166 | LV_901-1_1_4_line_166 | NAYY 4x150 SE | 164 | 165 | 0.019578 | 0.208 | 0.08 | 261 | 0 | 0.27 | 1 | 1 | cs | TRUE

## trafo
| name | std_type | hv_bus | lv_bus | sn_mva | vn_hv_kv | vn_lv_kv | vk_percent | vkr_percent | pfe_kw | i0_percent | shift_degree | tap_side | tap_neutral | tap_min | tap_max | tap_step_percent | tap_step_degree | tap_pos | tap_phase_shifter | parallel | df | in_service
0 | LV_901-1_1_4_trafo_44 | 0.25 MVA 20/0.4 kV | 168 | 44 | 0.25 | 20 | 0.4 | 6 | 1.44 | 0.8 | 0.32 | 150 | hv | 0 | -2 | 2 | 2.5 | 0 | 0 | FALSE | 1 | 1 | TRUE

## line_geodata
| x0 | y0 | x1 | y1 | x2 | y2 | x3 | y3 | x4 | y4 | x5 | y5 | x6 | y6 | x7 | y7 | x8 | y8 | x9 | y9 | x10 | y10 | x11 | y11 | x12 | y12 | x13 | y13 | x14 | y14 | x15 | y15 | x16 | y16 | x17 | y17 | x18 | y18 | x19 | y19 | x20 | y20 | x21 | y21 | x22 | y22 | x23 | y23 | x24 | y24 | x25 | y25
0 | 2627538.4045 | 1191141.2098 | 2627538.7483 | 1191143.361 | 2627541.241 | 1191158.8637
1 | 2627541.6547 | 1191181.2663 | 2627542.0152 | 1191170.7462 | 2627541.5353 | 1191160.6941 | 2627541.241 | 1191158.8637
2 | 2627536.9784 | 1191128.6672 | 2627536.903 | 1191131.813 | 2627538.4045 | 1191141.2098
3 | 2627539.6237 | 1191196.635 | 2627540.3387 | 1191193.7841 | 2627541.5749 | 1191183.5954 | 2627541.6547 | 1191181.2663
4 | 2627536.9784 | 1191128.6672 | 2627529.1774 | 1191125.6854 | 2627522.4425 | 1191122.9975 | 2627519.856 | 1191116.7712
5 | 2627536.9784 | 1191128.6672 | 2627538.4515 | 1191126.6618 | 2627541.4469 | 1191125.1859 | 2627542.7062 | 1191124.8924
6 | 2627533.772 | 1191219.9666 | 2627539.6237 | 1191196.635
7 | 2627574.144 | 1191117.4543 | 2627561.7029 | 1191120.4653 | 2627542.7062 | 1191124.8924
8 | 2627533.011 | 1191223.0011 | 2627533.772 | 1191219.9666
9 | 2627663.9057 | 1191165.3359 | 2627676.7064 | 1191159.6938 | 2627684.5984 | 1191164.3994 | 2627691.5238 | 1191169.5514
10 | 2627719.7625 | 1191210.1085 | 2627711.8779 | 1191190.6172 | 2627701.1694 | 1191176.7269 | 2627691.5238 | 1191169.5514
11 | 2627719.7625 | 1191210.1085 | 2627709.0772 | 1191215.1676
12 | 2627725.6706 | 1191233.2704 | 2627724.6638 | 1191225.1392 | 2627719.7625 | 1191210.1085
13 | 2627709.0772 | 1191215.1676 | 2627708.8552 | 1191215.2727
14 | 2627725.6706 | 1191233.2704 | 2627741.8561 | 1191230.0213 | 2627740.9009 | 1191223.8914 | 2627739.4351 | 1191214.4573 | 2627736.8839 | 1191199.0039 | 2627735.7586 | 1191190.1162 | 2627737.0775 | 1191180.2393 | 2627742.9417 | 1191161.8343 | 2627759.7011 | 1191113.7195 | 2627770.4856 | 1191083.231 | 2627795.6663 | 1191026.106 | 2627805.0386 | 1190997.6899
15 | 2627725.6706 | 1191233.2704 | 2627726.3837 | 1191238.9879 | 2627724.967 | 1191248.5864 | 2627723.2961 | 1191252.8299
16 | 2627708.8552 | 1191215.2727 | 2627690.2312 | 1191224.0906 | 2627689.9632 | 1191247.4574 | 2627674.145 | 1191253.7433
17 | 2627805.0386 | 1190997.6899 | 2627799.7527 | 1190998.199 | 2627796.6792 | 1190998.3848 | 2627793.5973 | 1191002.0391 | 2627789.9585 | 1191007.4252 | 2627785.986 | 1191010.7752 | 2627782.9931 | 1191011.6729 | 2627779.4445 | 1191010.7449 | 2627776.3658 | 1191009.4204
18 | 2627707.5993 | 1191275.8805 | 2627714.0232 | 1191270.7588 | 2627719.9988 | 1191261.2035 | 2627723.2961 | 1191252.8299
19 | 2627665.3196 | 1191296.014 | 2627650.0866 | 1191295.4102
20 | 2627639.9291 | 1191295.0075 | 2627650.0866 | 1191295.4102
21 | 2627665.3196 | 1191296.014 | 2627655.2644 | 1191287.6076 | 2627652.3149 | 1191283.2296
22 | 2627665.3196 | 1191296.014 | 2627686.644 | 1191297.5689 | 2627729.5462 | 1191306.861 | 2627747.3605 | 1191310.7121 | 2627754.5543 | 1191311.3791 | 2627760.1532 | 1191310.738
23 | 2627639.9291 | 1191295.0075 | 2627631.4021 | 1191295.7797 | 2627627.3561 | 1191297.1042
24 | 2627648.5177 | 1191277.5934 | 2627652.3149 | 1191283.2296
25 | 2627760.1532 | 1191310.738 | 2627761.4487 | 1191319.0818 | 2627762.4893 | 1191321.5768
26 | 2627760.1532 | 1191310.738 | 2627772.8641 | 1191308.6624 | 2627780.8516 | 1191305.9336
27 | 2627627.3561 | 1191297.1042 | 2627624.9846 | 1191297.8805
28 | 2627648.5177 | 1191277.5934 | 2627640.3267 | 1191260.0462
29 | 2627762.4893 | 1191321.5768 | 2627763.0622 | 1191322.9691 | 2627770.5009 | 1191329.4432
30 | 2627762.4893 | 1191321.5768 | 2627759.5736 | 1191325.5988 | 2627756.6401 | 1191328.5201 | 2627752.9484 | 1191330.5486 | 2627748.0907 | 1191332.4827 | 2627741.5468 | 1191333.0638 | 2627738.5495 | 1191333.8169
31 | 2627818.9373 | 1191275.0199 | 2627806.5823 | 1191289.3973 | 2627794.8203 | 1191298.9034 | 2627784.486 | 1191304.6919 | 2627780.8516 | 1191305.9336
32 | 2627640.3267 | 1191260.0462 | 2627631.3933 | 1191241.3959
33 | 2627668.33 | 1191246.6905 | 2627640.3267 | 1191260.0462
34 | 2627624.9846 | 1191297.8805 | 2627613.1353 | 1191301.7595
35 | 2627666.4136 | 1191242.6955 | 2627656.8505 | 1191222.7609
36 | 2627668.33 | 1191246.6905 | 2627666.4136 | 1191242.6955
37 | 2627648.0357 | 1191204.3861 | 2627656.8505 | 1191222.7609
38 | 2627668.33 | 1191246.6905 | 2627674.145 | 1191253.7433 | 2627674.145 | 1191253.7433
39 | 2627648.0357 | 1191204.3861 | 2627639.3513 | 1191186.2831
40 | 2627629.7233 | 1191166.2132 | 2627639.3513 | 1191186.2831
41 | 2627631.3933 | 1191241.3959 | 2627619.1559 | 1191215.8479
42 | 2627568.7986 | 1191326.4636 | 2627559.0704 | 1191332.2607
43 | 2627590.8068 | 1191311.9459 | 2627570.3353 | 1191325.5479 | 2627568.7986 | 1191326.4636
44 | 2627559.0704 | 1191332.2607 | 2627553.211 | 1191335.7524 | 2627536.2247 | 1191347.4584 | 2627533.9217 | 1191349.4156
45 | 2627590.8068 | 1191311.9459 | 2627593.7505 | 1191310.114
46 | 2627590.8068 | 1191311.9459 | 2627592.5 | 1191315.122 | 2627594.784 | 1191320.7578 | 2627597.2154 | 1191325.8717 | 2627598.4556 | 1191328.0675 | 2627600.4596 | 1191331.5897 | 2627604.5281 | 1191335.4883 | 2627609.8344 | 1191338.77 | 2627614.7307 | 1191340.0155 | 2627620.8687 | 1191339.8436
47 | 2627505.2008 | 1191380.6023 | 2627517.3202 | 1191363.5246 | 2627533.9217 | 1191349.4156
48 | 2627593.7505 | 1191310.114 | 2627612.3137 | 1191302.0285 | 2627613.1353 | 1191301.7595
49 | 2627620.8687 | 1191339.8436 | 2627661.1361 | 1191325.8388
50 | 2627620.8687 | 1191339.8436 | 2627618.5117 | 1191363.2675 | 2627614.5899 | 1191370.5867 | 2627607.2654 | 1191376.0197
51 | 2627474.8482 | 1191423.373 | 2627505.2008 | 1191380.6023
52 | 2627592.6294 | 1191388.0171 | 2627604.7444 | 1191377.8897 | 2627607.2654 | 1191376.0197
53 | 2627612.9345 | 1191202.8595 | 2627619.1559 | 1191215.8479
54 | 2627612.9345 | 1191202.8595 | 2627610.7474 | 1191198.2936
55 | 2627610.7474 | 1191198.2936 | 2627601.6143 | 1191179.2263
56 | 2627594.0435 | 1191163.1326 | 2627596.6877 | 1191168.941 | 2627601.6143 | 1191179.2263
57 | 2627594.0435 | 1191163.1326 | 2627581.273 | 1191135.0797
58 | 2627628.8364 | 1191164.3644 | 2627629.7233 | 1191166.2132
59 | 2627574.144 | 1191117.4543 | 2627576.0673 | 1191123.6442 | 2627581.273 | 1191135.0797
60 | 2627574.144 | 1191117.4543 | 2627573.7663 | 1191113.3726 | 2627574.3482 | 1191104.5594 | 2627573.9675 | 1191099.4661 | 2627573.1299 | 1191095.927 | 2627579.0428 | 1191093.3639 | 2627584.0471 | 1191091.0746 | 2627588.5776 | 1191087.3713 | 2627592.778 | 1191082.5102 | 2627596.1772 | 1191077.8011 | 2627599.5943 | 1191070.8687 | 2627601.2712 | 1191065.9738 | 2627601.7043 | 1191061.3289 | 2627601.5938 | 1191057.1817 | 2627600.5983 | 1191053.1639 | 2627599.2284 | 1191049.3333 | 2627596.4949 | 1191041.9279 | 2627595.0283 | 1191037.5521 | 2627594.6156 | 1191032.8032 | 2627595.0033 | 1191028.0803 | 2627595.5858 | 1191024.1031 | 2627602.8692 | 1190988.8511
61 | 2627502.2777 | 1190971.6019 | 2627517.8408 | 1191001.0668 | 2627528.5267 | 1191018.3918 | 2627533.7188 | 1191026.6867 | 2627539.9337 | 1191034.7084 | 2627549.5261 | 1191047.7372 | 2627554.5831 | 1191055.5535 | 2627558.3436 | 1191063.4528 | 2627563.5039 | 1191075.3384 | 2627573.1299 | 1191095.927 | 2627573.9675 | 1191099.4661 | 2627574.3482 | 1191104.5594 | 2627573.7663 | 1191113.3726 | 2627574.144 | 1191117.4543
62 | 2627581.7945 | 1190944.3971 | 2627584.9762 | 1190950.5038 | 2627588.3914 | 1190955.5778 | 2627592.6318 | 1190960.2776 | 2627598.9495 | 1190965.8541 | 2627601.4821 | 1190968.8785 | 2627603.0927 | 1190971.7763 | 2627603.9638 | 1190974.6708 | 2627604.3412 | 1190978.8081 | 2627603.8877 | 1190982.9082 | 2627602.8692 | 1190988.8511
63 | 2627628.935 | 1191009.0264 | 2627613.2364 | 1190994.2017 | 2627609.8319 | 1190991.7736 | 2627602.8692 | 1190988.8511
64 | 2627502.2777 | 1190971.6019 | 2627492.0878 | 1190944.1961 | 2627475.0477 | 1190892.5794 | 2627474.6212 | 1190891.244
65 | 2627502.2777 | 1190971.6019 | 2627492.1168 | 1190976.0911 | 2627484.4319 | 1190977.6789 | 2627477.7589 | 1190978.0707 | 2627470.5718 | 1190977.5153 | 2627461.1963 | 1190975.3267 | 2627453.2424 | 1190972.3999 | 2627446.8067 | 1190969.2465 | 2627440.5454 | 1190964.6265 | 2627435.8021 | 1190959.8578 | 2627432.082 | 1190954.7269 | 2627429.1344 | 1190949.0771 | 2627426.7964 | 1190941.8403 | 2627424.0727 | 1190930.3279
66 | 2627472.0296 | 1190883.1305 | 2627474.6212 | 1190891.244
67 | 2627421.5831 | 1190919.8047 | 2627424.0727 | 1190930.3279
68 | 2627762.7731 | 1191001.9185 | 2627766.6649 | 1191004.4712 | 2627769.8571 | 1191006.6205 | 2627776.3658 | 1191009.4204
69 | 2627474.8482 | 1191423.373 | 2627268.9239 | 1191358.1648
70 | 2627474.8482 | 1191423.373 | 2627489.2678 | 1191435.9791 | 2627580.0411 | 1191529.1457 | 2627600.5924 | 1191551.0631 | 2627601.8554 | 1191553.259 | 2627602.1565 | 1191555.7506 | 2627601.745 | 1191559.0283 | 2627598.9104 | 1191566.9972 | 2627598.7562 | 1191570.6985 | 2627599.57 | 1191574.4154 | 2627601.0849 | 1191578.191 | 2627604.392 | 1191581.8415 | 2627608.6571 | 1191584.3736
71 | 2627727.6657 | 1191339.8003 | 2627724.2641 | 1191342.8446 | 2627721.3786 | 1191344.6116
72 | 2627727.6657 | 1191339.8003 | 2627728.4287 | 1191339.1175 | 2627731.6587 | 1191336.3532 | 2627735.204 | 1191334.6575 | 2627738.5495 | 1191333.8169
73 | 2627794.9225 | 1191352.7926 | 2627790.7589 | 1191347.7662 | 2627781.1948 | 1191338.7504 | 2627770.5009 | 1191329.4432
74 | 2627818.9373 | 1191275.0199 | 2627821.1694 | 1191272.4225 | 2627829.2027 | 1191260.7413
75 | 2627829.5976 | 1191260.167 | 2627829.2027 | 1191260.7413
76 | 2627837.2384 | 1191249.7744 | 2627835.0624 | 1191252.2207 | 2627829.5976 | 1191260.167
77 | 2627907.6643 | 1191222.9092 | 2627895.6151 | 1191226.9108 | 2627865.8568 | 1191235.5437 | 2627848.3415 | 1191241.132 | 2627840.6954 | 1191245.8879 | 2627837.2384 | 1191249.7744
78 | 2627907.6643 | 1191222.9092 | 2627917.6404 | 1191236.7852 | 2627926.9997 | 1191255.3943 | 2627940.9648 | 1191286.8873 | 2627953.2207 | 1191317.005
79 | 2627953.2207 | 1191317.005 | 2627967.8658 | 1191349.7352 | 2627973.8981 | 1191368.9403 | 2627974.8952 | 1191377.4495 | 2627974.6717 | 1191386.1309 | 2627972.9768 | 1191393.1934 | 2627969.9358 | 1191401.1724 | 2627964.2109 | 1191410.862 | 2627951.9478 | 1191429.726 | 2627950.0457 | 1191435.4535 | 2627950.4952 | 1191440.4027 | 2627952.0371 | 1191444.9012 | 2627954.6551 | 1191449.1379 | 2627961.647 | 1191455.4738 | 2627983.5094 | 1191473.1509
80 | 2627998.6818 | 1191488.3087 | 2627993.2248 | 1191481.4573 | 2627987.4243 | 1191476.3164 | 2627983.5094 | 1191473.1509
81 | 2627608.6571 | 1191584.3736 | 2627611.2937 | 1191584.6081 | 2627614.0934 | 1191584.1986 | 2627621.2186 | 1191579.8402 | 2627623.3852 | 1191579.5166
82 | 2627630.2813 | 1191584.9881 | 2627626.4291 | 1191580.7091 | 2627623.3852 | 1191579.5166 | 2627623.3852 | 1191579.5166
83 | 2627268.9239 | 1191358.1648 | 2627250.2227 | 1191354.7364
84 | 2627877.2862 | 1191493.8665 | 2627867.4927 | 1191503.45 | 2627864.744 | 1191505.9942 | 2627860.8791 | 1191507.5882 | 2627851.7054 | 1191509.7578 | 2627849.27 | 1191510.5608
85 | 2627877.2862 | 1191493.8665 | 2627878.5056 | 1191492.6732 | 2627884.818 | 1191487.7444 | 2627892.1066 | 1191483.2171
86 | 2627896.277 | 1191480.6266 | 2627892.1066 | 1191483.2171
87 | 2627906.9524 | 1191473.9956 | 2627896.277 | 1191480.6266
88 | 2627906.9524 | 1191473.9956 | 2627913.4416 | 1191485.1318 | 2627925.2024 | 1191511.8341 | 2627927.3639 | 1191514.2455 | 2627930.4044 | 1191516.1718 | 2627933.7314 | 1191517.1322 | 2627936.6664 | 1191517.1459 | 2627941.3161 | 1191515.6557 | 2627946.1257 | 1191512.5765 | 2627953.1359 | 1191506.7949 | 2627956.4545 | 1191504.6537 | 2627961.608 | 1191503.0324 | 2627975.8436 | 1191500.9088 | 2627981.8826 | 1191500.6702 | 2627985.5234 | 1191499.7311 | 2627998.6818 | 1191488.3087
89 | 2627998.6818 | 1191488.3087 | 2628004.7731 | 1191496.4637 | 2628007.7205 | 1191499.7532
90 | 2628053.5979 | 1191544.5284 | 2628044.2086 | 1191537.4922 | 2628027.7498 | 1191521.0954 | 2628012.4254 | 1191505.004 | 2628007.7205 | 1191499.7532
91 | 2628060.0025 | 1191549.328 | 2628053.5979 | 1191544.5284
92 | 2627756.8062 | 1190997.9999 | 2627762.7731 | 1191001.9185
93 | 2627946.1885 | 1191646.2371 | 2627954.2214 | 1191643.4397 | 2627966.4525 | 1191642.7631 | 2628029.9072 | 1191646.5948 | 2628039.4397 | 1191645.9168 | 2628044.3419 | 1191644.2166 | 2628049.779 | 1191642.241 | 2628054.3228 | 1191638.9382 | 2628054.3228 | 1191638.9382
94 | 2628060.0025 | 1191549.328 | 2628068.8605 | 1191562.4765 | 2628072.3759 | 1191568.7852 | 2628072.9192 | 1191574.8465 | 2628072.1013 | 1191580.2122 | 2628064.9224 | 1191618.7437 | 2628060.6523 | 1191628.7291 | 2628056.7999 | 1191635.7926 | 2628054.3228 | 1191638.9382
95 | 2628060.0025 | 1191549.328 | 2628071.0804 | 1191547.5122 | 2628077.8185 | 1191547.755 | 2628078.7595 | 1191547.9882
96 | 2627438.0696 | 1190774.3136 | 2627440.9504 | 1190786.2554 | 2627455.6024 | 1190831.7023 | 2627472.0296 | 1190883.1305
97 | 2627438.0696 | 1190774.3136 | 2627447.9195 | 1190772.8691 | 2627453.5416 | 1190772.2389 | 2627457.3518 | 1190771.0335 | 2627461.0053 | 1190769.0825 | 2627463.6778 | 1190766.5489 | 2627466.1187 | 1190763.0027 | 2627469.2326 | 1190757.3473 | 2627472.6671 | 1190749.9257 | 2627475.3586 | 1190744.9243 | 2627478.0124 | 1190741.5124 | 2627480.2116 | 1190739.5682
98 | 2627438.0696 | 1190774.3136 | 2627435.8269 | 1190759.5622 | 2627424.0654 | 1190668.8822 | 2627423.8624 | 1190666.506
99 | 2627510.7188 | 1190707.4553 | 2627510.1973 | 1190711.266 | 2627508.3823 | 1190716.3159 | 2627505.9591 | 1190720.9962 | 2627503.06 | 1190724.7071 | 2627499.5027 | 1190727.2811 | 2627490.2407 | 1190731.8522 | 2627486.3942 | 1190734.3358 | 2627481.2277 | 1190738.67 | 2627480.2116 | 1190739.5682
100 | 2627413.0324 | 1190617.2265 | 2627415.51 | 1190623.997 | 2627418.2499 | 1190631.7581 | 2627419.7016 | 1190636.0893 | 2627420.8633 | 1190640.4969 | 2627421.8463 | 1190645.6264 | 2627422.5891 | 1190651.5996 | 2627423.8624 | 1190666.506
101 | 2626969.2029 | 1190559.8872 | 2626972.0593 | 1190562.4889
102 | 2626992.6139 | 1190581.4559 | 2626987.9904 | 1190576.9994 | 2626972.0593 | 1190562.4889
103 | 2626969.2029 | 1190559.8872 | 2626959.7618 | 1190551.288
104 | 2626992.6139 | 1190581.4559 | 2626998.8468 | 1190587.4427 | 2627001.7264 | 1190590.5895
105 | 2626992.6139 | 1190581.4559 | 2626987.4218 | 1190584.7566 | 2626957.3649 | 1190601.7193 | 2626935.4977 | 1190612.6418
106 | 2626959.7618 | 1190551.288 | 2626951.4087 | 1190543.6797
107 | 2627009.1269 | 1190598.677 | 2627001.7264 | 1190590.5895
108 | 2626935.4977 | 1190612.6418 | 2626928.9983 | 1190615.8883 | 2626928.5538 | 1190616.2024
109 | 2626947.2498 | 1190539.8917 | 2626951.4087 | 1190543.6797
110 | 2627037.3226 | 1190636.1865 | 2627029.4311 | 1190624.3335 | 2627019.7694 | 1190611.0607 | 2627009.6133 | 1190599.2086 | 2627009.1269 | 1190598.677
111 | 2626928.5538 | 1190616.2024 | 2626924.6842 | 1190618.9372 | 2626922.6271 | 1190621.9852 | 2626921.5944 | 1190624.4263 | 2626921.3767 | 1190627.0711 | 2626921.3639 | 1190629.9282 | 2626923.7933 | 1190635.6421 | 2626925.3881 | 1190639.6709
112 | 2627037.3226 | 1190636.1865 | 2627051.2892 | 1190629.835
113 | 2627051.2892 | 1190629.835 | 2627052.9768 | 1190629.0688
114 | 2627086.029 | 1190618.6851 | 2627071.6235 | 1190621.5668 | 2627061.9093 | 1190625.0137 | 2627052.9768 | 1190629.0688
115 | 2627086.029 | 1190618.6851 | 2627089.9928 | 1190617.8922 | 2627093.0942 | 1190618.3064 | 2627095.6451 | 1190620.7415 | 2627096.9503 | 1190630.5637 | 2627096.7547 | 1190643.4697 | 2627094.7421 | 1190657.0117
116 | 2627219.6536 | 1190511.5893 | 2627086.029 | 1190618.6851
117 | 2627068.8431 | 1190680.0743 | 2627074.6039 | 1190679.1554 | 2627082.2906 | 1190678.9233 | 2627085.9387 | 1190678.1282 | 2627087.9735 | 1190676.6589 | 2627090.1465 | 1190673.3002 | 2627093.8372 | 1190663.1003 | 2627094.7421 | 1190657.0117
118 | 2627219.6536 | 1190511.5893 | 2627217.7547 | 1190501.5754 | 2627209.2029 | 1190462.2156 | 2627197.6916 | 1190391.1144 | 2627193.5509 | 1190372.6969 | 2627191.3458 | 1190363.6791
119 | 2627059.8549 | 1190681.5012 | 2627068.8431 | 1190680.0743
120 | 2627059.8549 | 1190681.5012 | 2627063.3697 | 1190689.9771 | 2627069.4724 | 1190706.1911 | 2627078.6386 | 1190734.5698 | 2627080.717 | 1190741.9942 | 2627081.8711 | 1190748.1361 | 2627082.5727 | 1190756.5437 | 2627082.5843 | 1190764.1033 | 2627081.7749 | 1190772.8043 | 2627080.3268 | 1190781.1133 | 2627078.0342 | 1190789.0294 | 2627067.5172 | 1190820.0026
121 | 2626930.825 | 1190653.4972 | 2626928.2414 | 1190646.8792 | 2626925.3881 | 1190639.6709
122 | 2626876.6577 | 1190923.0822 | 2626879.0321 | 1190922.2385 | 2626883.1332 | 1190918.9996 | 2626885.5992 | 1190916.5649 | 2626886.2256 | 1190912.8991 | 2626887.2884 | 1190903.7212 | 2626890.6272 | 1190890.2846 | 2626900.9127 | 1190857.9579 | 2626917.8486 | 1190792.9659 | 2626934.0433 | 1190738.6097 | 2626939.0313 | 1190721.3117 | 2626939.8783 | 1190714.3785 | 2626939.9021 | 1190709.0758 | 2626938.5387 | 1190695.2067 | 2626936.7494 | 1190682.7698 | 2626934.5634 | 1190668.6859 | 2626932.2732 | 1190659.126 | 2626931.2717 | 1190654.6414 | 2626930.825 | 1190653.4972
123 | 2626876.6577 | 1190923.0822 | 2626864.202 | 1190927.5082 | 2626858.9507 | 1190930.5085 | 2626855.4622 | 1190933.1387 | 2626854.016 | 1190935.9893 | 2626853.9941 | 1190940.8807 | 2626856.2277 | 1190944.3592 | 2626857.9851 | 1190945.7967
124 | 2626857.9851 | 1190945.7967 | 2626861.7351 | 1190948.8641 | 2626869.8625 | 1190959.0948 | 2626873.513 | 1190966.2483 | 2626874.0472 | 1190969.0636
125 | 2627060.1181 | 1190845.7967 | 2627060.2759 | 1190844.9346 | 2627062.6415 | 1190834.3619 | 2627067.5172 | 1190820.0026
126 | 2627218.2035 | 1191347.1617 | 2627234.5978 | 1191351.4713
127 | 2627250.2227 | 1191354.7364 | 2627239.6349 | 1191352.7954 | 2627234.5978 | 1191351.4713
128 | 2627007.8273 | 1190995.1164 | 2627018.42 | 1190984.8427 | 2627017.8357 | 1190979.137 | 2627021.9498 | 1190973.0412 | 2627021.9498 | 1190973.0412
129 | 2627021.9498 | 1190973.0412 | 2627028.303 | 1190969.19 | 2627031.8948 | 1190968.2107
130 | 2627085.3179 | 1190952.1715 | 2627049.6009 | 1190963.383 | 2627031.8948 | 1190968.2107
131 | 2627085.3179 | 1190952.1715 | 2627075.6944 | 1190933.985 | 2627066.0314 | 1190914.3754 | 2627063.0326 | 1190906.4799 | 2627060.7944 | 1190898.9769 | 2627060.2851 | 1190896.3194
132 | 2627060.2851 | 1190896.3194 | 2627059.6324 | 1190892.9129
133 | 2627059.6324 | 1190892.9129 | 2627059.6324 | 1190892.9129 | 2627058.4662 | 1190886.0817 | 2627057.8898 | 1190878.6529 | 2627057.5476 | 1190869.9912 | 2627057.6897 | 1190862.1655 | 2627058.7672 | 1190853.1767 | 2627060.1181 | 1190845.7967
134 | 2627333.7192 | 1190224.4774 | 2627331.5124 | 1190237.1273
135 | 2627333.7192 | 1190224.4774 | 2627329.2723 | 1190219.7769 | 2627327.5341 | 1190216.3449 | 2627327.1239 | 1190212.6633 | 2627327.688 | 1190209.3419 | 2627330.1908 | 1190203.6695
136 | 2627333.7192 | 1190224.4774 | 2627337.371 | 1190226.295 | 2627342.6275 | 1190227.3751 | 2627347.5018 | 1190226.986 | 2627351.0279 | 1190226.2795 | 2627353.8278 | 1190224.2912 | 2627356.0008 | 1190220.9772 | 2627358.0724 | 1190216.5176 | 2627361.5705 | 1190205.2275 | 2627362.85 | 1190199.4112
137 | 2627330.1908 | 1190203.6695 | 2627330.7083 | 1190202.4964 | 2627331.8387 | 1190198.7552 | 2627332.8163 | 1190195.0576 | 2627332.8346 | 1190192.7231 | 2627331.8073 | 1190190.5951 | 2627329.6096 | 1190189.2733 | 2627327.7044 | 1190189.02 | 2627289.0912 | 1190197.1374 | 2627257.1343 | 1190207.0863 | 2627236.2527 | 1190212.939 | 2627210.5547 | 1190226.5851 | 2627198.3747 | 1190240.5707 | 2627191.8457 | 1190251.0689 | 2627188.1353 | 1190262.1468 | 2627187.4437 | 1190290.2364 | 2627188.5652 | 1190352.3079 | 2627191.3458 | 1190363.6791
138 | 2627359.7213 | 1190137.5831 | 2627360.1462 | 1190139.7306 | 2627360.7326 | 1190141.5676 | 2627361.9688 | 1190144.6971 | 2627364.4859 | 1190149.5445 | 2627365.8508 | 1190152.9081 | 2627367.1372 | 1190156.7382 | 2627367.8313 | 1190160.0431 | 2627368.1601 | 1190163.1796 | 2627368.2912 | 1190166.1929 | 2627368.1252 | 1190169.1493 | 2627367.8059 | 1190172.2717 | 2627365.5185 | 1190187.2804 | 2627362.85 | 1190199.4112
139 | 2627359.7213 | 1190137.5831 | 2627363.3572 | 1190137.8887 | 2627366.7539 | 1190138.8158 | 2627370.8258 | 1190140.4797 | 2627375.1308 | 1190142.8784 | 2627383.0761 | 1190147.9507 | 2627391.2614 | 1190153.9024 | 2627399.6092 | 1190150.9834 | 2627435.4613 | 1190138.1293 | 2627477.2823 | 1190119.0217
140 | 2627477.2823 | 1190119.0217 | 2627492.7916 | 1190110.8774 | 2627505.0973 | 1190104.5749 | 2627513.9126 | 1190099.5237 | 2627518.4323 | 1190096.6541 | 2627522.7898 | 1190094.2617 | 2627525.7152 | 1190093.1967 | 2627534.0539 | 1190090.6337 | 2627535.0891 | 1190097.6755 | 2627535.3403 | 1190101.1007 | 2627535.2863 | 1190102.8903 | 2627534.9956 | 1190104.7566 | 2627534.3264 | 1190107.6773
141 | 2627477.2823 | 1190119.0217 | 2627460.9617 | 1190091.2433 | 2627443.7511 | 1190064.617 | 2627441.9522 | 1190061.118 | 2627440.056 | 1190057.2517 | 2627437.7541 | 1190052.0384 | 2627436.7027 | 1190050.166 | 2627435.1397 | 1190048.4468 | 2627431.2188 | 1190045.4384 | 2627429.842 | 1190044.6761 | 2627428.0517 | 1190044.3233 | 2627426.4654 | 1190044.3716 | 2627424.6174 | 1190044.9301 | 2627422.7371 | 1190045.9109 | 2627415.8407 | 1190051.3119
142 | 2627534.3264 | 1190107.6773 | 2627532.1336 | 1190110.2686 | 2627525.4607 | 1190115.4074 | 2627510.5388 | 1190125.1664 | 2627505.7292 | 1190129.7356 | 2627503.3337 | 1190133.2932 | 2627501.9361 | 1190137.0999 | 2627501.782 | 1190144.0918 | 2627502.6076 | 1190151.9442 | 2627503.3122 | 1190154.7109
143 | 2627415.8407 | 1190051.3119 | 2627414.6199 | 1190052.268
144 | 2627503.3122 | 1190154.7109 | 2627691.0709 | 1190324.4812
145 | 2627670.1202 | 1190371.7208 | 2627672.2996 | 1190370.3634 | 2627674.4127 | 1190368.5055 | 2627675.7327 | 1190366.6773 | 2627676.5896 | 1190364.3912 | 2627678.079 | 1190358.8951 | 2627680.0719 | 1190351.6893 | 2627683.0475 | 1190339.73 | 2627684.1769 | 1190336.2334 | 2627685.2028 | 1190333.7034 | 2627686.8874 | 1190330.5206 | 2627688.1016 | 1190328.4807 | 2627691.0709 | 1190324.4812
146 | 2627366.3629 | 1190054.1022 | 2627363.9222 | 1190055.8809 | 2627361.3295 | 1190057.57 | 2627358.8436 | 1190058.9109
147 | 2627366.3629 | 1190054.1022 | 2627368.6992 | 1190056.8032 | 2627370.6904 | 1190058.2575 | 2627372.6078 | 1190059.1779 | 2627374.8933 | 1190059.6441 | 2627377.8745 | 1190059.7244 | 2627388.8706 | 1190059.6746 | 2627395.0949 | 1190059.2362 | 2627402.2514 | 1190058.4128 | 2627406.2058 | 1190057.4304 | 2627409.2694 | 1190056.1659 | 2627411.8848 | 1190054.5326 | 2627414.2271 | 1190052.5756 | 2627414.6199 | 1190052.268
148 | 2627424.0032 | 1189972.5221 | 2627418.9972 | 1189978.3023 | 2627408.5901 | 1189994.6079 | 2627389.843 | 1190025.4164 | 2627383.9294 | 1190034.6165 | 2627381.6799 | 1190037.9524 | 2627379.1555 | 1190041.3761 | 2627375.5905 | 1190045.5732 | 2627373.0158 | 1190048.3184 | 2627369.3177 | 1190051.6033 | 2627366.3629 | 1190054.1022
149 | 2627424.0032 | 1189972.5221 | 2627552.1985 | 1189664.8368
150 | 2627424.0032 | 1189972.5221 | 2627787.5093 | 1189532.45
151 | 2627552.1985 | 1189664.8368 | 2627557.071 | 1189665.2018 | 2627564.834 | 1189666.5814
152 | 2627787.5093 | 1189532.45 | 2627885.4641 | 1189365.7937
153 | 2627348.6108 | 1190482.996 | 2627354.991 | 1190497.3865 | 2627358.6003 | 1190503.7229
154 | 2627347.3457 | 1190480.1424 | 2627348.6108 | 1190482.996
155 | 2627413.0324 | 1190617.2265 | 2627409.7716 | 1190608.3402 | 2627401.1604 | 1190583.9434 | 2627396.8872 | 1190572.9958 | 2627392.7584 | 1190563.8165 | 2627388.1963 | 1190554.335 | 2627385.2786 | 1190548.7743 | 2627379.2726 | 1190538.2301 | 2627368.3057 | 1190520.4039 | 2627358.8639 | 1190504.1855 | 2627358.6003 | 1190503.7229
156 | 2627347.3457 | 1190480.1424 | 2627343.9176 | 1190481.1162 | 2627341.9125 | 1190481.0737 | 2627339.7113 | 1190480.5411 | 2627337.2472 | 1190479.1514 | 2627334.1105 | 1190476.4245 | 2627316.5711 | 1190455.1555 | 2627312.8187 | 1190450.3247 | 2627309.1387 | 1190444.6827 | 2627306.2263 | 1190439.6001 | 2627303.9224 | 1190434.8315 | 2627302.2565 | 1190430.6106 | 2627300.8431 | 1190426.2018 | 2627299.7945 | 1190422.0615 | 2627299.1686 | 1190417.1671 | 2627298.8923 | 1190412.5523 | 2627299.0433 | 1190407.8616 | 2627299.7799 | 1190401.8173 | 2627300.8789 | 1190394.9075 | 2627302.3627 | 1190387.2102 | 2627302.4509 | 1190384.5758 | 2627301.8673 | 1190382.1385 | 2627300.2758 | 1190379.9857 | 2627298.0167 | 1190377.1072 | 2627296.5869 | 1190374.6105 | 2627295.9593 | 1190371.6505
157 | 2627389.3189 | 1190669.1013 | 2627387.5338 | 1190655.9417 | 2627387.5487 | 1190652.6845 | 2627387.973 | 1190649.9294 | 2627389.3165 | 1190646.2669 | 2627391.4829 | 1190642.7083 | 2627394.2569 | 1190639.6638 | 2627395.4938 | 1190637.6239 | 2627396.7335 | 1190634.9837 | 2627399.4219 | 1190628.9817 | 2627401.3735 | 1190625.7333 | 2627403.5357 | 1190623.0862 | 2627406.4142 | 1190620.5536 | 2627413.0324 | 1190617.2265
158 | 2627295.9593 | 1190371.6505 | 2627294.2579 | 1190363.6274 | 2627293.7896 | 1190359.3118 | 2627293.774 | 1190354.3536 | 2627293.0507 | 1190350.7706 | 2627291.2119 | 1190349.3503 | 2627289.2002 | 1190349.0744 | 2627286.4356 | 1190350.0179 | 2627284.4999 | 1190351.4543 | 2627283.2219 | 1190354.1499 | 2627279.2185 | 1190368.1958
159 | 2627510.7188 | 1190707.4553 | 2627510.8678 | 1190706.3665 | 2627511.0668 | 1190702.8878 | 2627510.7815 | 1190698.5953 | 2627506.8122 | 1190681.3123 | 2627506.4409 | 1190675.8188 | 2627506.6238 | 1190674.0551
160 | 2627506.6238 | 1190674.0551 | 2627507.0791 | 1190669.6629 | 2627507.4623 | 1190667.0815
161 | 2627484.3409 | 1190477.1004 | 2627498.0761 | 1190498.119 | 2627504.5646 | 1190509.8106 | 2627509.2399 | 1190521.1603 | 2627512.2583 | 1190529.6898 | 2627513.5509 | 1190535.4655 | 2627514.5076 | 1190541.3174 | 2627515.1261 | 1190549.4357 | 2627515.9489 | 1190586.1146 | 2627515.4346 | 1190603.477 | 2627514.6216 | 1190616.1467 | 2627512.5395 | 1190632.8794 | 2627507.4623 | 1190667.0815
162 | 2627484.3409 | 1190477.1004 | 2627670.1202 | 1190371.7208
163 | 2627670.1202 | 1190371.7208 | 2627805.5828 | 1190596.0781
164 | 2627577.0915 | 1189656.937 | 2627577.8649 | 1189660.6617 | 2627577.0741 | 1189665.1382 | 2627571.3275 | 1189667.7354 | 2627564.834 | 1189666.5814
165 | 2627885.4641 | 1189365.7937 | 2627863.0543 | 1189337.9706
166 | 2627885.4641 | 1189365.7937 | 2627887.3414 | 1189357.3424 | 2627889.5147 | 1189354.1063 | 2627893.198 | 1189350.8662 | 2627894.9804 | 1189349.7239

## bus_geodata
| x | y | coords
0 | 2627541.241 | 1191158.8637
1 | 2627538.4045 | 1191141.2098
2 | 2627541.6547 | 1191181.2663
3 | 2627536.9784 | 1191128.6672
4 | 2627539.6237 | 1191196.635
5 | 2627519.856 | 1191116.7712
6 | 2627542.7062 | 1191124.8924
7 | 2627533.772 | 1191219.9666
8 | 2627691.5238 | 1191169.5514
9 | 2627663.9057 | 1191165.3359
10 | 2627719.7625 | 1191210.1085
11 | 2627709.0772 | 1191215.1676
12 | 2627725.6706 | 1191233.2704
13 | 2627708.8552 | 1191215.2727
14 | 2627805.0386 | 1190997.6899
15 | 2627723.2961 | 1191252.8299
16 | 2627650.0866 | 1191295.4102
17 | 2627665.3196 | 1191296.014
18 | 2627639.9291 | 1191295.0075
19 | 2627652.3149 | 1191283.2296
20 | 2627760.1532 | 1191310.738
21 | 2627627.3561 | 1191297.1042
22 | 2627648.5177 | 1191277.5934
23 | 2627762.4893 | 1191321.5768
24 | 2627780.8516 | 1191305.9336
25 | 2627640.3267 | 1191260.0462
26 | 2627624.9846 | 1191297.8805
27 | 2627666.4136 | 1191242.6955
28 | 2627656.8505 | 1191222.7609
29 | 2627668.33 | 1191246.6905
30 | 2627648.0357 | 1191204.3861
31 | 2627674.145 | 1191253.7433
32 | 2627639.3513 | 1191186.2831
33 | 2627631.3933 | 1191241.3959
34 | 2627568.7986 | 1191326.4636
35 | 2627559.0704 | 1191332.2607
36 | 2627590.8068 | 1191311.9459
37 | 2627533.9217 | 1191349.4156
38 | 2627593.7505 | 1191310.114
39 | 2627620.8687 | 1191339.8436
40 | 2627505.2008 | 1191380.6023
41 | 2627613.1353 | 1191301.7595
42 | 2627661.1361 | 1191325.8388
43 | 2627607.2654 | 1191376.0197
44 | 2627619.1559 | 1191215.8479
45 | 2627612.9345 | 1191202.8595
46 | 2627610.7474 | 1191198.2936
47 | 2627601.6143 | 1191179.2263
48 | 2627594.0435 | 1191163.1326
49 | 2627629.7233 | 1191166.2132
50 | 2627628.8364 | 1191164.3644
51 | 2627707.5993 | 1191275.8805
52 | 2627581.273 | 1191135.0797
53 | 2627574.144 | 1191117.4543
54 | 2627602.8692 | 1190988.8511
55 | 2627502.2777 | 1190971.6019
56 | 2627581.7945 | 1190944.3971
57 | 2627628.935 | 1191009.0264
58 | 2627474.6212 | 1190891.244
59 | 2627424.0727 | 1190930.3279
60 | 2627533.011 | 1191223.0011
61 | 2627776.3658 | 1191009.4204
62 | 2627474.8482 | 1191423.373
63 | 2627727.6657 | 1191339.8003
64 | 2627721.3786 | 1191344.6116
65 | 2627738.5495 | 1191333.8169
66 | 2627770.5009 | 1191329.4432
67 | 2627818.9373 | 1191275.0199
68 | 2627829.2027 | 1191260.7413
69 | 2627829.5976 | 1191260.167
70 | 2627837.2384 | 1191249.7744
71 | 2627907.6643 | 1191222.9092
72 | 2627953.2207 | 1191317.005
73 | 2627983.5094 | 1191473.1509
74 | 2627608.6571 | 1191584.3736
75 | 2627623.3852 | 1191579.5166
76 | 2627630.2813 | 1191584.9881
77 | 2627268.9239 | 1191358.1648
78 | 2627794.9225 | 1191352.7926
79 | 2627849.27 | 1191510.5608
80 | 2627877.2862 | 1191493.8665
81 | 2627892.1066 | 1191483.2171
82 | 2627896.277 | 1191480.6266
83 | 2627998.6818 | 1191488.3087
84 | 2627906.9524 | 1191473.9956
85 | 2628007.7205 | 1191499.7532
86 | 2628053.5979 | 1191544.5284
87 | 2627762.7731 | 1191001.9185
88 | 2627756.8062 | 1190997.9999
89 | 2628054.3228 | 1191638.9382
90 | 2627946.1885 | 1191646.2371
91 | 2628060.0025 | 1191549.328
92 | 2628078.7595 | 1191547.9882
93 | 2627421.5831 | 1190919.8047
94 | 2627472.0296 | 1190883.1305
95 | 2627438.0696 | 1190774.3136
96 | 2627480.2116 | 1190739.5682
97 | 2627423.8624 | 1190666.506
98 | 2626972.0593 | 1190562.4889
99 | 2626969.2029 | 1190559.8872
100 | 2626992.6139 | 1190581.4559
101 | 2626959.7618 | 1190551.288
102 | 2627001.7264 | 1190590.5895
103 | 2626935.4977 | 1190612.6418
104 | 2626951.4087 | 1190543.6797
105 | 2627009.1269 | 1190598.677
106 | 2626928.5538 | 1190616.2024
107 | 2627037.3226 | 1190636.1865
108 | 2627051.2892 | 1190629.835
109 | 2626947.2498 | 1190539.8917
110 | 2627052.9768 | 1190629.0688
111 | 2627086.029 | 1190618.6851
112 | 2627094.7421 | 1190657.0117
113 | 2627219.6536 | 1190511.5893
114 | 2627068.8431 | 1190680.0743
115 | 2627059.8549 | 1190681.5012
116 | 2626930.825 | 1190653.4972
117 | 2626925.3881 | 1190639.6709
118 | 2626876.6577 | 1190923.0822
119 | 2626857.9851 | 1190945.7967
120 | 2626874.0472 | 1190969.0636
121 | 2627067.5172 | 1190820.0026
122 | 2627592.6294 | 1191388.0171
123 | 2627218.2035 | 1191347.1617
124 | 2627234.5978 | 1191351.4713
125 | 2627250.2227 | 1191354.7364
126 | 2627007.8273 | 1190995.1164
127 | 2627021.9498 | 1190973.0412
128 | 2627031.8948 | 1190968.2107
129 | 2627085.3179 | 1190952.1715
130 | 2627060.2851 | 1190896.3194
131 | 2627059.6324 | 1190892.9129
132 | 2627331.5124 | 1190237.1273
133 | 2627333.7192 | 1190224.4774
134 | 2627330.1908 | 1190203.6695
135 | 2627362.85 | 1190199.4112
136 | 2627191.3458 | 1190363.6791
137 | 2627359.7213 | 1190137.5831
138 | 2627477.2823 | 1190119.0217
139 | 2627534.3264 | 1190107.6773
140 | 2627415.8407 | 1190051.3119
141 | 2627503.3122 | 1190154.7109
142 | 2627691.0709 | 1190324.4812
143 | 2627358.8436 | 1190058.9109
144 | 2627366.3629 | 1190054.1022
145 | 2627414.6199 | 1190052.268
146 | 2627424.0032 | 1189972.5221
147 | 2627552.1985 | 1189664.8368
148 | 2627787.5093 | 1189532.45
149 | 2627348.6108 | 1190482.996
150 | 2627358.6003 | 1190503.7229
151 | 2627347.3457 | 1190480.1424
152 | 2627413.0324 | 1190617.2265
153 | 2627295.9593 | 1190371.6505
154 | 2627389.3189 | 1190669.1013
155 | 2627279.2185 | 1190368.1958
156 | 2627510.7188 | 1190707.4553
157 | 2627506.6238 | 1190674.0551
158 | 2627507.4623 | 1190667.0815
159 | 2627484.3409 | 1190477.1004
160 | 2627670.1202 | 1190371.7208
161 | 2627564.834 | 1189666.5814
162 | 2627577.0915 | 1189656.937
163 | 2627863.0543 | 1189337.9706
164 | 2627885.4641 | 1189365.7937
165 | 2627894.9804 | 1189349.7239
166 | 2627060.1181 | 1190845.7967
167 | 2627805.5828 | 1190596.0781
168 | 2627640.3267 | 1191260.0462

## line_std_types
| c_nf_per_km | r_ohm_per_km | x_ohm_per_km | max_i_ka | type | q_mm2 | alpha | voltage_rating
NAYY 4x50 SE | 210 | 0.642 | 0.083 | 0.142 | cs | 50 | 0.00403 | LV
NAYY 4x120 SE | 264 | 0.225 | 0.08 | 0.242 | cs | 120 | 0.00403 | LV
NAYY 4x150 SE | 261 | 0.208 | 0.08 | 0.27 | cs | 150 | 0.00403 | LV
NA2XS2Y 1x95 RM/25 12/20 kV | 216 | 0.313 | 0.132 | 0.252 | cs | 95 | 0.00403 | MV
NA2XS2Y 1x185 RM/25 12/20 kV | 273 | 0.161 | 0.117 | 0.362 | cs | 185 | 0.00403 | MV
NA2XS2Y 1x240 RM/25 12/20 kV | 304 | 0.122 | 0.112 | 0.421 | cs | 240 | 0.00403 | MV
NA2XS2Y 1x95 RM/25 6/10 kV | 315 | 0.313 | 0.123 | 0.249 | cs | 95 | 0.00403 | MV
NA2XS2Y 1x185 RM/25 6/10 kV | 406 | 0.161 | 0.11 | 0.358 | cs | 185 | 0.00403 | MV
NA2XS2Y 1x240 RM/25 6/10 kV | 456 | 0.122 | 0.105 | 0.416 | cs | 240 | 0.00403 | MV
NA2XS2Y 1x150 RM/25 12/20 kV | 250 | 0.206 | 0.116 | 0.319 | cs | 150 | 0.00403 | MV
NA2XS2Y 1x120 RM/25 12/20 kV | 230 | 0.253 | 0.119 | 0.283 | cs | 120 | 0.00403 | MV
NA2XS2Y 1x70 RM/25 12/20 kV | 190 | 0.443 | 0.132 | 0.22 | cs | 70 | 0.00403 | MV
NA2XS2Y 1x150 RM/25 6/10 kV | 360 | 0.206 | 0.11 | 0.315 | cs | 150 | 0.00403 | MV
NA2XS2Y 1x120 RM/25 6/10 kV | 340 | 0.253 | 0.113 | 0.28 | cs | 120 | 0.00403 | MV
NA2XS2Y 1x70 RM/25 6/10 kV | 280 | 0.443 | 0.123 | 0.217 | cs | 70 | 0.00403 | MV
N2XS(FL)2Y 1x120 RM/35 64/110 kV | 112 | 0.153 | 0.166 | 0.366 | cs | 120 | 0.00393 | HV
N2XS(FL)2Y 1x185 RM/35 64/110 kV | 125 | 0.099 | 0.156 | 0.457 | cs | 185 | 0.00393 | HV
N2XS(FL)2Y 1x240 RM/35 64/110 kV | 135 | 0.075 | 0.149 | 0.526 | cs | 240 | 0.00393 | HV
N2XS(FL)2Y 1x300 RM/35 64/110 kV | 144 | 0.06 | 0.144 | 0.588 | cs | 300 | 0.00393 | HV
15-AL1/3-ST1A 0.4 | 11 | 1.8769 | 0.35 | 0.105 | ol | 16 | 0.00403 | LV
24-AL1/4-ST1A 0.4 | 11.25 | 1.2012 | 0.335 | 0.14 | ol | 24 | 0.00403 | LV
48-AL1/8-ST1A 0.4 | 12.2 | 0.5939 | 0.3 | 0.21 | ol | 48 | 0.00403 | LV
94-AL1/15-ST1A 0.4 | 13.2 | 0.306 | 0.29 | 0.35 | ol | 94 | 0.00403 | LV
34-AL1/6-ST1A 10.0 | 9.7 | 0.8342 | 0.36 | 0.17 | ol | 34 | 0.00403 | MV
48-AL1/8-ST1A 10.0 | 10.1 | 0.5939 | 0.35 | 0.21 | ol | 48 | 0.00403 | MV
70-AL1/11-ST1A 10.0 | 10.4 | 0.4132 | 0.339 | 0.29 | ol | 70 | 0.00403 | MV
94-AL1/15-ST1A 10.0 | 10.75 | 0.306 | 0.33 | 0.35 | ol | 94 | 0.00403 | MV
122-AL1/20-ST1A 10.0 | 11.1 | 0.2376 | 0.323 | 0.41 | ol | 122 | 0.00403 | MV
149-AL1/24-ST1A 10.0 | 11.25 | 0.194 | 0.315 | 0.47 | ol | 149 | 0.00403 | MV
34-AL1/6-ST1A 20.0 | 9.15 | 0.8342 | 0.382 | 0.17 | ol | 34 | 0.00403 | MV
48-AL1/8-ST1A 20.0 | 9.5 | 0.5939 | 0.372 | 0.21 | ol | 48 | 0.00403 | MV
70-AL1/11-ST1A 20.0 | 9.7 | 0.4132 | 0.36 | 0.29 | ol | 70 | 0.00403 | MV
94-AL1/15-ST1A 20.0 | 10 | 0.306 | 0.35 | 0.35 | ol | 94 | 0.00403 | MV
122-AL1/20-ST1A 20.0 | 10.3 | 0.2376 | 0.344 | 0.41 | ol | 122 | 0.00403 | MV
149-AL1/24-ST1A 20.0 | 10.5 | 0.194 | 0.337 | 0.47 | ol | 149 | 0.00403 | MV
184-AL1/30-ST1A 20.0 | 10.75 | 0.1571 | 0.33 | 0.535 | ol | 184 | 0.00403 | MV
243-AL1/39-ST1A 20.0 | 11 | 0.1188 | 0.32 | 0.645 | ol | 243 | 0.00403 | MV
48-AL1/8-ST1A 110.0 | 8 | 0.5939 | 0.46 | 0.21 | ol | 48 | 0.00403 | HV
70-AL1/11-ST1A 110.0 | 8.4 | 0.4132 | 0.45 | 0.29 | ol | 70 | 0.00403 | HV
94-AL1/15-ST1A 110.0 | 8.65 | 0.306 | 0.44 | 0.35 | ol | 94 | 0.00403 | HV
122-AL1/20-ST1A 110.0 | 8.5 | 0.2376 | 0.43 | 0.41 | ol | 122 | 0.00403 | HV
149-AL1/24-ST1A 110.0 | 8.75 | 0.194 | 0.41 | 0.47 | ol | 149 | 0.00403 | HV
184-AL1/30-ST1A 110.0 | 8.8 | 0.1571 | 0.4 | 0.535 | ol | 184 | 0.00403 | HV
243-AL1/39-ST1A 110.0 | 9 | 0.1188 | 0.39 | 0.645 | ol | 243 | 0.00403 | HV
305-AL1/39-ST1A 110.0 | 9.2 | 0.0949 | 0.38 | 0.74 | ol | 305 | 0.00403 | HV
490-AL1/64-ST1A 110.0 | 9.75 | 0.059 | 0.37 | 0.96 | ol | 490 | 0.00403 | HV
679-AL1/86-ST1A 110.0 | 9.95 | 0.042 | 0.36 | 1.15 | ol | 679 | 0.00403 | HV
490-AL1/64-ST1A 220.0 | 10 | 0.059 | 0.285 | 0.96 | ol | 490 | 0.00403 | HV
679-AL1/86-ST1A 220.0 | 11.7 | 0.042 | 0.275 | 1.15 | ol | 679 | 0.00403 | HV
490-AL1/64-ST1A 380.0 | 11 | 0.059 | 0.253 | 0.96 | ol | 490 | 0.00403 | HV
679-AL1/86-ST1A 380.0 | 14.6 | 0.042 | 0.25 | 1.15 | ol | 679 | 0.00403 | HV

## trafo_std_types
| i0_percent | pfe_kw | vkr_percent | sn_mva | vn_lv_kv | vn_hv_kv | vk_percent | shift_degree | vector_group | tap_side | tap_neutral | tap_min | tap_max | tap_step_degree | tap_step_percent | tap_phase_shifter
160 MVA 380/110 kV | 0.06 | 60 | 0.25 | 160 | 110 | 380 | 12.2 | 0 | Yy0 | hv | 0 | -9 | 9 | 0 | 1.5 | FALSE
100 MVA 220/110 kV | 0.06 | 55 | 0.26 | 100 | 110 | 220 | 12 | 0 | Yy0 | hv | 0 | -9 | 9 | 0 | 1.5 | FALSE
63 MVA 110/20 kV | 0.04 | 22 | 0.32 | 63 | 20 | 110 | 18 | 150 | YNd5 | hv | 0 | -9 | 9 | 0 | 1.5 | FALSE
40 MVA 110/20 kV | 0.05 | 18 | 0.34 | 40 | 20 | 110 | 16.2 | 150 | YNd5 | hv | 0 | -9 | 9 | 0 | 1.5 | FALSE
25 MVA 110/20 kV | 0.07 | 14 | 0.41 | 25 | 20 | 110 | 12 | 150 | YNd5 | hv | 0 | -9 | 9 | 0 | 1.5 | FALSE
63 MVA 110/10 kV | 0.04 | 22 | 0.32 | 63 | 10 | 110 | 18 | 150 | YNd5 | hv | 0 | -9 | 9 | 0 | 1.5 | FALSE
40 MVA 110/10 kV | 0.05 | 18 | 0.34 | 40 | 10 | 110 | 16.2 | 150 | YNd5 | hv | 0 | -9 | 9 | 0 | 1.5 | FALSE
25 MVA 110/10 kV | 0.07 | 14 | 0.41 | 25 | 10 | 110 | 12 | 150 | YNd5 | hv | 0 | -9 | 9 | 0 | 1.5 | FALSE
0.25 MVA 20/0.4 kV | 0.32 | 0.8 | 1.44 | 0.25 | 0.4 | 20 | 6 | 150 | Yzn5 | hv | 0 | -2 | 2 | 0 | 2.5 | FALSE
0.4 MVA 20/0.4 kV | 0.3375 | 1.35 | 1.425 | 0.4 | 0.4 | 20 | 6 | 150 | Dyn5 | hv | 0 | -2 | 2 | 0 | 2.5 | FALSE
0.63 MVA 20/0.4 kV | 0.2619 | 1.65 | 1.206 | 0.63 | 0.4 | 20 | 6 | 150 | Dyn5 | hv | 0 | -2 | 2 | 0 | 2.5 | FALSE
0.25 MVA 10/0.4 kV | 0.24 | 0.6 | 1.2 | 0.25 | 0.4 | 10 | 4 | 150 | Dyn5 | hv | 0 | -2 | 2 | 0 | 2.5 | FALSE
0.4 MVA 10/0.4 kV | 0.2375 | 0.95 | 1.325 | 0.4 | 0.4 | 10 | 4 | 150 | Dyn5 | hv | 0 | -2 | 2 | 0 | 2.5 | FALSE
0.63 MVA 10/0.4 kV | 0.1873 | 1.18 | 1.0794 | 0.63 | 0.4 | 10 | 4 | 150 | Dyn5 | hv | 0 | -2 | 2 | 0 | 2.5 | FALSE

## trafo3w_std_types
| sn_hv_mva | sn_mv_mva | sn_lv_mva | vn_hv_kv | vn_mv_kv | vn_lv_kv | vk_hv_percent | vk_mv_percent | vk_lv_percent | vkr_hv_percent | vkr_mv_percent | vkr_lv_percent | pfe_kw | i0_percent | shift_mv_degree | shift_lv_degree | vector_group | tap_side | tap_neutral | tap_min | tap_max | tap_step_percent
63/25/38 MVA 110/20/10 kV | 63 | 25 | 38 | 110 | 20 | 10 | 10.4 | 10.4 | 10.4 | 0.28 | 0.32 | 0.35 | 35 | 0.89 | 0 | 0 | YN0yn0yn0 | hv | 0 | -10 | 10 | 1.2
63/25/38 MVA 110/10/10 kV | 63 | 25 | 38 | 110 | 10 | 10 | 10.4 | 10.4 | 10.4 | 0.28 | 0.32 | 0.35 | 35 | 0.89 | 0 | 0 | YN0yn0yn0 | hv | 0 | -10 | 10 | 1.2

## fuse_std_types
| fuse_type | i_rated_a | t_avg | t_min | t_total | x_avg | x_min | x_total
HV 100A | HV 100A | 100 | 0 | [10.0, 3.64, 0.854, 0.281, 0.1, 0.0531, 0.022, 0.01] | [10.0, 4.267, 1.21, 0.403, 0.1, 0.058, 0.022, 0.01] | 0 | [300.0, 350.0, 450.0, 550.0, 700.0, 850.0, 1200.0, 1752.0] | [600.0, 700.0, 900.0, 1150.0, 1665.0, 2000.0, 3000.0, 4313.0]
HV 10A | HV 10A | 10 | 0 | [10.0, 1675.0, 0.344, 0.156, 0.1, 0.0417, 0.0171, 0.01] | [10.0, 1.3, 0.3, 0.155, 0.1, 0.0555, 0.023, 0.01] | 0 | [30.0, 32.0, 35.0, 37.0, 39.0, 50.0, 70.0, 88.0] | [60.0, 70.0, 80.0, 87.0, 94.0, 110.0, 150.0, 216.0]
HV 125A | HV 125A | 125 | 0 | [10.0, 1.82, 0.344, 0.1, 0.0467, 0.0269, 0.01] | [10.0, 2.478, 0.426, 0.1, 0.0427, 0.0211, 0.01] | 0 | [375.0, 500.0, 700.0, 925.0, 1200.0, 1500.0, 2341.0] | [750.0, 1000.0, 1500.0, 2200.0, 3000.0, 4000.0, 5765.0]
HV 160A | HV 160A | 160 | 0 | [10.0, 4.15, 1.03, 0.198, 0.1, 0.051, 0.0172, 0.01] | [10.0, 2.3, 0.734, 0.274, 0.1, 0.046, 0.0177, 0.01] | 0 | [480.0, 550.0, 700.0, 1000.0, 1260.0, 1600.0, 2500.0, 3227.0] | [960.0, 1300.0, 1700.0, 2200.0, 2996.0, 4000.0, 6000.0, 7946.0]
HV 16A | HV 16A | 16 | 0 | [10.0, 0.352, 0.164, 0.1, 0.0649, 0.0342, 0.01] | [10.0, 2.34, 0.722, 0.181, 0.1, 0.055, 0.0296, 0.01] | 0 | [48.0, 60.0, 65.0, 71.0, 80.0, 100.0, 162.0] | [96.0, 110.0, 125.0, 150.0, 168.0, 200.0, 250.0, 398.0]
HV 200A | HV 200A | 200 | 0 | [10.0, 4.267, 1.21, 0.403, 0.1, 0.058, 0.022, 0.01] | [10.0, 3.73, 1.654, 0.328, 0.1, 0.0531, 0.019, 0.01] | 0 | [600.0, 700.0, 900.0, 1150.0, 1665.0, 2000.0, 3000.0, 4313.0] | [1200.0, 1500.0, 1800.0, 2700.0, 3960.0, 5000.0, 7500.0, 10620.0]
HV 20A | HV 20A | 20 | 0 | [10.0, 1.3, 0.3, 0.155, 0.1, 0.0555, 0.023, 0.01] | [10.0, 1.3, 0.161, 0.1, 0.0611, 0.0399, 0.0141, 0.01] | 0 | [60.0, 70.0, 80.0, 87.0, 94.0, 110.0, 150.0, 216.0] | [120.0, 150.0, 200.0, 223.0, 260.0, 300.0, 450.0, 532.0]
HV 25A | HV 25A | 25 | 0 | [10.0, 2.512, 0.833, 0.299, 0.1, 0.0372, 0.0223, 0.01] | [10.0, 3.125, 0.597, 0.198, 0.1, 0.0378, 0.022, 0.01] | 0 | [75.0, 82.0, 90.0, 100.0, 124.0, 170.0, 200.0, 289.0] | [150.0, 170.0, 210.0, 250.0, 294.0, 400.0, 500.0, 711.0]
HV 31.5A | HV 31.5A | 31.5 | 0 | [10.0, 2.34, 0.722, 0.181, 0.1, 0.055, 0.0296, 0.01] | [10.0, 2.84, 0.368, 0.164, 0.1, 0.0621, 0.0378, 0.0195, 0.01] | 0 | [95.0, 110.0, 125.0, 150.0, 165.0, 200.0, 250.0, 390.0] | [189.0, 220.0, 300.0, 350.0, 393.0, 450.0, 530.0, 700.0, 960.0]
HV 40A | HV 40A | 40 | 0 | [10.0, 1.3, 0.161, 0.1, 0.0611, 0.0399, 0.0141, 0.01] | [10.0, 2.05, 0.369, 0.198, 0.1, 0.051, 0.0298, 0.01] | 0 | [120.0, 150.0, 200.0, 223.0, 260.0, 300.0, 450.0, 532.0] | [240.0, 300.0, 400.0, 450.0, 530.0, 650.0, 800.0, 1311.0]
HV 50A | HV 50A | 50 | 0 | [10.0, 3.215, 0.597, 0.198, 0.1, 0.0378, 0.022, 0.01] | [10.0, 3.64, 0.854, 0.281, 0.1, 0.0531, 0.022, 0.01] | 0 | [150.0, 170.0, 210.0, 250.0, 294.0, 400.0, 500.0, 711.0] | [300.0, 350.0, 450.0, 550.0, 700.0, 850.0, 1200.0, 1752.0]
HV 6.3A | HV 6.3A | 6.3 | 0 | [10.0, 1.39, 0.344, 0.168, 0.1, 0.056, 0.0263, 0.01] | [10.0, 1.711, 0.516, 0.198, 0.1, 0.0634, 0.0303, 0.01] | 0 | [19.0, 19.5, 20.4, 20.8, 22.0, 25.0, 32.0, 48.0] | [38.0, 40.0, 43.0, 48.0, 53.0, 60.0, 75.0, 118.0]
HV 63A | HV 63A | 63 | 0 | [10.0, 2.84, 0.368, 0.164, 0.1, 0.0621, 0.0378, 0.0195, 0.01] | [10.0, 1.82, 0.344, 0.1, 0.0467, 0.0269, 0.01] | 0 | [189.0, 220.0, 300.0, 350.0, 393.0, 450.0, 530.0, 700.0, 961.0] | [378.0, 500.0, 700.0, 934.0, 1200.0, 1500.0, 2366.0]
HV 80A | HV 80A | 80 | 0 | [10.0, 2.05, 0.369, 0.198, 0.1, 0.051, 0.0298, 0.01] | [10.0, 4.15, 1.03, 0.198, 0.1, 0.051, 0.0172, 0.01] | 0 | [240.0, 300.0, 400.0, 450.0, 530.0, 650.0, 800.0, 1311.0] | [480.0, 550.0, 700.0, 1000.0, 1260.0, 1600.0, 2500.0, 3227.0]
Siemens NH-1-100 | Siemens NH-1-100 | 100 | [5400.0, 2000.0, 400.0, 20.0, 1.0, 0.2, 0.012, 0.004] | 0 | 0 | [150.0, 190.0, 250.0, 430.0, 900.0, 1250.0, 2700.0, 3600.0] | 0 | 0
Siemens NH-1-125 | Siemens NH-1-125 | 125 | [4800.0, 120.0, 7.0, 0.1, 0.004] | 0 | 0 | [180.0, 400.0, 740.0, 2000.0, 4250.0] | 0 | 0
Siemens NH-1-16 | Siemens NH-1-16 | 16 | [4000.0, 400.0, 2.0, 0.1, 0.04, 0.01] | 0 | 0 | [26.0, 35.0, 75.0, 150.0, 200.0, 300.0] | 0 | 0
Siemens NH-1-160 | Siemens NH-1-160 | 160 | [4800.0, 120.0, 7.0, 0.1, 0.004] | 0 | 0 | [210.0, 500.0, 900.0, 2300.0, 5000.0] | 0 | 0
Siemens NH-1-25 | Siemens NH-1-25 | 25 | [4000.0, 1000.0, 10.0, 0.2, 0.02, 0.01] | 0 | 0 | [40.0, 50.0, 100.0, 210.0, 400.0, 500.0] | 0 | 0
Siemens NH-1-50 | Siemens NH-1-50 | 50 | [4000.0, 40.0, 4.0, 1.0, 0.02, 0.01] | 0 | 0 | [86.0, 200.0, 300.0, 400.0, 1000.0, 1280.0] | 0 | 0
Siemens NH-1-63 | Siemens NH-1-63 | 63 | [4000.0, 100.0, 10.0, 2.0, 0.04, 0.01] | 0 | 0 | [100.0, 200.0, 300.0, 400.0, 1000.0, 1500.0] | 0 | 0
Siemens NH-1-80 | Siemens NH-1-80 | 80 | [4800.0, 120.0, 7.0, 0.1, 0.01] | 0 | 0 | [150.58, 250.0, 450.0, 1150.0, 2470.0] | 0 | 0
Siemens NH-2-1000 | Siemens NH-2-1000 | 1000 | [4800.0, 120.0, 7.0, 0.1, 0.004] | 0 | 0 | [1900.0, 3500.0, 8400.0, 24000.0, 52000.0] | 0 | 0
Siemens NH-2-200 | Siemens NH-2-200 | 200 | [4800.0, 120.0, 7.0, 0.1, 0.004] | 0 | 0 | [280.0, 650.0, 1200.0, 3000.0, 7000.0] | 0 | 0
Siemens NH-2-224 | Siemens NH-2-224 | 224 | [4800.0, 120.0, 7.0, 0.2, 0.04, 0.004] | 0 | 0 | [400.0, 750.0, 1453.0, 3025.0, 4315.0, 7600.0] | 0 | 0
Siemens NH-2-250 | Siemens NH-2-250 | 250 | [4800.0, 120.0, 7.0, 0.1, 0.004] | 0 | 0 | [450.0, 800.0, 1650.0, 4000.0, 8500.0] | 0 | 0
Siemens NH-2-315 | Siemens NH-2-315 | 315 | [4800.0, 120.0, 7.0, 0.1, 0.004] | 0 | 0 | [550.0, 920.0, 1900.0, 5000.0, 11000.0] | 0 | 0
Siemens NH-2-355 | Siemens NH-2-355 | 355 | [4800.0, 120.0, 6.0, 0.1, 0.004] | 0 | 0 | [650.0, 1116.27, 2350.0, 5840.0, 12790.0] | 0 | 0
Siemens NH-2-400 | Siemens NH-2-400 | 400 | [4800.0, 120.0, 7.0, 0.1, 0.004] | 0 | 0 | [720.0, 1350.0, 2800.0, 6500.0, 15000.0] | 0 | 0
Siemens NH-2-425 | Siemens NH-2-425 | 425 | [4800.0, 120.0, 7.0, 0.1, 0.004] | 0 | 0 | [850.0, 1500.0, 3050.0, 7500.0, 16500.0] | 0 | 0
Siemens NH-2-630 | Siemens NH-2-630 | 630 | [4800.0, 120.0, 7.0, 0.1, 0.004] | 0 | 0 | [1200.0, 2000.0, 4800.0, 12000.0, 26000.0] | 0 | 0

## dtypes
| element | column | dtype
0 | bus | name | object
1 | bus | vn_kv | float64
2 | bus | type | object
3 | bus | zone | object
4 | bus | in_service | bool
5 | load | name | object
6 | load | bus | uint32
7 | load | p_mw | float64
8 | load | q_mvar | float64
9 | load | const_z_percent | float64
10 | load | const_i_percent | float64
11 | load | sn_mva | float64
12 | load | scaling | float64
13 | load | in_service | bool
14 | load | type | object
15 | ext_grid | name | object
16 | ext_grid | bus | uint32
17 | ext_grid | vm_pu | float64
18 | ext_grid | va_degree | float64
19 | ext_grid | slack_weight | float64
20 | ext_grid | in_service | bool
21 | line | name | object
22 | line | std_type | object
23 | line | from_bus | uint32
24 | line | to_bus | uint32
25 | line | length_km | float64
26 | line | r_ohm_per_km | float64
27 | line | x_ohm_per_km | float64
28 | line | c_nf_per_km | float64
29 | line | g_us_per_km | float64
30 | line | max_i_ka | float64
31 | line | df | float64
32 | line | parallel | uint32
33 | line | type | object
34 | line | in_service | bool
35 | trafo | name | object
36 | trafo | std_type | object
37 | trafo | hv_bus | uint32
38 | trafo | lv_bus | uint32
39 | trafo | sn_mva | float64
40 | trafo | vn_hv_kv | float64
41 | trafo | vn_lv_kv | float64
42 | trafo | vk_percent | float64
43 | trafo | vkr_percent | float64
44 | trafo | pfe_kw | float64
45 | trafo | i0_percent | float64
46 | trafo | shift_degree | float64
47 | trafo | tap_side | object
48 | trafo | tap_neutral | int32
49 | trafo | tap_min | int32
50 | trafo | tap_max | int32
51 | trafo | tap_step_percent | float64
52 | trafo | tap_step_degree | float64
53 | trafo | tap_pos | int32
54 | trafo | tap_phase_shifter | bool
55 | trafo | parallel | uint32
56 | trafo | df | float64
57 | trafo | in_service | bool
58 | line_geodata | coords | object
59 | bus_geodata | x | float64
60 | bus_geodata | y | float64
61 | bus_geodata | coords | object

## parameters
| version | format_version | converged | OPF_converged | name | f_hz | sn_mva
0 | 2.14.6 | 2.14.0 | FALSE | FALSE |  | 50 | 1