## bus
| name | vn_kv | type | zone | in_service
0 | bus_LV_902-18_0_4_node_0 | 0.4 | n |  | TRUE
1 | bus_LV_902-18_0_4_node_1 | 0.4 | n |  | TRUE
2 | bus_LV_902-18_0_4_node_2 | 0.4 | n |  | TRUE
3 | bus_LV_902-18_0_4_node_3 | 0.4 | n |  | TRUE
4 | bus_LV_902-18_0_4_node_5 | 0.4 | n |  | TRUE
5 | bus_LV_902-18_0_4_node_6 | 0.4 | n |  | TRUE
6 | bus_LV_902-18_0_4_node_4 | 0.4 | n |  | TRUE
7 | bus_LV_902-18_0_4_node_16 | 0.4 | n |  | TRUE
8 | bus_LV_902-18_0_4_node_7 | 0.4 | n |  | TRUE
9 | bus_LV_902-18_0_4_node_25 | 0.4 | n |  | TRUE
10 | bus_LV_902-18_0_4_node_85 | 0.4 | n |  | TRUE
11 | bus_LV_902-18_0_4_node_23 | 0.4 | n |  | TRUE
12 | bus_LV_902-18_0_4_node_15 | 0.4 | n |  | TRUE
13 | bus_LV_902-18_0_4_node_12 | 0.4 | n |  | TRUE
14 | bus_LV_902-18_0_4_node_17 | 0.4 | n |  | TRUE
15 | bus_LV_902-18_0_4_node_19 | 0.4 | n |  | TRUE
16 | bus_LV_902-18_0_4_node_119 | 0.4 | n |  | TRUE
17 | bus_LV_902-18_0_4_node_73 | 0.4 | n |  | TRUE
18 | bus_LV_902-18_0_4_node_24 | 0.4 | n |  | TRUE
19 | bus_LV_902-18_0_4_node_36 | 0.4 | n |  | TRUE
20 | bus_LV_902-18_0_4_node_21 | 0.4 | n |  | TRUE
21 | bus_LV_902-18_0_4_node_8 | 0.4 | n |  | TRUE
22 | bus_LV_902-18_0_4_node_9 | 0.4 | n |  | TRUE
23 | bus_LV_902-18_0_4_node_10 | 0.4 | n |  | TRUE
24 | bus_LV_902-18_0_4_node_11 | 0.4 | n |  | TRUE
25 | bus_LV_902-18_0_4_node_13 | 0.4 | n |  | TRUE
26 | bus_LV_902-18_0_4_node_14 | 0.4 | n |  | TRUE
27 | bus_LV_902-18_0_4_node_18 | 0.4 | n |  | TRUE
28 | bus_LV_902-18_0_4_node_22 | 0.4 | n |  | TRUE
29 | bus_LV_902-18_0_4_node_20 | 0.4 | n |  | TRUE
30 | bus_LV_902-18_0_4_node_72 | 0.4 | n |  | TRUE
31 | bus_LV_902-18_0_4_node_26 | 0.4 | n |  | TRUE
32 | bus_LV_902-18_0_4_node_29 | 0.4 | n |  | TRUE
33 | bus_LV_902-18_0_4_node_30 | 0.4 | n |  | TRUE
34 | bus_LV_902-18_0_4_node_27 | 0.4 | n |  | TRUE
35 | bus_LV_902-18_0_4_node_28 | 0.4 | n |  | TRUE
36 | bus_LV_902-18_0_4_node_32 | 0.4 | n |  | TRUE
37 | bus_LV_902-18_0_4_node_33 | 0.4 | n |  | TRUE
38 | bus_LV_902-18_0_4_node_34 | 0.4 | n |  | TRUE
39 | bus_LV_902-18_0_4_node_35 | 0.4 | n |  | TRUE
40 | bus_LV_902-18_0_4_node_37 | 0.4 | n |  | TRUE
41 | bus_LV_902-18_0_4_node_111 | 0.4 | n |  | TRUE
42 | bus_LV_902-18_0_4_node_117 | 0.4 | n |  | TRUE
43 | bus_LV_902-18_0_4_node_90 | 0.4 | n |  | TRUE
44 | bus_LV_902-18_0_4_node_118 | 0.4 | n |  | TRUE
45 | bus_LV_902-18_0_4_node_38 | 0.4 | n |  | TRUE
46 | bus_LV_902-18_0_4_node_39 | 0.4 | n |  | TRUE
47 | bus_LV_902-18_0_4_node_40 | 0.4 | n |  | TRUE
48 | bus_LV_902-18_0_4_node_41 | 0.4 | n |  | TRUE
49 | bus_LV_902-18_0_4_node_52 | 0.4 | n |  | TRUE
50 | bus_LV_902-18_0_4_node_56 | 0.4 | n |  | TRUE
51 | bus_LV_902-18_0_4_node_46 | 0.4 | n |  | TRUE
52 | bus_LV_902-18_0_4_node_62 | 0.4 | n |  | TRUE
53 | bus_LV_902-18_0_4_node_42 | 0.4 | n |  | TRUE
54 | bus_LV_902-18_0_4_node_43 | 0.4 | n |  | TRUE
55 | bus_LV_902-18_0_4_node_45 | 0.4 | n |  | TRUE
56 | bus_LV_902-18_0_4_node_50 | 0.4 | n |  | TRUE
57 | bus_LV_902-18_0_4_node_51 | 0.4 | n |  | TRUE
58 | bus_LV_902-18_0_4_node_47 | 0.4 | n |  | TRUE
59 | bus_LV_902-18_0_4_node_124 | 0.4 | n |  | TRUE
60 | bus_LV_902-18_0_4_node_59 | 0.4 | n |  | TRUE
61 | bus_LV_902-18_0_4_node_48 | 0.4 | n |  | TRUE
62 | bus_LV_902-18_0_4_node_55 | 0.4 | n |  | TRUE
63 | bus_LV_902-18_0_4_node_125 | 0.4 | n |  | TRUE
64 | bus_LV_902-18_0_4_node_49 | 0.4 | n |  | TRUE
65 | bus_LV_902-18_0_4_node_88 | 0.4 | n |  | TRUE
66 | bus_LV_902-18_0_4_node_94 | 0.4 | n |  | TRUE
67 | bus_LV_902-18_0_4_node_53 | 0.4 | n |  | TRUE
68 | bus_LV_902-18_0_4_node_57 | 0.4 | n |  | TRUE
69 | bus_LV_902-18_0_4_node_102 | 0.4 | n |  | TRUE
70 | bus_LV_902-18_0_4_node_54 | 0.4 | n |  | TRUE
71 | bus_LV_902-18_0_4_node_87 | 0.4 | n |  | TRUE
72 | bus_LV_902-18_0_4_node_95 | 0.4 | n |  | TRUE
73 | bus_LV_902-18_0_4_node_101 | 0.4 | n |  | TRUE
74 | bus_LV_902-18_0_4_node_65 | 0.4 | n |  | TRUE
75 | bus_LV_902-18_0_4_node_63 | 0.4 | n |  | TRUE
76 | bus_LV_902-18_0_4_node_58 | 0.4 | n |  | TRUE
77 | bus_LV_902-18_0_4_node_60 | 0.4 | n |  | TRUE
78 | bus_LV_902-18_0_4_node_61 | 0.4 | n |  | TRUE
79 | bus_LV_902-18_0_4_node_66 | 0.4 | n |  | TRUE
80 | bus_LV_902-18_0_4_node_68 | 0.4 | n |  | TRUE
81 | bus_LV_902-18_0_4_node_67 | 0.4 | n |  | TRUE
82 | bus_LV_902-18_0_4_node_69 | 0.4 | n |  | TRUE
83 | bus_LV_902-18_0_4_node_70 | 0.4 | n |  | TRUE
84 | bus_LV_902-18_0_4_node_121 | 0.4 | n |  | TRUE
85 | bus_LV_902-18_0_4_node_64 | 0.4 | n |  | TRUE
86 | bus_LV_902-18_0_4_node_122 | 0.4 | n |  | TRUE
87 | bus_LV_902-18_0_4_node_120 | 0.4 | n |  | TRUE
88 | bus_LV_902-18_0_4_node_71 | 0.4 | n |  | TRUE
89 | bus_LV_902-18_0_4_node_82 | 0.4 | n |  | TRUE
90 | bus_LV_902-18_0_4_node_86 | 0.4 | n |  | TRUE
91 | bus_LV_902-18_0_4_node_83 | 0.4 | n |  | TRUE
92 | bus_LV_902-18_0_4_node_81 | 0.4 | n |  | TRUE
93 | bus_LV_902-18_0_4_node_74 | 0.4 | n |  | TRUE
94 | bus_LV_902-18_0_4_node_76 | 0.4 | n |  | TRUE
95 | bus_LV_902-18_0_4_node_77 | 0.4 | n |  | TRUE
96 | bus_LV_902-18_0_4_node_105 | 0.4 | n |  | TRUE
97 | bus_LV_902-18_0_4_node_78 | 0.4 | n |  | TRUE
98 | bus_LV_902-18_0_4_node_107 | 0.4 | n |  | TRUE
99 | bus_LV_902-18_0_4_node_103 | 0.4 | n |  | TRUE
100 | bus_LV_902-18_0_4_node_79 | 0.4 | n |  | TRUE
101 | bus_LV_902-18_0_4_node_84 | 0.4 | n |  | TRUE
102 | bus_LV_902-18_0_4_node_89 | 0.4 | n |  | TRUE
103 | bus_LV_902-18_0_4_node_91 | 0.4 | n |  | TRUE
104 | bus_LV_902-18_0_4_node_92 | 0.4 | n |  | TRUE
105 | bus_LV_902-18_0_4_node_93 | 0.4 | n |  | TRUE
106 | bus_LV_902-18_0_4_node_112 | 0.4 | n |  | TRUE
107 | bus_LV_902-18_0_4_node_115 | 0.4 | n |  | TRUE
108 | bus_LV_902-18_0_4_node_110 | 0.4 | n |  | TRUE
109 | bus_LV_902-18_0_4_node_96 | 0.4 | n |  | TRUE
110 | bus_LV_902-18_0_4_node_113 | 0.4 | n |  | TRUE
111 | bus_LV_902-18_0_4_node_116 | 0.4 | n |  | TRUE
112 | bus_LV_902-18_0_4_node_108 | 0.4 | n |  | TRUE
113 | bus_LV_902-18_0_4_node_97 | 0.4 | n |  | TRUE
114 | bus_LV_902-18_0_4_node_98 | 0.4 | n |  | TRUE
115 | bus_LV_902-18_0_4_node_99 | 0.4 | n |  | TRUE
116 | bus_LV_902-18_0_4_node_100 | 0.4 | n |  | TRUE
117 | bus_LV_902-18_0_4_node_123 | 0.4 | n |  | TRUE
118 | bus_LV_902-18_0_4_node_104 | 0.4 | n |  | TRUE
119 | bus_LV_902-18_0_4_node_106 | 0.4 | n |  | TRUE
120 | bus_LV_902-18_0_4_node_114 | 0.4 | n |  | TRUE
121 | bus_LV_902-18_0_4_node_109 | 0.4 | n |  | TRUE
122 | bus_MV_0_node_88 | 20 | n |  | TRUE

## load
| name | bus | p_mw | q_mvar | const_z_percent | const_i_percent | sn_mva | scaling | in_service | type
0 | LV_902-18_0_4_load_0 | 0 | 0.00015555 | 3.8985e-05 | 0 | 0 |  | 1 | TRUE | wye
1 | LV_902-18_0_4_load_1 | 1 | 0.00045918 | 0.00011508 | 0 | 0 |  | 1 | TRUE | wye
2 | LV_902-18_0_4_load_2 | 2 | 0.0001208 | 3.0274e-05 | 0 | 0 |  | 1 | TRUE | wye
3 | LV_902-18_0_4_load_25 | 9 | 0.00042589 | 0.00010674 | 0 | 0 |  | 1 | TRUE | wye
4 | LV_902-18_0_4_load_85 | 10 | 0.00041718 | 0.00010456 | 0 | 0 |  | 1 | TRUE | wye
5 | LV_902-18_0_4_load_23 | 11 | 8.8474e-05 | 2.2174e-05 | 0 | 0 |  | 1 | TRUE | wye
6 | LV_902-18_0_4_load_12 | 13 | 0.00027525 | 6.8983e-05 | 0 | 0 |  | 1 | TRUE | wye
7 | LV_902-18_0_4_load_119 | 16 | 7.8882e-05 | 1.977e-05 | 0 | 0 |  | 1 | TRUE | wye
8 | LV_902-18_0_4_load_73 | 17 | 9.5338e-05 | 2.3894e-05 | 0 | 0 |  | 1 | TRUE | wye
9 | LV_902-18_0_4_load_36 | 19 | 9.8182e-05 | 2.4607e-05 | 0 | 0 |  | 1 | TRUE | wye
10 | LV_902-18_0_4_load_21 | 20 | 8.638e-05 | 2.1649e-05 | 0 | 0 |  | 1 | TRUE | wye
11 | LV_902-18_0_4_load_8 | 21 | 0.00046591 | 0.00011677 | 0 | 0 |  | 1 | TRUE | wye
12 | LV_902-18_0_4_load_9 | 22 | 0.00020245 | 5.074e-05 | 0 | 0 |  | 1 | TRUE | wye
13 | LV_902-18_0_4_load_11 | 24 | 5.9274e-05 | 1.4855e-05 | 0 | 0 |  | 1 | TRUE | wye
14 | LV_902-18_0_4_load_13 | 25 | 0.00043022 | 0.00010782 | 0 | 0 |  | 1 | TRUE | wye
15 | LV_902-18_0_4_load_22 | 28 | 6.5121e-05 | 1.6321e-05 | 0 | 0 |  | 1 | TRUE | wye
16 | LV_902-18_0_4_load_20 | 29 | 0.00015203 | 3.8101e-05 | 0 | 0 |  | 1 | TRUE | wye
17 | LV_902-18_0_4_load_72 | 30 | 9.9507e-05 | 2.4939e-05 | 0 | 0 |  | 1 | TRUE | wye
18 | LV_902-18_0_4_load_26 | 31 | 0.00035271 | 8.8397e-05 | 0 | 0 |  | 1 | TRUE | wye
19 | LV_902-18_0_4_load_30 | 33 | 0.00025347 | 6.3524e-05 | 0 | 0 |  | 1 | TRUE | wye
20 | LV_902-18_0_4_load_27 | 34 | 0.00038024 | 9.5298e-05 | 0 | 0 |  | 1 | TRUE | wye
21 | LV_902-18_0_4_load_28 | 35 | 0.00017409 | 4.363e-05 | 0 | 0 |  | 1 | TRUE | wye
22 | LV_902-18_0_4_load_32 | 36 | 0.00021134 | 5.2966e-05 | 0 | 0 |  | 1 | TRUE | wye
23 | LV_902-18_0_4_load_35 | 39 | 0.00033032 | 8.2785e-05 | 0 | 0 |  | 1 | TRUE | wye
24 | LV_902-18_0_4_load_117 | 42 | 0.00042739 | 0.00010711 | 0 | 0 |  | 1 | TRUE | wye
25 | LV_902-18_0_4_load_90 | 43 | 0.00026252 | 6.5793e-05 | 0 | 0 |  | 1 | TRUE | wye
26 | LV_902-18_0_4_load_118 | 44 | 0.0008465 | 0.00021215 | 0 | 0 |  | 1 | TRUE | wye
27 | LV_902-18_0_4_load_38 | 45 | 0.00050197 | 0.00012581 | 0 | 0 |  | 1 | TRUE | wye
28 | LV_902-18_0_4_load_40 | 47 | 0.0006626 | 0.00016606 | 0 | 0 |  | 1 | TRUE | wye
29 | LV_902-18_0_4_load_41 | 48 | 0.00070322 | 0.00017624 | 0 | 0 |  | 1 | TRUE | wye
30 | LV_902-18_0_4_load_42 | 53 | 0.00032597 | 8.1696e-05 | 0 | 0 |  | 1 | TRUE | wye
31 | LV_902-18_0_4_load_43 | 54 | 0.00024218 | 6.0697e-05 | 0 | 0 |  | 1 | TRUE | wye
32 | LV_902-18_0_4_load_50 | 56 | 0.00039613 | 9.928e-05 | 0 | 0 |  | 1 | TRUE | wye
33 | LV_902-18_0_4_load_51 | 57 | 0.0012713 | 0.00031861 | 0 | 0 |  | 1 | TRUE | wye
34 | LV_902-18_0_4_load_124 | 59 | 0.00057148 | 0.00014323 | 0 | 0 |  | 1 | TRUE | wye
35 | LV_902-18_0_4_load_59 | 60 | 0.00078786 | 0.00019746 | 0 | 0 |  | 1 | TRUE | wye
36 | LV_902-18_0_4_load_125 | 63 | 0.00017044 | 4.2716e-05 | 0 | 0 |  | 1 | TRUE | wye
37 | LV_902-18_0_4_load_94 | 66 | 7.3091e-05 | 1.8318e-05 | 0 | 0 |  | 1 | TRUE | wye
38 | LV_902-18_0_4_load_53 | 67 | 0.00028763 | 7.2087e-05 | 0 | 0 |  | 1 | TRUE | wye
39 | LV_902-18_0_4_load_57 | 68 | 0.00034626 | 8.6781e-05 | 0 | 0 |  | 1 | TRUE | wye
40 | LV_902-18_0_4_load_102 | 69 | 0.0001339 | 3.3558e-05 | 0 | 0 |  | 1 | TRUE | wye
41 | LV_902-18_0_4_load_87 | 71 | 0.00012006 | 3.009e-05 | 0 | 0 |  | 1 | TRUE | wye
42 | LV_902-18_0_4_load_95 | 72 | 0.00032061 | 8.0352e-05 | 0 | 0 |  | 1 | TRUE | wye
43 | LV_902-18_0_4_load_101 | 73 | 0.00072921 | 0.00018276 | 0 | 0 |  | 1 | TRUE | wye
44 | LV_902-18_0_4_load_63 | 75 | 0.00013923 | 3.4895e-05 | 0 | 0 |  | 1 | TRUE | wye
45 | LV_902-18_0_4_load_60 | 77 | 0.00048698 | 0.00012205 | 0 | 0 |  | 1 | TRUE | wye
46 | LV_902-18_0_4_load_61 | 78 | 0.00036992 | 9.2711e-05 | 0 | 0 |  | 1 | TRUE | wye
47 | LV_902-18_0_4_load_69 | 82 | 0.00090315 | 0.00022635 | 0 | 0 |  | 1 | TRUE | wye
48 | LV_902-18_0_4_load_121 | 84 | 0.00023795 | 5.9636e-05 | 0 | 0 |  | 1 | TRUE | wye
49 | LV_902-18_0_4_load_64 | 85 | 0.00045589 | 0.00011426 | 0 | 0 |  | 1 | TRUE | wye
50 | LV_902-18_0_4_load_122 | 86 | 0.00031755 | 7.9587e-05 | 0 | 0 |  | 1 | TRUE | wye
51 | LV_902-18_0_4_load_120 | 87 | 0.00059061 | 0.00014802 | 0 | 0 |  | 1 | TRUE | wye
52 | LV_902-18_0_4_load_86 | 90 | 0.00053009 | 0.00013285 | 0 | 0 |  | 1 | TRUE | wye
53 | LV_902-18_0_4_load_83 | 91 | 0.00030223 | 7.5745e-05 | 0 | 0 |  | 1 | TRUE | wye
54 | LV_902-18_0_4_load_74 | 93 | 0.00051117 | 0.00012811 | 0 | 0 |  | 1 | TRUE | wye
55 | LV_902-18_0_4_load_76 | 94 | 0.00011674 | 2.9259e-05 | 0 | 0 |  | 1 | TRUE | wye
56 | LV_902-18_0_4_load_78 | 97 | 0.0002846 | 7.1328e-05 | 0 | 0 |  | 1 | TRUE | wye
57 | LV_902-18_0_4_load_107 | 98 | 0.0001959 | 4.9097e-05 | 0 | 0 |  | 1 | TRUE | wye
58 | LV_902-18_0_4_load_103 | 99 | 0.00012141 | 3.0429e-05 | 0 | 0 |  | 1 | TRUE | wye
59 | LV_902-18_0_4_load_79 | 100 | 0.0011626 | 0.00029136 | 0 | 0 |  | 1 | TRUE | wye
60 | LV_902-18_0_4_load_84 | 101 | 0.0005577 | 0.00013977 | 0 | 0 |  | 1 | TRUE | wye
61 | LV_902-18_0_4_load_89 | 102 | 0.00054417 | 0.00013638 | 0 | 0 |  | 1 | TRUE | wye
62 | LV_902-18_0_4_load_91 | 103 | 0.00010766 | 2.6982e-05 | 0 | 0 |  | 1 | TRUE | wye
63 | LV_902-18_0_4_load_92 | 104 | 0.00037618 | 9.428e-05 | 0 | 0 |  | 1 | TRUE | wye
64 | LV_902-18_0_4_load_93 | 105 | 7.4884e-05 | 1.8768e-05 | 0 | 0 |  | 1 | TRUE | wye
65 | LV_902-18_0_4_load_113 | 110 | 0.00020516 | 5.1417e-05 | 0 | 0 |  | 1 | TRUE | wye
66 | LV_902-18_0_4_load_116 | 111 | 0.00022631 | 5.672e-05 | 0 | 0 |  | 1 | TRUE | wye
67 | LV_902-18_0_4_load_108 | 112 | 8.2044e-05 | 2.0562e-05 | 0 | 0 |  | 1 | TRUE | wye
68 | LV_902-18_0_4_load_97 | 113 | 8.6442e-05 | 2.1664e-05 | 0 | 0 |  | 1 | TRUE | wye
69 | LV_902-18_0_4_load_123 | 117 | 0.00062149 | 0.00015576 | 0 | 0 |  | 1 | TRUE | wye
70 | LV_902-18_0_4_load_104 | 118 | 0.00029769 | 7.4608e-05 | 0 | 0 |  | 1 | TRUE | wye
71 | LV_902-18_0_4_load_106 | 119 | 7.4595e-05 | 1.8695e-05 | 0 | 0 |  | 1 | TRUE | wye
72 | LV_902-18_0_4_load_114 | 120 | 0.00097928 | 0.00024543 | 0 | 0 |  | 1 | TRUE | wye
73 | LV_902-18_0_4_load_109 | 121 | 0.00027454 | 6.8807e-05 | 0 | 0 |  | 1 | TRUE | wye

## ext_grid
| name | bus | vm_pu | va_degree | slack_weight | in_service
0 |  | 65 | 1 | 0 | 1 | TRUE

## line
| name | std_type | from_bus | to_bus | length_km | r_ohm_per_km | x_ohm_per_km | c_nf_per_km | g_us_per_km | max_i_ka | df | parallel | type | in_service
0 | LV_902-18_0_4_line_0 | NAYY 4x150 SE | 0 | 1 | 0.036865 | 0.208 | 0.08 | 261 | 0 | 0.27 | 1 | 1 | cs | TRUE
1 | LV_902-18_0_4_line_1 | NAYY 4x150 SE | 0 | 2 | 0.017473 | 0.208 | 0.08 | 261 | 0 | 0.27 | 1 | 1 | cs | TRUE
2 | LV_902-18_0_4_line_2 | NAYY 4x150 SE | 2 | 3 | 0.37488 | 0.208 | 0.08 | 261 | 0 | 0.27 | 1 | 1 | cs | TRUE
3 | LV_902-18_0_4_line_3 | NAYY 4x150 SE | 3 | 4 | 0.74243 | 0.208 | 0.08 | 261 | 0 | 0.27 | 1 | 1 | cs | TRUE
4 | LV_902-18_0_4_line_4 | NAYY 4x150 SE | 3 | 5 | 0.37247 | 0.208 | 0.08 | 261 | 0 | 0.27 | 1 | 1 | cs | TRUE
5 | LV_902-18_0_4_line_5 | NAYY 4x150 SE | 4 | 10 | 0.26221 | 0.208 | 0.08 | 261 | 0 | 0.27 | 1 | 1 | cs | TRUE
6 | LV_902-18_0_4_line_6 | NAYY 4x150 SE | 5 | 11 | 0.25103 | 0.208 | 0.08 | 261 | 0 | 0.27 | 1 | 1 | cs | TRUE
7 | LV_902-18_0_4_line_7 | NAYY 4x150 SE | 6 | 7 | 0.39986 | 0.208 | 0.08 | 261 | 0 | 0.27 | 1 | 1 | cs | TRUE
8 | LV_902-18_0_4_line_8 | NAYY 4x150 SE | 6 | 8 | 0.13557 | 0.208 | 0.08 | 261 | 0 | 0.27 | 1 | 1 | cs | TRUE
9 | LV_902-18_0_4_line_9 | NAYY 4x150 SE | 6 | 9 | 0.089806 | 0.208 | 0.08 | 261 | 0 | 0.27 | 1 | 1 | cs | TRUE
10 | LV_902-18_0_4_line_10 | NAYY 4x150 SE | 7 | 17 | 0.024486 | 0.208 | 0.08 | 261 | 0 | 0.27 | 1 | 1 | cs | TRUE
11 | LV_902-18_0_4_line_11 | NAYY 4x150 SE | 8 | 12 | 0.30383 | 0.208 | 0.08 | 261 | 0 | 0.27 | 1 | 1 | cs | TRUE
12 | LV_902-18_0_4_line_12 | NAYY 4x150 SE | 8 | 13 | 0.002862 | 0.208 | 0.08 | 261 | 0 | 0.27 | 1 | 1 | cs | TRUE
13 | LV_902-18_0_4_line_13 | NAYY 4x150 SE | 9 | 18 | 0.010897 | 0.208 | 0.08 | 261 | 0 | 0.27 | 1 | 1 | cs | TRUE
14 | LV_902-18_0_4_line_14 | NAYY 4x150 SE | 10 | 19 | 0.015225 | 0.208 | 0.08 | 261 | 0 | 0.27 | 1 | 1 | cs | TRUE
15 | LV_902-18_0_4_line_15 | NAYY 4x150 SE | 11 | 18 | 0.030428 | 0.208 | 0.08 | 261 | 0 | 0.27 | 1 | 1 | cs | TRUE
16 | LV_902-18_0_4_line_16 | NAYY 4x150 SE | 12 | 20 | 0.34729 | 0.208 | 0.08 | 261 | 0 | 0.27 | 1 | 1 | cs | TRUE
17 | LV_902-18_0_4_line_17 | NAYY 4x150 SE | 14 | 15 | 0.006228 | 0.208 | 0.08 | 261 | 0 | 0.27 | 1 | 1 | cs | TRUE
18 | LV_902-18_0_4_line_18 | NAYY 4x150 SE | 14 | 16 | 0.0053563 | 0.208 | 0.08 | 261 | 0 | 0.27 | 1 | 1 | cs | TRUE
19 | LV_902-18_0_4_line_19 | NAYY 4x150 SE | 15 | 28 | 0.029325 | 0.208 | 0.08 | 261 | 0 | 0.27 | 1 | 1 | cs | TRUE
20 | LV_902-18_0_4_line_20 | NAYY 4x150 SE | 16 | 24 | 0.18287 | 0.208 | 0.08 | 261 | 0 | 0.27 | 1 | 1 | cs | TRUE
21 | LV_902-18_0_4_line_21 | NAYY 4x150 SE | 17 | 30 | 0.010235 | 0.208 | 0.08 | 261 | 0 | 0.27 | 1 | 1 | cs | TRUE
22 | LV_902-18_0_4_line_22 | NAYY 4x150 SE | 18 | 31 | 0.69266 | 0.208 | 0.08 | 261 | 0 | 0.27 | 1 | 1 | cs | TRUE
23 | LV_902-18_0_4_line_23 | NAYY 4x150 SE | 19 | 38 | 0.43006 | 0.208 | 0.08 | 261 | 0 | 0.27 | 1 | 1 | cs | TRUE
24 | LV_902-18_0_4_line_24 | NAYY 4x150 SE | 20 | 29 | 0.013187 | 0.208 | 0.08 | 261 | 0 | 0.27 | 1 | 1 | cs | TRUE
25 | LV_902-18_0_4_line_25 | NAYY 4x150 SE | 21 | 22 | 0.036454 | 0.208 | 0.08 | 261 | 0 | 0.27 | 1 | 1 | cs | TRUE
26 | LV_902-18_0_4_line_26 | NAYY 4x150 SE | 21 | 23 | 0.022212 | 0.208 | 0.08 | 261 | 0 | 0.27 | 1 | 1 | cs | TRUE
27 | LV_902-18_0_4_line_27 | NAYY 4x150 SE | 23 | 24 | 0.0042888 | 0.208 | 0.08 | 261 | 0 | 0.27 | 1 | 1 | cs | TRUE
28 | LV_902-18_0_4_line_28 | NAYY 4x150 SE | 25 | 26 | 0.016942 | 0.208 | 0.08 | 261 | 0 | 0.27 | 1 | 1 | cs | TRUE
29 | LV_902-18_0_4_line_29 | NAYY 4x150 SE | 26 | 27 | 0.015965 | 0.208 | 0.08 | 261 | 0 | 0.27 | 1 | 1 | cs | TRUE
30 | LV_902-18_0_4_line_30 | NAYY 4x150 SE | 27 | 28 | 0.0080871 | 0.208 | 0.08 | 261 | 0 | 0.27 | 1 | 1 | cs | TRUE
31 | LV_902-18_0_4_line_31 | NAYY 4x150 SE | 27 | 29 | 0.010272 | 0.208 | 0.08 | 261 | 0 | 0.27 | 1 | 1 | cs | TRUE
32 | LV_902-18_0_4_line_32 | NAYY 4x150 SE | 30 | 93 | 0.014179 | 0.208 | 0.08 | 261 | 0 | 0.27 | 1 | 1 | cs | TRUE
33 | LV_902-18_0_4_line_33 | NAYY 4x150 SE | 31 | 32 | 0.012298 | 0.208 | 0.08 | 261 | 0 | 0.27 | 1 | 1 | cs | TRUE
34 | LV_902-18_0_4_line_34 | NAYY 4x150 SE | 32 | 33 | 0.11275 | 0.208 | 0.08 | 261 | 0 | 0.27 | 1 | 1 | cs | TRUE
35 | LV_902-18_0_4_line_35 | NAYY 4x150 SE | 32 | 34 | 0.024552 | 0.208 | 0.08 | 261 | 0 | 0.27 | 1 | 1 | cs | TRUE
36 | LV_902-18_0_4_line_36 | NAYY 4x150 SE | 34 | 35 | 0.014362 | 0.208 | 0.08 | 261 | 0 | 0.27 | 1 | 1 | cs | TRUE
37 | LV_902-18_0_4_line_37 | NAYY 4x150 SE | 36 | 37 | 0.16607 | 0.208 | 0.08 | 261 | 0 | 0.27 | 1 | 1 | cs | TRUE
38 | LV_902-18_0_4_line_38 | NAYY 4x150 SE | 36 | 38 | 0.031639 | 0.208 | 0.08 | 261 | 0 | 0.27 | 1 | 1 | cs | TRUE
39 | LV_902-18_0_4_line_39 | NAYY 4x150 SE | 37 | 39 | 0.075188 | 0.208 | 0.08 | 261 | 0 | 0.27 | 1 | 1 | cs | TRUE
40 | LV_902-18_0_4_line_40 | NAYY 4x150 SE | 38 | 40 | 0.083959 | 0.208 | 0.08 | 261 | 0 | 0.27 | 1 | 1 | cs | TRUE
41 | LV_902-18_0_4_line_41 | NAYY 4x150 SE | 40 | 41 | 0.048056 | 0.208 | 0.08 | 261 | 0 | 0.27 | 1 | 2 | cs | TRUE
42 | LV_902-18_0_4_line_42 | NAYY 4x150 SE | 40 | 42 | 0.17495 | 0.208 | 0.08 | 261 | 0 | 0.27 | 1 | 2 | cs | TRUE
43 | LV_902-18_0_4_line_43 | NAYY 4x150 SE | 41 | 43 | 0.015227 | 0.208 | 0.08 | 261 | 0 | 0.27 | 1 | 2 | cs | TRUE
44 | LV_902-18_0_4_line_44 | NAYY 4x150 SE | 42 | 44 | 0.021701 | 0.208 | 0.08 | 261 | 0 | 0.27 | 1 | 1 | cs | TRUE
45 | LV_902-18_0_4_line_45 | NAYY 4x150 SE | 43 | 65 | 0.013235 | 0.208 | 0.08 | 261 | 0 | 0.27 | 1 | 2 | cs | TRUE
46 | LV_902-18_0_4_line_46 | NAYY 4x150 SE | 44 | 83 | 0.22647 | 0.208 | 0.08 | 261 | 0 | 0.27 | 1 | 1 | cs | TRUE
47 | LV_902-18_0_4_line_47 | NAYY 4x150 SE | 45 | 46 | 0.026493 | 0.208 | 0.08 | 261 | 0 | 0.27 | 1 | 1 | cs | TRUE
48 | LV_902-18_0_4_line_48 | NAYY 4x150 SE | 46 | 47 | 0.20436 | 0.208 | 0.08 | 261 | 0 | 0.27 | 1 | 1 | cs | TRUE
49 | LV_902-18_0_4_line_49 | NAYY 4x150 SE | 46 | 48 | 0.14039 | 0.208 | 0.08 | 261 | 0 | 0.27 | 1 | 1 | cs | TRUE
50 | LV_902-18_0_4_line_50 | NAYY 4x150 SE | 47 | 49 | 0.0070635 | 0.208 | 0.08 | 261 | 0 | 0.27 | 1 | 1 | cs | TRUE
51 | LV_902-18_0_4_line_51 | NAYY 4x150 SE | 48 | 50 | 0.12591 | 0.208 | 0.08 | 261 | 0 | 0.27 | 1 | 1 | cs | TRUE
52 | LV_902-18_0_4_line_52 | NAYY 4x150 SE | 49 | 51 | 0.021735 | 0.208 | 0.08 | 261 | 0 | 0.27 | 1 | 1 | cs | TRUE
53 | LV_902-18_0_4_line_53 | NAYY 4x150 SE | 50 | 52 | 0.09184 | 0.208 | 0.08 | 261 | 0 | 0.27 | 1 | 1 | cs | TRUE
54 | LV_902-18_0_4_line_54 | NAYY 4x150 SE | 51 | 56 | 0.015315 | 0.208 | 0.08 | 261 | 0 | 0.27 | 1 | 1 | cs | TRUE
55 | LV_902-18_0_4_line_55 | NAYY 4x150 SE | 52 | 74 | 0.3166 | 0.208 | 0.08 | 261 | 0 | 0.27 | 1 | 1 | cs | TRUE
56 | LV_902-18_0_4_line_56 | NAYY 4x150 SE | 52 | 75 | 0.0043651 | 0.208 | 0.08 | 261 | 0 | 0.27 | 1 | 1 | cs | TRUE
57 | LV_902-18_0_4_line_57 | NAYY 4x150 SE | 53 | 54 | 0.044554 | 0.208 | 0.08 | 261 | 0 | 0.27 | 1 | 1 | cs | TRUE
58 | LV_902-18_0_4_line_58 | NAYY 4x150 SE | 54 | 55 | 0.03615 | 0.208 | 0.08 | 261 | 0 | 0.27 | 1 | 1 | cs | TRUE
59 | LV_902-18_0_4_line_59 | NAYY 4x150 SE | 55 | 56 | 0.050198 | 0.208 | 0.08 | 261 | 0 | 0.27 | 1 | 1 | cs | TRUE
60 | LV_902-18_0_4_line_60 | NAYY 4x150 SE | 55 | 57 | 0.0067579 | 0.208 | 0.08 | 261 | 0 | 0.27 | 1 | 1 | cs | TRUE
61 | LV_902-18_0_4_line_61 | NAYY 4x150 SE | 57 | 67 | 0.0070154 | 0.208 | 0.08 | 261 | 0 | 0.27 | 1 | 1 | cs | TRUE
62 | LV_902-18_0_4_line_62 | NAYY 4x150 SE | 58 | 59 | 0.017444 | 0.208 | 0.08 | 261 | 0 | 0.27 | 1 | 1 | cs | TRUE
63 | LV_902-18_0_4_line_63 | NAYY 4x150 SE | 58 | 60 | 0.22885 | 0.208 | 0.08 | 261 | 0 | 0.27 | 1 | 1 | cs | TRUE
64 | LV_902-18_0_4_line_64 | NAYY 4x150 SE | 60 | 68 | 0.012789 | 0.208 | 0.08 | 261 | 0 | 0.27 | 1 | 1 | cs | TRUE
65 | LV_902-18_0_4_line_65 | NAYY 4x150 SE | 61 | 62 | 0.17733 | 0.208 | 0.08 | 261 | 0 | 0.27 | 1 | 1 | cs | TRUE
66 | LV_902-18_0_4_line_66 | NAYY 4x150 SE | 61 | 63 | 0.010733 | 0.208 | 0.08 | 261 | 0 | 0.27 | 1 | 1 | cs | TRUE
67 | LV_902-18_0_4_line_67 | NAYY 4x150 SE | 62 | 69 | 0.10499 | 0.208 | 0.08 | 261 | 0 | 0.27 | 1 | 1 | cs | TRUE
68 | LV_902-18_0_4_line_68 | NAYY 4x150 SE | 62 | 70 | 0.2191 | 0.208 | 0.08 | 261 | 0 | 0.27 | 1 | 1 | cs | TRUE
69 | LV_902-18_0_4_line_69 | NAYY 4x150 SE | 64 | 65 | 0.19159 | 0.208 | 0.08 | 261 | 0 | 0.27 | 1 | 1 | cs | TRUE
70 | LV_902-18_0_4_line_70 | NAYY 4x150 SE | 64 | 66 | 0.19047 | 0.208 | 0.08 | 261 | 0 | 0.27 | 1 | 1 | cs | TRUE
71 | LV_902-18_0_4_line_71 | NAYY 4x150 SE | 65 | 71 | 0.012369 | 0.208 | 0.08 | 261 | 0 | 0.27 | 1 | 1 | cs | TRUE
72 | LV_902-18_0_4_line_72 | NAYY 4x150 SE | 66 | 72 | 0.025763 | 0.208 | 0.08 | 261 | 0 | 0.27 | 1 | 1 | cs | TRUE
73 | LV_902-18_0_4_line_73 | NAYY 4x150 SE | 67 | 70 | 0.079791 | 0.208 | 0.08 | 261 | 0 | 0.27 | 1 | 1 | cs | TRUE
74 | LV_902-18_0_4_line_74 | NAYY 4x150 SE | 68 | 76 | 0.028922 | 0.208 | 0.08 | 261 | 0 | 0.27 | 1 | 1 | cs | TRUE
75 | LV_902-18_0_4_line_75 | NAYY 4x150 SE | 69 | 73 | 0.027635 | 0.208 | 0.08 | 261 | 0 | 0.27 | 1 | 1 | cs | TRUE
76 | LV_902-18_0_4_line_76 | NAYY 4x150 SE | 71 | 102 | 0.020904 | 0.208 | 0.08 | 261 | 0 | 0.27 | 1 | 1 | cs | TRUE
77 | LV_902-18_0_4_line_77 | NAYY 4x150 SE | 72 | 109 | 0.12694 | 0.208 | 0.08 | 261 | 0 | 0.27 | 1 | 1 | cs | TRUE
78 | LV_902-18_0_4_line_78 | NAYY 4x150 SE | 73 | 115 | 0.041498 | 0.208 | 0.08 | 261 | 0 | 0.27 | 1 | 1 | cs | TRUE
79 | LV_902-18_0_4_line_79 | NAYY 4x150 SE | 74 | 84 | 0.15732 | 0.208 | 0.08 | 261 | 0 | 0.27 | 1 | 1 | cs | TRUE
80 | LV_902-18_0_4_line_80 | NAYY 4x150 SE | 74 | 79 | 0.51309 | 0.208 | 0.08 | 261 | 0 | 0.27 | 1 | 1 | cs | TRUE
81 | LV_902-18_0_4_line_81 | NAYY 4x150 SE | 75 | 85 | 0.015612 | 0.208 | 0.08 | 261 | 0 | 0.27 | 1 | 1 | cs | TRUE
82 | LV_902-18_0_4_line_82 | NAYY 4x150 SE | 76 | 77 | 0.10311 | 0.208 | 0.08 | 261 | 0 | 0.27 | 1 | 1 | cs | TRUE
83 | LV_902-18_0_4_line_83 | NAYY 4x150 SE | 76 | 78 | 0.095191 | 0.208 | 0.08 | 261 | 0 | 0.27 | 1 | 1 | cs | TRUE
84 | LV_902-18_0_4_line_84 | NAYY 4x150 SE | 77 | 79 | 0.12809 | 0.208 | 0.08 | 261 | 0 | 0.27 | 1 | 1 | cs | TRUE
85 | LV_902-18_0_4_line_85 | NAYY 4x150 SE | 78 | 80 | 0.017016 | 0.208 | 0.08 | 261 | 0 | 0.27 | 1 | 1 | cs | TRUE
86 | LV_902-18_0_4_line_86 | NAYY 4x150 SE | 79 | 81 | 0.061166 | 0.208 | 0.08 | 261 | 0 | 0.27 | 1 | 1 | cs | TRUE
87 | LV_902-18_0_4_line_87 | NAYY 4x150 SE | 80 | 82 | 0.077742 | 0.208 | 0.08 | 261 | 0 | 0.27 | 1 | 1 | cs | TRUE
88 | LV_902-18_0_4_line_88 | NAYY 4x150 SE | 80 | 83 | 0.098538 | 0.208 | 0.08 | 261 | 0 | 0.27 | 1 | 1 | cs | TRUE
89 | LV_902-18_0_4_line_89 | NAYY 4x150 SE | 81 | 86 | 0.027703 | 0.208 | 0.08 | 261 | 0 | 0.27 | 1 | 1 | cs | TRUE
90 | LV_902-18_0_4_line_90 | NAYY 4x150 SE | 83 | 87 | 0.085233 | 0.208 | 0.08 | 261 | 0 | 0.27 | 1 | 1 | cs | TRUE
91 | LV_902-18_0_4_line_91 | NAYY 4x150 SE | 83 | 88 | 0.17291 | 0.208 | 0.08 | 261 | 0 | 0.27 | 1 | 1 | cs | TRUE
92 | LV_902-18_0_4_line_92 | NAYY 4x150 SE | 88 | 89 | 0.32083 | 0.208 | 0.08 | 261 | 0 | 0.27 | 1 | 1 | cs | TRUE
93 | LV_902-18_0_4_line_93 | NAYY 4x150 SE | 88 | 90 | 0.034691 | 0.208 | 0.08 | 261 | 0 | 0.27 | 1 | 1 | cs | TRUE
94 | LV_902-18_0_4_line_94 | NAYY 4x150 SE | 89 | 91 | 0.053537 | 0.208 | 0.08 | 261 | 0 | 0.27 | 1 | 1 | cs | TRUE
95 | LV_902-18_0_4_line_95 | NAYY 4x150 SE | 89 | 92 | 0.48453 | 0.208 | 0.08 | 261 | 0 | 0.27 | 1 | 1 | cs | TRUE
96 | LV_902-18_0_4_line_96 | NAYY 4x150 SE | 91 | 101 | 0.011536 | 0.208 | 0.08 | 261 | 0 | 0.27 | 1 | 1 | cs | TRUE
97 | LV_902-18_0_4_line_97 | NAYY 4x150 SE | 92 | 100 | 0.20352 | 0.208 | 0.08 | 261 | 0 | 0.27 | 1 | 1 | cs | TRUE
98 | LV_902-18_0_4_line_98 | NAYY 4x150 SE | 94 | 95 | 0.027711 | 0.208 | 0.08 | 261 | 0 | 0.27 | 1 | 1 | cs | TRUE
99 | LV_902-18_0_4_line_99 | NAYY 4x150 SE | 94 | 96 | 0.23434 | 0.208 | 0.08 | 261 | 0 | 0.27 | 1 | 1 | cs | TRUE
100 | LV_902-18_0_4_line_100 | NAYY 4x150 SE | 95 | 97 | 0.014022 | 0.208 | 0.08 | 261 | 0 | 0.27 | 1 | 1 | cs | TRUE
101 | LV_902-18_0_4_line_101 | NAYY 4x150 SE | 96 | 98 | 0.024199 | 0.208 | 0.08 | 261 | 0 | 0.27 | 1 | 1 | cs | TRUE
102 | LV_902-18_0_4_line_102 | NAYY 4x150 SE | 96 | 99 | 0.28671 | 0.208 | 0.08 | 261 | 0 | 0.27 | 1 | 1 | cs | TRUE
103 | LV_902-18_0_4_line_103 | NAYY 4x150 SE | 98 | 120 | 0.031369 | 0.208 | 0.08 | 261 | 0 | 0.27 | 1 | 1 | cs | TRUE
104 | LV_902-18_0_4_line_104 | NAYY 4x150 SE | 99 | 118 | 0.029158 | 0.208 | 0.08 | 261 | 0 | 0.27 | 1 | 1 | cs | TRUE
105 | LV_902-18_0_4_line_105 | NAYY 4x150 SE | 103 | 104 | 0.011667 | 0.208 | 0.08 | 261 | 0 | 0.27 | 1 | 1 | cs | TRUE
106 | LV_902-18_0_4_line_106 | NAYY 4x150 SE | 104 | 105 | 0.028695 | 0.208 | 0.08 | 261 | 0 | 0.27 | 1 | 1 | cs | TRUE
107 | LV_902-18_0_4_line_107 | NAYY 4x150 SE | 105 | 106 | 0.043047 | 0.208 | 0.08 | 261 | 0 | 0.27 | 1 | 1 | cs | TRUE
108 | LV_902-18_0_4_line_108 | NAYY 4x150 SE | 106 | 107 | 0.15306 | 0.208 | 0.08 | 261 | 0 | 0.27 | 1 | 1 | cs | TRUE
109 | LV_902-18_0_4_line_109 | NAYY 4x150 SE | 106 | 108 | 0.44205 | 0.208 | 0.08 | 261 | 0 | 0.27 | 1 | 1 | cs | TRUE
110 | LV_902-18_0_4_line_110 | NAYY 4x150 SE | 107 | 120 | 0.045827 | 0.208 | 0.08 | 261 | 0 | 0.27 | 1 | 1 | cs | TRUE
111 | LV_902-18_0_4_line_111 | NAYY 4x150 SE | 107 | 119 | 0.046518 | 0.208 | 0.08 | 261 | 0 | 0.27 | 1 | 1 | cs | TRUE
112 | LV_902-18_0_4_line_112 | NAYY 4x150 SE | 108 | 112 | 0.14456 | 0.208 | 0.08 | 261 | 0 | 0.27 | 1 | 1 | cs | TRUE
113 | LV_902-18_0_4_line_113 | NAYY 4x150 SE | 108 | 109 | 0.018967 | 0.208 | 0.08 | 261 | 0 | 0.27 | 1 | 1 | cs | TRUE
114 | LV_902-18_0_4_line_114 | NAYY 4x150 SE | 109 | 110 | 0.02159 | 0.208 | 0.08 | 261 | 0 | 0.27 | 1 | 1 | cs | TRUE
115 | LV_902-18_0_4_line_115 | NAYY 4x150 SE | 110 | 111 | 0.041972 | 0.208 | 0.08 | 261 | 0 | 0.27 | 1 | 1 | cs | TRUE
116 | LV_902-18_0_4_line_116 | NAYY 4x150 SE | 112 | 121 | 0.016398 | 0.208 | 0.08 | 261 | 0 | 0.27 | 1 | 1 | cs | TRUE
117 | LV_902-18_0_4_line_117 | NAYY 4x150 SE | 113 | 114 | 0.16372 | 0.208 | 0.08 | 261 | 0 | 0.27 | 1 | 1 | cs | TRUE
118 | LV_902-18_0_4_line_118 | NAYY 4x150 SE | 113 | 115 | 0.0080839 | 0.208 | 0.08 | 261 | 0 | 0.27 | 1 | 1 | cs | TRUE
119 | LV_902-18_0_4_line_119 | NAYY 4x150 SE | 114 | 116 | 0.021158 | 0.208 | 0.08 | 261 | 0 | 0.27 | 1 | 1 | cs | TRUE
120 | LV_902-18_0_4_line_120 | NAYY 4x150 SE | 116 | 117 | 0.006477 | 0.208 | 0.08 | 261 | 0 | 0.27 | 1 | 1 | cs | TRUE

## trafo
| name | std_type | hv_bus | lv_bus | sn_mva | vn_hv_kv | vn_lv_kv | vk_percent | vkr_percent | pfe_kw | i0_percent | shift_degree | tap_side | tap_neutral | tap_min | tap_max | tap_step_percent | tap_step_degree | tap_pos | tap_phase_shifter | parallel | df | in_service
0 | LV_902-18_0_4_trafo_88 | 0.25 MVA 20/0.4 kV | 122 | 65 | 0.25 | 20 | 0.4 | 6 | 1.44 | 0.8 | 0.32 | 150 | hv | 0 | -2 | 2 | 2.5 | 0 | 0 | FALSE | 1 | 1 | TRUE

## line_geodata
| x0 | y0 | x1 | y1 | x2 | y2 | x3 | y3 | x4 | y4 | x5 | y5 | x6 | y6 | x7 | y7 | x8 | y8 | x9 | y9 | x10 | y10 | x11 | y11 | x12 | y12 | x13 | y13 | x14 | y14 | x15 | y15 | x16 | y16 | x17 | y17 | x18 | y18 | x19 | y19 | x20 | y20 | x21 | y21 | x22 | y22 | x23 | y23 | x24 | y24 | x25 | y25 | x26 | y26 | x27 | y27 | x28 | y28 | x29 | y29 | x30 | y30 | x31 | y31 | x32 | y32 | x33 | y33 | x34 | y34 | x35 | y35 | x36 | y36 | x37 | y37 | x38 | y38 | x39 | y39 | x40 | y40 | x41 | y41 | x42 | y42 | x43 | y43 | x44 | y44 | x45 | y45 | x46 | y46 | x47 | y47 | x48 | y48 | x49 | y49 | x50 | y50 | x51 | y51 | x52 | y52 | x53 | y53 | x54 | y54 | x55 | y55 | x56 | y56 | x57 | y57 | x58 | y58 | x59 | y59 | x60 | y60 | x61 | y61 | x62 | y62 | x63 | y63 | x64 | y64 | x65 | y65 | x66 | y66 | x67 | y67 | x68 | y68 | x69 | y69 | x70 | y70 | x71 | y71 | x72 | y72 | x73 | y73 | x74 | y74 | x75 | y75 | x76 | y76 | x77 | y77 | x78 | y78 | x79 | y79 | x80 | y80
0 | 2627980.0007 | 1201847.3618 | 2627985.8263 | 1201844.8201 | 2627994.5239 | 1201843.4156 | 2628016.2031 | 1201844.3445
1 | 2627980.0007 | 1201847.3618 | 2627975.1118 | 1201849.4948 | 2627970.812 | 1201852.732 | 2627966.6749 | 1201858.0738
2 | 2627696.68 | 1201771.7127 | 2627716.8598 | 1201769.1269 | 2627726.0351 | 1201771.4151 | 2627737.6458 | 1201776.9609 | 2627748.0152 | 1201785.9583 | 2627753.8378 | 1201805.5294 | 2627757.9183 | 1201829.8506 | 2627763.3526 | 1201844.5061 | 2627769.1026 | 1201855.0941 | 2627777.1851 | 1201859.9565 | 2627787.2681 | 1201865.0395 | 2627804.01 | 1201871.7765 | 2627819.9004 | 1201879.977 | 2627837.9381 | 1201892.8124 | 2627852.2564 | 1201908.4654 | 2627861.9823 | 1201916.6707 | 2627873.8057 | 1201920.5835 | 2627887.5 | 1201924.7607 | 2627896.3857 | 1201923.8016 | 2627904.0207 | 1201920.1352 | 2627913.9841 | 1201913.3001 | 2627938.4489 | 1201892.6251 | 2627949.7291 | 1201880.8713 | 2627962.0528 | 1201864.0418 | 2627966.6749 | 1201858.0738
3 | 2627607.3685 | 1202186.117 | 2627612.1411 | 1202187.5065 | 2627619.5317 | 1202190.5311 | 2627630.9745 | 1202196.0314 | 2627647.3513 | 1202204.2338 | 2627654.1883 | 1202206.8001 | 2627661.6018 | 1202208.1462 | 2627669.6583 | 1202208.6726 | 2627680.3581 | 1202208.6332 | 2627689.7671 | 1202207.9541 | 2627698.4202 | 1202206.1821 | 2627704.0848 | 1202203.9404 | 2627708.0921 | 1202201.3241 | 2627710.7541 | 1202198.3682 | 2627711.7647 | 1202195.4157 | 2627712.5587 | 1202191.5617 | 2627712.2486 | 1202187.8804 | 2627710.9233 | 1202184.8282 | 2627708.8667 | 1202181.9615 | 2627704.6229 | 1202178.1287 | 2627695.3018 | 1202169.6586 | 2627687.7175 | 1202162.4751 | 2627680.6177 | 1202154.1822 | 2627674.5236 | 1202145.6271 | 2627668.0406 | 1202135.5916 | 2627662.3785 | 1202125.76 | 2627651.4026 | 1202106.4876 | 2627642.0567 | 1202091.8141 | 2627615.2024 | 1202050.245 | 2627606.5681 | 1202036.3531 | 2627602.9085 | 1202029.5547 | 2627601.4993 | 1202024.9012 | 2627600.5244 | 1202018.471 | 2627600.2359 | 1202011.7326 | 2627600.4969 | 1202001.3392 | 2627601.3591 | 1201994.2504 | 2627602.4608 | 1201989.6974 | 2627605.4694 | 1201982.5407 | 2627610.3894 | 1201975.1259 | 2627622.4658 | 1201960.5069 | 2627643.6969 | 1201924.6074 | 2627655.3226 | 1201892.2989 | 2627646.1563 | 1201858.4602 | 2627647.8408 | 1201843.0929 | 2627648.8363 | 1201821.997 | 2627639.974 | 1201789.8606 | 2627627.6311 | 1201769.8148 | 2627597.8941 | 1201742.3514 | 2627657.618 | 1201756.3014 | 2627666.9256 | 1201761.2694 | 2627679.0813 | 1201769.1077 | 2627684.3609 | 1201774.4906 | 2627696.68 | 1201771.7127
4 | 2627446.4949 | 1201693.2061 | 2627435.5473 | 1201677.3805 | 2627431.7127 | 1201660.5426 | 2627430.5098 | 1201635.7234 | 2627437.6687 | 1201649.6083 | 2627442.8564 | 1201655.1907 | 2627450.5436 | 1201660.062 | 2627471.0891 | 1201667.4047 | 2627491.4769 | 1201675.903 | 2627501.8733 | 1201682.4654 | 2627511.5379 | 1201692.5932 | 2627531.0119 | 1201712.7605 | 2627539.9023 | 1201720.7613 | 2627552.0107 | 1201727.3651 | 2627597.8941 | 1201742.3514 | 2627657.618 | 1201756.3014 | 2627666.9256 | 1201761.2694 | 2627679.0813 | 1201769.1077 | 2627684.3609 | 1201774.4906 | 2627696.68 | 1201771.7127
5 | 2627607.3685 | 1202186.117 | 2627603.5779 | 1202186.2996 | 2627600.1509 | 1202186.8508 | 2627596.3255 | 1202187.9671 | 2627589.1694 | 1202191.8585 | 2627582.8567 | 1202196.0428 | 2627576.9883 | 1202201.2297 | 2627571.3814 | 1202207.474 | 2627566.9629 | 1202213.4569 | 2627564.4353 | 1202218.6481 | 2627562.7377 | 1202223.7431 | 2627562.1711 | 1202229.4437 | 2627562.7025 | 1202234.6823 | 2627563.808 | 1202239.1788 | 2627565.8268 | 1202243.6683 | 2627569.1283 | 1202248.8864 | 2627573.4444 | 1202253.5533 | 2627577.7265 | 1202257.3418 | 2627582.1109 | 1202260.4081 | 2627588.8134 | 1202264.1077 | 2627595.9638 | 1202268.0317 | 2627599.4762 | 1202270.4048 | 2627601.4395 | 1202272.0481 | 2627602.717 | 1202273.9106 | 2627603.0899 | 1202275.5687 | 2627603.1916 | 1202278.2485 | 2627602.5025 | 1202280.8134 | 2627600.7206 | 1202282.7173 | 2627597.9891 | 1202284.2833 | 2627594.6976 | 1202285.1687 | 2627591.2344 | 1202285.3194 | 2627587.2737 | 1202284.434 | 2627540.5419 | 1202266.2088 | 2627534.1769 | 1202263.5892 | 2627528.4556 | 1202259.9831 | 2627522.8369 | 1202255.5882 | 2627517.8296 | 1202250.6402 | 2627514.7734 | 1202248.336 | 2627511.7201 | 1202247.0435 | 2627508.3803 | 1202246.8502 | 2627505.0664 | 1202247.6354 | 2627502.4404 | 1202249.4132 | 2627501.3656 | 1202251.465 | 2627500.8004 | 1202255.2089 | 2627501.2943 | 1202258.6908 | 2627502.4326 | 1202261.4974
6 | 2627446.4949 | 1201693.2061 | 2627406.5733 | 1201694.0903 | 2627388.3876 | 1201698.276 | 2627378.1395 | 1201699.1963 | 2627375.6606 | 1201697.0616 | 2627374.247 | 1201689.9846 | 2627379.0966 | 1201677.989 | 2627385.1961 | 1201648.9788 | 2627386.4746 | 1201625.7274 | 2627383.0008 | 1201601.5093 | 2627369.861 | 1201580.6822 | 2627355.9915 | 1201562.9869 | 2627349.2993 | 1201551.828 | 2627342.4707 | 1201540.5684 | 2627336.6239 | 1201535.0494
7 | 2627329.944 | 1201450.4394 | 2627315.5836 | 1201440.1349 | 2627310.3273 | 1201434.5189 | 2627306.4981 | 1201429.71 | 2627301.6937 | 1201420.1272 | 2627299.9188 | 1201417.1175 | 2627296.9281 | 1201413.6908 | 2627293.1648 | 1201411.1278 | 2627285.2148 | 1201408.7014 | 2627281.0398 | 1201406.2921 | 2627266.0504 | 1201378.642 | 2627256.9694 | 1201375.5434 | 2627245.1482 | 1201370.8092 | 2627223.1646 | 1201358.0911 | 2627195.6804 | 1201339.8562 | 2627169.8108 | 1201328.0322 | 2627156.3756 | 1201321.7122 | 2627147.4647 | 1201311.2772 | 2627143.3365 | 1201300.1968 | 2627138.6462 | 1201288.8582 | 2627133.836 | 1201282.1439 | 2627129.3588 | 1201279.1997 | 2627122.7758 | 1201275.6902 | 2627101.7717 | 1201266.7235 | 2627094.7053 | 1201264.0678 | 2627086.381 | 1201261.8956 | 2627076.1148 | 1201259.937 | 2627056.119 | 1201256.8671 | 2627044.3384 | 1201254.8461 | 2627032.3568 | 1201251.8459 | 2627025.1605 | 1201249.3009 | 2627018.9188 | 1201246.0599 | 2627016.3386 | 1201244.3695 | 2627011.9338 | 1201240.5587
8 | 2627329.944 | 1201450.4394 | 2627330.8869 | 1201445.6411 | 2627334.32 | 1201423.8448 | 2627335.4974 | 1201419.3477 | 2627337.4873 | 1201415.2768 | 2627340.0105 | 1201411.0638 | 2627344.687 | 1201405.3376 | 2627349.3587 | 1201400.6563 | 2627353.2054 | 1201398.2948 | 2627356.5923 | 1201396.6205 | 2627360.2804 | 1201395.659 | 2627366.0777 | 1201394.5071 | 2627368.9777 | 1201379.4788 | 2627371.8391 | 1201357.9245 | 2627386.2541 | 1201364.6386 | 2627394.989 | 1201368.514
9 | 2627329.944 | 1201450.4394 | 2627328.6214 | 1201458.3933 | 2627326.8364 | 1201464.2995 | 2627324.5388 | 1201469.0917 | 2627322.0491 | 1201472.6378 | 2627317.0918 | 1201478.2183 | 2627304.7267 | 1201490.9911 | 2627299.9187 | 1201497.2059 | 2627297.5688 | 1201501.8088 | 2627295.5959 | 1201507.1917 | 2627294.8528 | 1201511.5796 | 2627294.7734 | 1201515.637 | 2627295.103 | 1201518.4734 | 2627296.5395 | 1201523.894 | 2627298.9934 | 1201528.1965
10 | 2627011.9338 | 1201240.5587 | 2627012.7587 | 1201244.9759 | 2627013.5494 | 1201246.8472 | 2627015.2429 | 1201249.3673 | 2627018.268 | 1201253.65 | 2627018.3662 | 1201255.507 | 2627017.9795 | 1201256.8727 | 2627015.9511 | 1201261.0769 | 2627014.9468 | 1201262.4903
11 | 2627394.989 | 1201368.514 | 2627408.032 | 1201369.0184 | 2627414.7755 | 1201370.6502 | 2627421.7057 | 1201371.3935 | 2627427.5753 | 1201371.0646 | 2627432.9142 | 1201368.6099 | 2627442.0097 | 1201361.9146 | 2627449.3282 | 1201354.3329 | 2627453.4429 | 1201348.3263 | 2627455.9634 | 1201341.4229 | 2627463.9126 | 1201314.1778 | 2627475.7752 | 1201285.0051 | 2627482.2124 | 1201275.4627 | 2627485.9656 | 1201271.9447 | 2627493.8025 | 1201267.5449 | 2627544.0415 | 1201241.5616 | 2627550.4453 | 1201239.2898 | 2627565.3904 | 1201236.7016 | 2627602.5637 | 1201230.0471 | 2627620.6968 | 1201229.3303 | 2627629.9605 | 1201229.1396
12 | 2627394.989 | 1201368.514 | 2627397.5181 | 1201369.8536
13 | 2627307.2964 | 1201534.938 | 2627303.7269 | 1201533.2875 | 2627301.2565 | 1201530.9416 | 2627298.9934 | 1201528.1965
14 | 2627503.5008 | 1202276.263 | 2627503.9501 | 1202275.2455 | 2627504.517 | 1202271.1125 | 2627503.9731 | 1202265.2957 | 2627502.4326 | 1202261.4974
15 | 2627307.2964 | 1201534.938 | 2627318.4146 | 1201533.5324 | 2627326.2586 | 1201532.4677 | 2627334.1272 | 1201532.6926 | 2627336.6239 | 1201535.0494
16 | 2627629.9605 | 1201229.1396 | 2627645.6803 | 1201238.4395 | 2627662.0246 | 1201249.3099 | 2627669.9904 | 1201256.5618 | 2627674.2964 | 1201261.8957 | 2627679.549 | 1201273.2151 | 2627681.7769 | 1201278.6284 | 2627693.9584 | 1201292.6146 | 2627710.8064 | 1201314.6269 | 2627749.768 | 1201383.4563 | 2627754.7875 | 1201394.1077 | 2627761.6811 | 1201402.7333 | 2627776.037 | 1201430.2594 | 2627778.2283 | 1201435.3168 | 2627779.4558 | 1201439.7583 | 2627779.7922 | 1201444.3624 | 2627779.2397 | 1201448.6066 | 2627778.239 | 1201452.682 | 2627776.3587 | 1201456.0418 | 2627772.6105 | 1201460.0933 | 2627766.4529 | 1201465.1119 | 2627756.473 | 1201470.4685 | 2627727.4224 | 1201488.4994 | 2627724.8451 | 1201489.5436 | 2627722.1788 | 1201490.0648 | 2627719.5083 | 1201489.8746
17 | 2627702.1529 | 1201516.7535 | 2627700.0032 | 1201510.907
18 | 2627702.1529 | 1201516.7535 | 2627704.6315 | 1201521.5017
19 | 2627700.0032 | 1201510.907 | 2627701.5044 | 1201502.287 | 2627701.9065 | 1201492.7169 | 2627702.6721 | 1201481.7468
20 | 2627838.6158 | 1201614.7071 | 2627838.6158 | 1201614.7071 | 2627831.6581 | 1201613.3962 | 2627820.0064 | 1201611.7078 | 2627801.784 | 1201610.578 | 2627785.9904 | 1201609.2262 | 2627772.6261 | 1201605.929 | 2627758.6763 | 1201600.8838 | 2627743.1364 | 1201594.0635 | 2627736.0273 | 1201589.2724 | 2627728.7488 | 1201581.6456 | 2627723.4951 | 1201573.917 | 2627719.0539 | 1201564.9471 | 2627716.1798 | 1201556.14 | 2627713.0419 | 1201543.4852 | 2627710.2471 | 1201535.6235 | 2627706.1436 | 1201524.3984 | 2627704.6315 | 1201521.5017
21 | 2627006.4784 | 1201267.1264 | 2627009.2341 | 1201267.0165 | 2627011.7811 | 1201265.9386 | 2627013.7068 | 1201264.2352 | 2627014.9468 | 1201262.4903
22 | 2627307.2964 | 1201534.938 | 2627316.3493 | 1201539.1372 | 2627329.139 | 1201546.6997 | 2627345.3394 | 1201562.3379 | 2627352.8674 | 1201577.1026 | 2627360.0501 | 1201594.1448 | 2627363.3979 | 1201609.3351 | 2627359.1978 | 1201625.7471 | 2627347.9753 | 1201645.0175 | 2627321.2764 | 1201683.5057 | 2627296.1556 | 1201721.4675 | 2627292.338 | 1201729.1765 | 2627289.415 | 1201737.6345 | 2627288.5727 | 1201747.1025 | 2627290.1337 | 1201753.591 | 2627293.2982 | 1201758.9306 | 2627298.5644 | 1201763.9907 | 2627304.6211 | 1201767.5981 | 2627311.2858 | 1201769.7297 | 2627317.3485 | 1201770.3466 | 2627325.0639 | 1201769.0366 | 2627333.8615 | 1201769.0768 | 2627346.5535 | 1201769.5795 | 2627375.0993 | 1201774.824 | 2627393.0623 | 1201779.3197 | 2627403.4573 | 1201782.847 | 2627408.4662 | 1201785.905 | 2627411.6292 | 1201789.8772 | 2627413.4342 | 1201796.2445 | 2627413.3077 | 1201802.2472 | 2627410.1904 | 1201808.2363 | 2627405.4059 | 1201812.6835 | 2627399.4299 | 1201814.735 | 2627384.1961 | 1201817.5669 | 2627374.9523 | 1201820.2705 | 2627365.1893 | 1201824.984 | 2627360.322 | 1201829.253 | 2627340.434 | 1201854.6539 | 2627333.6191 | 1201862.1046 | 2627328.627 | 1201865.3725 | 2627320.1899 | 1201868.091 | 2627311.4642 | 1201869.0184 | 2627303.285 | 1201868.592 | 2627296.9039 | 1201867.7179 | 2627289.2472 | 1201864.5146 | 2627276.0849 | 1201853.7042 | 2627271.4195 | 1201850.4145 | 2627267.2215 | 1201848.0941 | 2627263.0195 | 1201846.663 | 2627257.5162 | 1201846.8714 | 2627253.7371 | 1201849.5001 | 2627251.7568 | 1201853.182 | 2627252.1133 | 1201860.1319 | 2627253.5146 | 1201868.265 | 2627258.7239 | 1201885.8094 | 2627263.1286 | 1201904.5509 | 2627264.2096 | 1201909.4808 | 2627264.494 | 1201912.2058 | 2627264.5205 | 1201914.7406 | 2627264.2806 | 1201917.2854 | 2627263.2251 | 1201920.1044 | 2627261.9376 | 1201922.0774 | 2627260.5076 | 1201923.5939 | 2627258.4384 | 1201925.0853 | 2627255.9071 | 1201926.1188 | 2627252.6017 | 1201926.6596 | 2627249.3004 | 1201926.3221 | 2627247.3266 | 1201925.8217
23 | 2627287.9783 | 1202446.3178 | 2627287.9652 | 1202442.5157 | 2627288.01 | 1202441.0373 | 2627287.3613 | 1202439.7669 | 2627285.2771 | 1202437.9231 | 2627277.1761 | 1202432.2052 | 2627272.8443 | 1202429.2728 | 2627272.1496 | 1202428.0912 | 2627272.2628 | 1202426.6242 | 2627273.4226 | 1202425.9514 | 2627276.2534 | 1202425.942 | 2627282.5686 | 1202426.1265 | 2627289.7678 | 1202426.0259 | 2627295.9208 | 1202425.0645 | 2627302.3957 | 1202423.5933 | 2627309.6113 | 1202421.5695 | 2627316.6973 | 1202421.2572 | 2627323.4524 | 1202421.7661 | 2627328.1817 | 1202422.6215 | 2627339.5574 | 1202424.4523 | 2627345.2108 | 1202424.567 | 2627354.7957 | 1202423.6325 | 2627359.9959 | 1202423.0115 | 2627364.5993 | 1202421.4539 | 2627368.324 | 1202419.0141 | 2627370.8847 | 1202416.5133 | 2627372.0226 | 1202413.9504 | 2627372.4235 | 1202411.1507 | 2627372.2427 | 1202405.7691 | 2627371.7343 | 1202398.8074 | 2627369.8591 | 1202391.1835 | 2627368.449 | 1202386.6968 | 2627366.6727 | 1202384.0873 | 2627353.6123 | 1202369.5751 | 2627348.5586 | 1202364.7494 | 2627345.0943 | 1202361.832 | 2627340.8007 | 1202358.8774 | 2627335.5869 | 1202355.7852 | 2627333.0786 | 1202353.4947 | 2627331.72 | 1202351.0427 | 2627329.0592 | 1202347.1506 | 2627328.4919 | 1202344.7245 | 2627328.4954 | 1202342.301 | 2627329.6852 | 1202340.0385 | 2627331.5342 | 1202338.4238 | 2627340.8923 | 1202333.8307 | 2627363.8809 | 1202322.3072 | 2627390.086 | 1202311.3543 | 2627401.0449 | 1202307.8581 | 2627407.3969 | 1202306.6754 | 2627418.6174 | 1202305.882 | 2627450.3848 | 1202306.6613 | 2627475.5284 | 1202306.4877 | 2627485.4531 | 1202306.1664 | 2627491.324 | 1202305.3485 | 2627495.0807 | 1202304.2541 | 2627499.2303 | 1202302.1164 | 2627501.9949 | 1202299.9612 | 2627504.4067 | 1202296.7594 | 2627505.2514 | 1202293.4615 | 2627504.9257 | 1202289.8136 | 2627502.0761 | 1202282.2963 | 2627501.9947 | 1202280.1392 | 2627502.789 | 1202277.8749 | 2627503.5008 | 1202276.263
24 | 2627709.6788 | 1201481.6783 | 2627714.1927 | 1201487.2819 | 2627716.4076 | 1201488.893 | 2627719.5083 | 1201489.8746 | 2627719.5083 | 1201489.8746
25 | 2627864.0233 | 1201622.2391 | 2627870.5823 | 1201624.1832 | 2627873.6245 | 1201624.6199 | 2627886.627 | 1201620.6338 | 2627889.83 | 1201620.86 | 2627896.2143 | 1201628.2012
26 | 2627842.7275 | 1201615.9269 | 2627864.0233 | 1201622.2391
27 | 2627842.7275 | 1201615.9269 | 2627838.6158 | 1201614.7071
28 | 2627687.2912 | 1201475.1396 | 2627685.5852 | 1201468.8283 | 2627681.647 | 1201459.1981
29 | 2627687.2912 | 1201475.1396 | 2627703.2352 | 1201473.6792
30 | 2627703.2352 | 1201473.6792 | 2627702.6721 | 1201481.7468
31 | 2627703.2352 | 1201473.6792 | 2627709.6788 | 1201481.6783
32 | 2627006.4784 | 1201267.1264 | 2627006.4784 | 1201267.1264 | 2627003.1868 | 1201266.2444 | 2626999.7533 | 1201264.7392 | 2626993.5924 | 1201261.3686
33 | 2627239.1821 | 1201917.2266 | 2627241.7707 | 1201921.9855 | 2627243.7782 | 1201924.018 | 2627246.1306 | 1201925.5184 | 2627247.3266 | 1201925.8217
34 | 2627239.1821 | 1201917.2266 | 2627237.5643 | 1201911.505 | 2627235.6745 | 1201896.9996 | 2627233.9029 | 1201888.2867 | 2627231.4188 | 1201880.6045 | 2627226.922 | 1201870.3784 | 2627196.8531 | 1201813.8352
35 | 2627239.1821 | 1201917.2266 | 2627232.3298 | 1201924.5773 | 2627230.1726 | 1201927.0133 | 2627226.4723 | 1201932.3883 | 2627224.3343 | 1201936.6005
36 | 2627224.3343 | 1201936.6005 | 2627221.2198 | 1201942.7367 | 2627219.37 | 1201946.1858 | 2627216.3024 | 1201948.0062
37 | 2627333.5511 | 1202623.112 | 2627327.4068 | 1202610.5548 | 2627323.5003 | 1202592.8717 | 2627318.063 | 1202567.1216 | 2627316.9789 | 1202551.2301 | 2627313.8921 | 1202538.9759 | 2627310.5545 | 1202534.9918 | 2627299.8944 | 1202526.4718 | 2627292.0893 | 1202512.6397 | 2627280.5518 | 1202489.5856 | 2627278.5896 | 1202482.6728 | 2627281.0323 | 1202476.0025 | 2627283.2455 | 1202472.3112
38 | 2627287.9783 | 1202446.3178 | 2627290.0513 | 1202447.2833 | 2627291.3629 | 1202448.3566 | 2627292.7704 | 1202450.0862 | 2627294.1745 | 1202452.5606 | 2627288.2248 | 1202464.0064 | 2627283.2455 | 1202472.3112
39 | 2627333.5511 | 1202623.112 | 2627333.5081 | 1202605.8801 | 2627336.3999 | 1202592.5082 | 2627336.6913 | 1202575.3667 | 2627339.7862 | 1202564.1858 | 2627348.1664 | 1202551.1106
40 | 2627206.7555 | 1202442.4237 | 2627211.124 | 1202442.3101 | 2627216.724 | 1202442.4579 | 2627218.6801 | 1202442.3668 | 2627226.1423 | 1202439.6548 | 2627233.0917 | 1202437.5741 | 2627237.4259 | 1202436.6378 | 2627242.032 | 1202436.1362 | 2627248.1296 | 1202435.6415 | 2627254.6577 | 1202435.8491 | 2627258.7878 | 1202436.2681 | 2627262.361 | 1202437.0182 | 2627267.1628 | 1202438.6521 | 2627276.0019 | 1202442.7168 | 2627279.8613 | 1202444.1018 | 2627284.2467 | 1202445.2669 | 2627287.9783 | 1202446.3178
41 | 2627206.7555 | 1202442.4237 | 2627202.8988 | 1202428.7431 | 2627199.9838 | 1202420.4808 | 2627196.525 | 1202411.3156 | 2627195.3948 | 1202407.1637 | 2627194.6519 | 1202403.2026 | 2627194.3059 | 1202398.9543 | 2627194.3105 | 1202396.2639
42 | 2627206.7555 | 1202442.4237 | 2627209.0259 | 1202450.1938 | 2627210.0261 | 1202459.5035 | 2627210.9867 | 1202475.8391 | 2627212.3432 | 1202490.4422 | 2627213.7916 | 1202496.5744 | 2627216.4314 | 1202503.4124 | 2627220.7119 | 1202512.5813 | 2627233.0598 | 1202538.196 | 2627244.4326 | 1202563.9953 | 2627247.9182 | 1202572.2602 | 2627249.3449 | 1202576.4579 | 2627250.3911 | 1202580.6539 | 2627251.7663 | 1202587.7974 | 2627252.7188 | 1202595.8506 | 2627252.8938 | 1202604.2005 | 2627252.9931 | 1202608.817
43 | 2627194.3105 | 1202396.2639 | 2627182.3474 | 1202405.6842
44 | 2627252.9931 | 1202608.817 | 2627253.4594 | 1202630.5132
45 | 2627171.9494 | 1202413.8721 | 2627182.3474 | 1202405.6842
46 | 2627251.846 | 1202854.2335 | 2627250.0547 | 1202846.5767 | 2627249.0363 | 1202841.3025 | 2627248.4951 | 1202836.5085 | 2627248.2379 | 1202829.4812 | 2627248.4505 | 1202824.5795 | 2627249.2658 | 1202819.3136 | 2627250.345 | 1202814.5937 | 2627258.0771 | 1202792.6168 | 2627259.8934 | 1202786.4439 | 2627260.9061 | 1202781.3012 | 2627261.4432 | 1202776.9679 | 2627261.6728 | 1202771.6661 | 2627261.164 | 1202766.4498 | 2627260.1051 | 1202760.0303 | 2627256.7639 | 1202741.8161 | 2627255.9675 | 1202736.2539 | 2627255.6124 | 1202730.6825 | 2627253.4594 | 1202630.5132
47 | 2626961.5065 | 1202872.4952 | 2626960.5716 | 1202879.0168 | 2626955.9162 | 1202885.4661 | 2626946.5865 | 1202892.9344
48 | 2626961.5065 | 1202872.4952 | 2626951.1957 | 1202865.8451 | 2626941.4919 | 1202861.2656 | 2626930.8609 | 1202858.1271 | 2626922.1937 | 1202853.1409 | 2626891.2749 | 1202830.1226 | 2626885.0938 | 1202823.9025 | 2626872.3449 | 1202807.7586 | 2626850.2284 | 1202781.5782 | 2626835.5483 | 1202765.0366 | 2626825.3192 | 1202751.9947 | 2626816.9355 | 1202739.7281 | 2626814.1296 | 1202736.1193
49 | 2626961.5065 | 1202872.4952 | 2626968.6195 | 1202877.8858 | 2626973.2406 | 1202884.0989 | 2626975.9021 | 1202891.2149 | 2626978.4455 | 1202900.9206 | 2626981.375 | 1202916.0866 | 2626983.6054 | 1202925.991 | 2626986.0584 | 1202932.0943 | 2626989.3423 | 1202937.8789 | 2627003.8468 | 1202954.3312 | 2627012.3835 | 1202964.5754 | 2627015.4613 | 1202970.4703 | 2627019.4195 | 1202986.9751 | 2627021.0721 | 1202995.1795
50 | 2626808.9604 | 1202731.3656 | 2626812.8501 | 1202734.4736 | 2626814.1296 | 1202736.1193
51 | 2627057.194 | 1203110.6473 | 2627054.4455 | 1203107.6665 | 2627048.8976 | 1203099.4814 | 2627045.5387 | 1203093.5185 | 2627042.0119 | 1203085.9539 | 2627038.9673 | 1203077.7912 | 2627034.5998 | 1203060.9622 | 2627028.3779 | 1203041.9681 | 2627023.8024 | 1203024.0042 | 2627028.5289 | 1203010.2179 | 2627023.0438 | 1203004.968 | 2627021.0721 | 1202995.1795
52 | 2626808.9604 | 1202731.3656 | 2626809.5589 | 1202723.475 | 2626810.4415 | 1202716.6863 | 2626812.7462 | 1202710.1041
53 | 2627057.194 | 1203110.6473 | 2627061.0233 | 1203113.5439 | 2627068.4857 | 1203117.302 | 2627081.1582 | 1203123.1737 | 2627084.2119 | 1203120.9196 | 2627087.8543 | 1203119.7354 | 2627091.4525 | 1203119.8851 | 2627094.3776 | 1203120.8433 | 2627096.7884 | 1203122.7775 | 2627098.8599 | 1203125.7219 | 2627100.0558 | 1203128.7734 | 2627100.952 | 1203132.4906 | 2627101.746 | 1203147.0133 | 2627105.0482 | 1203168.8403
54 | 2626812.7462 | 1202710.1041 | 2626816.2721 | 1202704.3946 | 2626821.4848 | 1202697.5482
55 | 2627235.1991 | 1203400.2479 | 2627224.3026 | 1203400.5207 | 2627216.4187 | 1203399.2063 | 2627209.5251 | 1203395.9398 | 2627203.888 | 1203390.7558 | 2627200.4645 | 1203383.992 | 2627199.633 | 1203376.1061 | 2627203.755 | 1203361.4501 | 2627208.8164 | 1203339.3275 | 2627211.7689 | 1203322.4983 | 2627212.0953 | 1203312.6388 | 2627211.4105 | 1203304.2867 | 2627208.5639 | 1203296.1359 | 2627200.1993 | 1203280.0334 | 2627194.0025 | 1203270.7335 | 2627189.1616 | 1203266.12 | 2627183.644 | 1203263.0711 | 2627170.8239 | 1203259.6554 | 2627149.9467 | 1203254.4355 | 2627132.9983 | 1203248.6333 | 2627127.8496 | 1203246.442 | 2627122.8634 | 1203243.6401 | 2627119.2558 | 1203240.522 | 2627116.1224 | 1203236.8836 | 2627113.5952 | 1203232.1029 | 2627111.3959 | 1203225.4781 | 2627109.6898 | 1203215.7873 | 2627106.4372 | 1203177.985 | 2627105.0482 | 1203168.8403
56 | 2627105.0482 | 1203168.8403 | 2627106.8232 | 1203164.8525
57 | 2626912.0214 | 1202612.1884 | 2626906.2535 | 1202619.485 | 2626904.6776 | 1202619.6558 | 2626898.7315 | 1202618.6618 | 2626877.1954 | 1202632.5394 | 2626875.9342 | 1202634.1161
58 | 2626849.2153 | 1202658.0612 | 2626861.8568 | 1202645.6778 | 2626871.6398 | 1202639.4849 | 2626875.9342 | 1202634.1161
59 | 2626849.2153 | 1202658.0612 | 2626849.6725 | 1202662.9993 | 2626848.1589 | 1202667.9286 | 2626844.6847 | 1202673.9941 | 2626836.066 | 1202683.5718 | 2626821.9746 | 1202696.9049 | 2626821.4848 | 1202697.5482
60 | 2626849.2153 | 1202658.0612 | 2626846.3615 | 1202651.9354
61 | 2626843.399 | 1202645.5763 | 2626846.3615 | 1202651.9354
62 | 2627083.0569 | 1202903.8057 | 2627080.5058 | 1202921.0593
63 | 2627083.0569 | 1202903.8057 | 2627085.4984 | 1202910.7428 | 2627089.6871 | 1202914.953 | 2627099.0016 | 1202921.4543 | 2627111.2502 | 1202926.9017 | 2627119.1323 | 1202928.7829 | 2627125.0136 | 1202928.8873 | 2627129.6602 | 1202927.7522 | 2627134.9388 | 1202924.8523 | 2627147.4954 | 1202916.1045 | 2627154.1672 | 1202911.3654 | 2627159.9161 | 1202910.4688 | 2627167.4069 | 1202911.3589 | 2627174.2599 | 1202915.3144 | 2627179.6481 | 1202920.1193 | 2627183.5035 | 1202923.9945 | 2627185.6494 | 1202928.9848 | 2627188.9422 | 1202951.1675 | 2627193.0647 | 1202963.2151 | 2627207.8786 | 1203005.2056 | 2627210.731 | 1203015.4575 | 2627213.1592 | 1203021.9277 | 2627216.1327 | 1203027.2997
64 | 2627216.1327 | 1203027.2997 | 2627223.5163 | 1203037.7422
65 | 2626702.3841 | 1202387.2108 | 2626701.1002 | 1202402.0911 | 2626697.7575 | 1202411.0589 | 2626679.1284 | 1202435.1001 | 2626667.397 | 1202454.9699 | 2626656.1361 | 1202468.3382 | 2626633.8392 | 1202487.3161 | 2626622.6955 | 1202496.6049 | 2626617.8414 | 1202501.5639 | 2626613.6103 | 1202506.7257 | 2626599.4355 | 1202526.8515
66 | 2626710.4732 | 1202380.3987 | 2626707.9879 | 1202381.4104 | 2626706.0992 | 1202383.4476 | 2626702.3841 | 1202387.2108
67 | 2626599.4355 | 1202526.8515 | 2626597.6828 | 1202520.5736 | 2626597.0448 | 1202516.8798 | 2626597.0614 | 1202513.1556 | 2626597.39 | 1202509.4217 | 2626598.1005 | 1202505.3671 | 2626599.3217 | 1202501.1146 | 2626601.4652 | 1202496.5216 | 2626603.9104 | 1202492.5303 | 2626624.4302 | 1202467.5967 | 2626627.4711 | 1202463.1411 | 2626629.4837 | 1202458.8922 | 2626630.8425 | 1202454.518 | 2626631.8911 | 1202449.7312 | 2626634.4992 | 1202434.7901 | 2626634.6282 | 1202432.8652
68 | 2626599.4355 | 1202526.8515 | 2626603.3218 | 1202534.195 | 2626607.9791 | 1202540.975 | 2626614.0718 | 1202546.6719 | 2626623.5119 | 1202552.5505 | 2626678.2935 | 1202576.2408 | 2626685.4802 | 1202578.8965 | 2626689.695 | 1202579.0709 | 2626693.846 | 1202578.2112 | 2626698.2453 | 1202576.2742 | 2626716.7924 | 1202567.1297 | 2626723.3173 | 1202564.613 | 2626729.1201 | 1202563.6495 | 2626734.1174 | 1202564.1165 | 2626739.3512 | 1202566.1521 | 2626745.521 | 1202569.8928 | 2626758.2524 | 1202583.3349 | 2626777.6959 | 1202603.4329 | 2626781.9296 | 1202606.1978
69 | 2627010.7562 | 1202323.9819 | 2627018.0315 | 1202322.2137 | 2627025.6848 | 1202322.693 | 2627034.4522 | 1202325.8454 | 2627055.1838 | 1202340.436 | 2627078.6441 | 1202362.4209 | 2627095.8243 | 1202379.8082 | 2627109.9358 | 1202392.5458 | 2627121.5744 | 1202400.2027 | 2627134.3851 | 1202404.4409 | 2627156.0751 | 1202412.288 | 2627161.9206 | 1202413.6931 | 2627166.0586 | 1202414.0677 | 2627171.9494 | 1202413.8721
70 | 2627010.7562 | 1202323.9819 | 2626999.2054 | 1202322.0954 | 2626986.7611 | 1202320.9164 | 2626971.4499 | 1202320.9919 | 2626949.5213 | 1202318.6696 | 2626934.578 | 1202321.5373 | 2626920.286 | 1202328.4768 | 2626907.9363 | 1202331.6341 | 2626901.22 | 1202332.6378 | 2626898.0927 | 1202329.1885 | 2626898.5493 | 1202324.11 | 2626903.0666 | 1202317.9936 | 2626911.0034 | 1202309.5691 | 2626944.1342 | 1202283.0591 | 2626949.4912 | 1202278.7091
71 | 2627171.9494 | 1202413.8721 | 2627173.0148 | 1202417.2121 | 2627176.3514 | 1202425.4236
72 | 2626949.4912 | 1202278.7091 | 2626956.6601 | 1202272.8877 | 2626966.2668 | 1202267.1389 | 2626970.9508 | 1202264.5893
73 | 2626781.9296 | 1202606.1978 | 2626787.156 | 1202608.189 | 2626794.9891 | 1202609.2135 | 2626804.007 | 1202609.0538 | 2626812.8372 | 1202610.0161 | 2626819.2568 | 1202612.335 | 2626824.6267 | 1202616.2501 | 2626831.1574 | 1202624.3172 | 2626841.9649 | 1202642.4979 | 2626843.399 | 1202645.5763
74 | 2627242.0923 | 1203059.48 | 2627238.6329 | 1203057.2186 | 2627234.0941 | 1203053.0734 | 2627230.9628 | 1203048.9569 | 2627228.0249 | 1203044.1187 | 2627223.5163 | 1203037.7422
75 | 2626634.6282 | 1202432.8652 | 2626634.7845 | 1202430.5335 | 2626634.6249 | 1202427.0642 | 2626633.8422 | 1202423.392 | 2626632.8906 | 1202420.0748 | 2626630.4996 | 1202415.306 | 2626624.9765 | 1202407.843
76 | 2627181.2406 | 1202445.7207 | 2627178.9849 | 1202434.7155 | 2627176.9657 | 1202426.9354 | 2627176.3514 | 1202425.4236
77 | 2627084.1665 | 1202209.9731 | 2627075.9216 | 1202217.4288 | 2627053.1173 | 1202231.9893 | 2627032.0324 | 1202243.3113 | 2627013.026 | 1202249.3622 | 2626992.1408 | 1202255.2379 | 2626976.3747 | 1202261.637 | 2626970.9508 | 1202264.5893
78 | 2626596.6887 | 1202377.8907 | 2626606.3274 | 1202385.371 | 2626611.8142 | 1202390.4537 | 2626618.0049 | 1202398.1077 | 2626624.4406 | 1202407.119 | 2626624.9765 | 1202407.843
79 | 2627235.1991 | 1203400.2479 | 2627229.6995 | 1203389.9505 | 2627226.5615 | 1203382.3209 | 2627224.9277 | 1203375.1873 | 2627224.8633 | 1203369.2837 | 2627226.4042 | 1203363.3875 | 2627236.936 | 1203341.2899 | 2627240.734 | 1203330.9793 | 2627244.136 | 1203319.0659 | 2627244.7737 | 1203311.0311 | 2627243.8108 | 1203303.5892 | 2627240.1833 | 1203296.5244 | 2627231.2538 | 1203284.1769 | 2627223.1633 | 1203269.6988 | 2627216.6888 | 1203256.2397
80 | 2627235.1991 | 1203400.2479 | 2627288.7464 | 1203393.7549 | 2627296.6128 | 1203393.9019 | 2627302.6454 | 1203395.7638 | 2627307.264 | 1203399.0312 | 2627313.2773 | 1203406.774 | 2627319.8806 | 1203418.6218 | 2627325.7437 | 1203430.9331 | 2627357.7261 | 1203501.496 | 2627368.8073 | 1203530.6517 | 2627370.2949 | 1203533.1043 | 2627372.8636 | 1203535.3951 | 2627376.4662 | 1203536.2009 | 2627379.7554 | 1203535.6712 | 2627383.0443 | 1203533.5517 | 2627384.8157 | 1203530.5026 | 2627385.3654 | 1203526.7586 | 2627384.9707 | 1203523.2326 | 2627377.5422 | 1203502.2648 | 2627376.4156 | 1203497.3903 | 2627367.6712 | 1203428.1009 | 2627361.4611 | 1203400.1905 | 2627351.0799 | 1203362.6556 | 2627344.8285 | 1203345.4064 | 2627341.9488 | 1203334.5539 | 2627340.4652 | 1203319.5722 | 2627339.0199 | 1203296.1971 | 2627339.6643 | 1203270.0634 | 2627333.8746 | 1203266.6351
81 | 2627116.2364 | 1203154.6721 | 2627112.6604 | 1203154.6559 | 2627110.8211 | 1203155.8704 | 2627106.8232 | 1203164.8525
82 | 2627242.0923 | 1203059.48 | 2627242.0545 | 1203064.427 | 2627242.6016 | 1203071.2778 | 2627245.3073 | 1203085.3089 | 2627246.2312 | 1203091.2831 | 2627247.1401 | 1203098.8803 | 2627248.2465 | 1203111.5368 | 2627251.1115 | 1203127.3586 | 2627252.8775 | 1203133.8591 | 2627255.9971 | 1203140.5325 | 2627264.2755 | 1203153.8776 | 2627267.2754 | 1203157.5179
83 | 2627242.0923 | 1203059.48 | 2627258.7594 | 1202980.19 | 2627259.6815 | 1202969.8663 | 2627259.8622 | 1202966.0675
84 | 2627333.8746 | 1203266.6351 | 2627329.4137 | 1203262.1456 | 2627292.1359 | 1203199.4964 | 2627284.665 | 1203185.9771 | 2627273.3667 | 1203165.8145 | 2627270.1701 | 1203161.0306 | 2627267.2754 | 1203157.5179
85 | 2627259.7002 | 1202949.066 | 2627260.0465 | 1202954.8819 | 2627260.0433 | 1202962.2637 | 2627259.8622 | 1202966.0675
86 | 2627333.8746 | 1203266.6351 | 2627339.6643 | 1203270.0634 | 2627337.2195 | 1203235.6444 | 2627336.1844 | 1203215.7398
87 | 2627212.6076 | 1202888.9741 | 2627226.3878 | 1202898.9645 | 2627229.9183 | 1202902.3269 | 2627238.8662 | 1202915.7639 | 2627246.4841 | 1202927.1826 | 2627249.9541 | 1202933.8021 | 2627252.6386 | 1202939.1395 | 2627254.7752 | 1202944.4744 | 2627255.7576 | 1202945.9574 | 2627257.1052 | 1202947.4533 | 2627258.6751 | 1202948.5833 | 2627259.7002 | 1202949.066
88 | 2627251.846 | 1202854.2335 | 2627254.5166 | 1202864.3068 | 2627255.8442 | 1202873.5179 | 2627253.2775 | 1202880.7324 | 2627252.4254 | 1202890.7451 | 2627252.736 | 1202896.0495 | 2627253.9048 | 1202901.7246 | 2627258.0749 | 1202916.6629 | 2627260.1185 | 1202925.7328 | 2627261.9843 | 1202933.7235 | 2627262.8441 | 1202940.4089 | 2627262.7779 | 1202944.9222 | 2627262.0493 | 1202947.8427 | 2627260.957 | 1202948.7604 | 2627259.7002 | 1202949.066
89 | 2627317.9591 | 1203201.3153 | 2627319.3027 | 1203198.6755 | 2627332.7933 | 1203215.2129 | 2627336.1844 | 1203215.7398
90 | 2627227.0685 | 1202774.4879 | 2627236.3472 | 1202795.5417 | 2627237.8651 | 1202799.7509 | 2627238.6042 | 1202804.5236 | 2627239.1189 | 1202810.1401 | 2627239.3576 | 1202816.2001 | 2627239.5051 | 1202825.5949 | 2627240.0618 | 1202830.3444 | 2627240.842 | 1202834.4614 | 2627242.2918 | 1202838.5814 | 2627245.8694 | 1202846.6354 | 2627248.6363 | 1202850.5946 | 2627251.846 | 1202854.2335
91 | 2627251.846 | 1202854.2335 | 2627254.5166 | 1202864.3068 | 2627255.8442 | 1202873.5179 | 2627257.2437 | 1202883.6743 | 2627258.7616 | 1202891.2076 | 2627261.0885 | 1202898.2109 | 2627265.1471 | 1202907.579 | 2627275.5304 | 1202928.26 | 2627287.1641 | 1202950.0584 | 2627289.8431 | 1202948.2585 | 2627295.9622 | 1202944.5955 | 2627297.4752 | 1202943.1905 | 2627298.403 | 1202941.6272 | 2627299.2277 | 1202939.3297 | 2627299.7906 | 1202936.0193 | 2627300.238 | 1202929.6956 | 2627300.7036 | 1202924.3726 | 2627301.3266 | 1202921.2515 | 2627302.6599 | 1202917.5333 | 2627304.9491 | 1202912.7745 | 2627307.778 | 1202908.1404 | 2627311.888 | 1202902.9007 | 2627314.7777 | 1202899.9456 | 2627318.583 | 1202896.4499 | 2627321.9355 | 1202893.786
92 | 2627444.4578 | 1202790.7342 | 2627440.7954 | 1202791.251 | 2627437.8848 | 1202792.0937 | 2627434.6666 | 1202793.6353 | 2627416.1546 | 1202805.0012 | 2627411.2195 | 1202807.6245 | 2627406.7362 | 1202809.6051 | 2627402.3394 | 1202810.9746 | 2627397.6796 | 1202811.6425 | 2627392.5596 | 1202811.4301 | 2627388.2867 | 1202810.6656 | 2627382.876 | 1202809.1289 | 2627372.6395 | 1202804.6241 | 2627369.9425 | 1202803.6779 | 2627367.1899 | 1202803.265 | 2627364.3497 | 1202803.6967 | 2627361.8101 | 1202804.9636 | 2627359.8993 | 1202806.8114 | 2627358.9539 | 1202808.886 | 2627358.7209 | 1202811.5865 | 2627359.5834 | 1202814.3364 | 2627361.0563 | 1202816.7 | 2627363.3977 | 1202818.8563 | 2627367.4359 | 1202821.0204 | 2627378.3293 | 1202824.9835 | 2627385.9908 | 1202828.5094 | 2627390.8633 | 1202831.2443 | 2627394.3292 | 1202833.7505 | 2627397.4506 | 1202836.7108 | 2627399.7269 | 1202839.7785 | 2627401.3485 | 1202842.9099 | 2627402.9204 | 1202846.9415 | 2627404.5312 | 1202850.7621 | 2627406.5846 | 1202854.3179 | 2627409.1878 | 1202857.4538 | 2627412.1278 | 1202860.1354 | 2627415.0701 | 1202862.339 | 2627427.4358 | 1202870.4223 | 2627429.8843 | 1202872.4346 | 2627431.5192 | 1202874.3432 | 2627432.9377 | 1202876.9623 | 2627433.4362 | 1202879.4103 | 2627433.1719 | 1202882.2996 | 2627432.4474 | 1202884.3196 | 2627430.8035 | 1202886.0464 | 2627428.8425 | 1202887.238 | 2627426.0017 | 1202887.8031 | 2627421.8869 | 1202887.4396 | 2627405.9744 | 1202884.5318 | 2627393.5626 | 1202883.1742 | 2627378.4573 | 1202881.7932 | 2627370.2256 | 1202881.511 | 2627363.2626 | 1202881.6459 | 2627355.7333 | 1202882.5008 | 2627348.4603 | 1202883.8906 | 2627339.1889 | 1202886.3384 | 2627331.5528 | 1202888.9161 | 2627326.719 | 1202891.0285 | 2627321.9355 | 1202893.786
93 | 2627321.9355 | 1202893.786 | 2627323.8702 | 1202880.0205 | 2627323.9159 | 1202878.3643 | 2627323.4738 | 1202876.8614 | 2627322.6348 | 1202875.6236 | 2627317.2146 | 1202869.5177 | 2627316.1052 | 1202867.5115 | 2627315.4865 | 1202864.7072 | 2627315.4277 | 1202861.9656
94 | 2627444.4578 | 1202790.7342 | 2627444.5349 | 1202785.5428 | 2627430.3948 | 1202774.4052 | 2627414.1979 | 1202763.7584 | 2627404.5004 | 1202758.6454
95 | 2627444.4578 | 1202790.7342 | 2627447.1038 | 1202791.1688 | 2627449.4116 | 1202792.3467 | 2627452.6036 | 1202794.8294 | 2627454.5567 | 1202797.0284 | 2627455.8229 | 1202799.669 | 2627456.9801 | 1202802.8539 | 2627463.1512 | 1202821.0922 | 2627465.1558 | 1202825.3149 | 2627468.7675 | 1202830.8567 | 2627472.1726 | 1202835.008 | 2627476.5264 | 1202839.6639 | 2627482.9757 | 1202845.3522 | 2627493.7168 | 1202854.2842 | 2627503.9044 | 1202862.769 | 2627509.9055 | 1202866.6098 | 2627518.0748 | 1202870.5607 | 2627523.1182 | 1202872.5183 | 2627530.171 | 1202874.3406 | 2627542.8363 | 1202876.8336 | 2627555.3082 | 1202878.3474 | 2627568.7855 | 1202879.6658 | 2627583.52 | 1202880.6008 | 2627588.2347 | 1202881.2229 | 2627591.6618 | 1202882.2282 | 2627594.1747 | 1202883.4515 | 2627599.6218 | 1202886.9675 | 2627605.3672 | 1202890.1513 | 2627611.6031 | 1202892.5814 | 2627619.5527 | 1202894.6303 | 2627627.3909 | 1202896.0895 | 2627635.1334 | 1202896.859 | 2627642.1795 | 1202896.8249 | 2627648.485 | 1202895.709 | 2627653.073 | 1202894.1182 | 2627658.1385 | 1202891.2956 | 2627662.6119 | 1202888.159 | 2627666.1737 | 1202884.7069 | 2627669.8604 | 1202880.5772 | 2627673.9803 | 1202874.8931 | 2627675.6693 | 1202871.6547 | 2627676.9414 | 1202866.4355 | 2627677.8315 | 1202861.5369 | 2627678.5528 | 1202855.3034 | 2627678.4834 | 1202848.9218 | 2627677.8751 | 1202843.894 | 2627676.6458 | 1202839.8639 | 2627674.5861 | 1202836.0745 | 2627671.3 | 1202832.5573 | 2627667.3106 | 1202829.7373 | 2627662.2328 | 1202826.9901 | 2627657.965 | 1202825.1472 | 2627639.9564 | 1202819.7165 | 2627632.0254 | 1202816.9006 | 2627624.5976 | 1202813.8869 | 2627617.7296 | 1202811.5539 | 2627612.3539 | 1202810.6953 | 2627608.1549 | 1202810.4202 | 2627604.4323 | 1202810.8032 | 2627600.9208 | 1202811.5986 | 2627597.9006 | 1202813.0966 | 2627594.93 | 1202815.4064 | 2627591.0906 | 1202819.6577 | 2627589.3398 | 1202821.4617 | 2627587.1552 | 1202823.2638 | 2627584.7374 | 1202824.5089 | 2627582.1851 | 1202825.1975 | 2627579.5823 | 1202825.3078 | 2627576.595 | 1202824.6381 | 2627572.1091 | 1202822.2272 | 2627567.15 | 1202818.48 | 2627564.0144 | 1202815.3083 | 2627561.1994 | 1202811.9157 | 2627559.2906 | 1202808.3716 | 2627558.067 | 1202804.7529 | 2627557.6782 | 1202801.6049 | 2627557.8307 | 1202798.2482 | 2627558.3994 | 1202795.3603 | 2627560.0743 | 1202791.8772 | 2627561.9592 | 1202789.0399 | 2627568.3901 | 1202782.1991
96 | 2627404.5004 | 1202758.6454 | 2627395.6078 | 1202753.9568 | 2627394.3476 | 1202754.7378
97 | 2627568.3901 | 1202782.1991 | 2627574.9529 | 1202774.7919 | 2627582.3712 | 1202766.6994 | 2627584.3105 | 1202763.6177 | 2627585.5572 | 1202760.5885 | 2627586.2884 | 1202757.1344 | 2627586.1824 | 1202753.732 | 2627585.4911 | 1202750.1713 | 2627584.3041 | 1202746.864 | 2627581.2869 | 1202741.1136 | 2627577.3205 | 1202733.291 | 2627576.3536 | 1202730.0959 | 2627575.6845 | 1202726.7021 | 2627575.4944 | 1202723.366 | 2627575.8057 | 1202718.5648 | 2627577.8254 | 1202706.3118 | 2627578.5514 | 1202700.6676 | 2627578.5238 | 1202695.12 | 2627578.0211 | 1202690.2705 | 2627576.9905 | 1202686.0301 | 2627574.198 | 1202677.7571 | 2627571.1594 | 1202671.6954 | 2627566.7263 | 1202664.3931 | 2627550.6988 | 1202640.0837 | 2627548.2018 | 1202637.0261 | 2627544.8965 | 1202634.3316 | 2627540.7826 | 1202632.0781 | 2627530.4865 | 1202628.9068 | 2627525.3881 | 1202627.2713 | 2627520.9126 | 1202624.2157 | 2627517.7081 | 1202619.465 | 2627515.8508 | 1202614.6205
98 | 2626766.2322 | 1201440.8427 | 2626764.321 | 1201442.7241 | 2626756.543 | 1201446.0467 | 2626752.7118 | 1201446.7077 | 2626748.4421 | 1201446.6998 | 2626745.2487 | 1201445.9851 | 2626742.9335 | 1201444.6184 | 2626741.4168 | 1201442.6906
99 | 2626682.3678 | 1201669.4716 | 2626741.4168 | 1201442.6906
100 | 2626766.2322 | 1201440.8427 | 2626767.2677 | 1201439.0352 | 2626767.2781 | 1201436.7118 | 2626766.4886 | 1201434.5626 | 2626764.4174 | 1201431.3739 | 2626762.2226 | 1201428.6181
101 | 2626682.3678 | 1201669.4716 | 2626683.3778 | 1201675.0903 | 2626684.3438 | 1201678.6187 | 2626685.5397 | 1201681.7925 | 2626688.5153 | 1201686.9419 | 2626691.3093 | 1201691.6712
102 | 2626682.3678 | 1201669.4716 | 2626678.253 | 1201668.8863 | 2626669.686 | 1201673.4506 | 2626649.0869 | 1201689.8901 | 2626633.1317 | 1201702.615 | 2626623.5388 | 1201705.1292 | 2626606.2314 | 1201713.9127 | 2626583.4283 | 1201728.0413 | 2626553.1241 | 1201748.3847 | 2626540.3548 | 1201756.7104 | 2626529.9161 | 1201762.9231 | 2626522.2145 | 1201764.5899 | 2626511.6125 | 1201764.7208 | 2626506.6453 | 1201765.8883 | 2626503.9733 | 1201767.7553 | 2626503.0419 | 1201770.1302 | 2626503.7887 | 1201773.3464 | 2626505.5298 | 1201775.4553 | 2626508.0327 | 1201777.3785 | 2626512.0267 | 1201779.4307 | 2626521.867 | 1201782.8873 | 2626538.1373 | 1201788.2401 | 2626544.0797 | 1201790.2676 | 2626549.6801 | 1201793.8833 | 2626554.0554 | 1201795.7593 | 2626559.6901 | 1201796.8071 | 2626571.6627 | 1201796.8759
103 | 2626691.3093 | 1201691.6712 | 2626691.5972 | 1201692.1585 | 2626694.667 | 1201698.3645 | 2626698.0906 | 1201707.1624 | 2626702.2234 | 1201719.0318 | 2626703.1903 | 1201720.6324
104 | 2626571.6627 | 1201796.8759 | 2626576.7295 | 1201796.905 | 2626581.6436 | 1201797.416 | 2626592.4967 | 1201802.4113 | 2626597.4667 | 1201804.0454 | 2626599.4029 | 1201804.4151
105 | 2626768.5939 | 1201923.2422 | 2626771.5233 | 1201920.1406 | 2626775.1442 | 1201913.6866
106 | 2626792.6381 | 1201892.2057 | 2626789.0787 | 1201894.9943 | 2626779.1168 | 1201905.1775 | 2626775.6762 | 1201908.7418 | 2626775.1442 | 1201913.6866 | 2626775.1442 | 1201913.6866
107 | 2626826.174 | 1201865.5664 | 2626816.7132 | 1201870.9159 | 2626803.1463 | 1201883.9734 | 2626792.6381 | 1201892.2057
108 | 2626737.0419 | 1201742.8225 | 2626738.2687 | 1201747.5972 | 2626739.7633 | 1201752.0619 | 2626741.5332 | 1201756.2054 | 2626744.0607 | 1201761.1305 | 2626748.5794 | 1201768.3769 | 2626754.5101 | 1201776.419 | 2626768.4962 | 1201793.8577 | 2626784.6974 | 1201812.8962 | 2626802.525 | 1201830.6969 | 2626807.9774 | 1201836.7469 | 2626812.0326 | 1201842.0902 | 2626816.5327 | 1201848.3471 | 2626821.0573 | 1201855.9493 | 2626826.174 | 1201865.5664
109 | 2626826.174 | 1201865.5664 | 2626828.1169 | 1201870.1554 | 2626831.8693 | 1201880.2222 | 2626835.8194 | 1201890.3344 | 2626846.1168 | 1201912.2593 | 2626852.2197 | 1201924.2488 | 2626857.9559 | 1201934.847 | 2626863.4933 | 1201943.9769 | 2626869.0754 | 1201951.595 | 2626874.7362 | 1201958.6465 | 2626881.0984 | 1201965.4233 | 2626891.0619 | 1201975.2067 | 2626899.3534 | 1201982.7815 | 2626906.0638 | 1201988.2702 | 2626913.0816 | 1201993.071 | 2626921.9389 | 1201998.3805 | 2626939.2004 | 1202008.1746 | 2626947.465 | 1202013.2479 | 2626953.1686 | 1202017.5315 | 2626958.3844 | 1202021.9686 | 2626962.0503 | 1202025.8316 | 2626965.0078 | 1202029.8472 | 2626968.3851 | 1202035.2654 | 2626977.4676 | 1202053.0272 | 2626983.3177 | 1202063.6149 | 2626988.7202 | 1202072.1996 | 2626993.7102 | 1202079.4483 | 2627006.5286 | 1202095.6483 | 2627041.8133 | 1202138.4534 | 2627066.0447 | 1202171.8591 | 2627072.6823 | 1202179.8935 | 2627094.5645 | 1202200.9374 | 2627097.9331 | 1202204.8882
110 | 2626737.0419 | 1201742.8225 | 2626726.011 | 1201743.5625 | 2626722.9735 | 1201743.749 | 2626720.1828 | 1201743.2252 | 2626718.1007 | 1201742.5266 | 2626716.0828 | 1201741.0501 | 2626713.5165 | 1201738.0037 | 2626707.489 | 1201727.7489 | 2626703.1903 | 1201720.6324
111 | 2626731.3728 | 1201696.6718 | 2626732.9785 | 1201706.9291 | 2626736.339 | 1201738.328 | 2626737.0419 | 1201742.8225
112 | 2627097.9331 | 1202204.8882 | 2627100.4016 | 1202202.5759 | 2627105.676 | 1202197.3635 | 2627106.0724 | 1202195.531 | 2627105.5874 | 1202193.4165 | 2627104.5901 | 1202191.8222 | 2627096.9294 | 1202184.5391 | 2627081.8551 | 1202172.5421 | 2627077.5225 | 1202166.3857 | 2627076.1839 | 1202159.4759 | 2627074.5172 | 1202149.4072 | 2627072.1825 | 1202137.3011 | 2627069.8323 | 1202126.9293 | 2627066.5519 | 1202115.2413 | 2627065.2335 | 1202103.8958 | 2627065.8813 | 1202093.5931 | 2627066.855 | 1202086.9494 | 2627066.636 | 1202078.1658 | 2627066.4015 | 1202077.3182
113 | 2627084.1665 | 1202209.9731 | 2627094.5645 | 1202200.9374 | 2627097.9331 | 1202204.8882
114 | 2627084.1665 | 1202209.9731 | 2627077.1511 | 1202209.7635 | 2627065.3729 | 1202205.9637 | 2627063.4266 | 1202204.9469
115 | 2627031.8811 | 1202177.9276 | 2627034.1564 | 1202180.8199 | 2627040.7685 | 1202187.7647 | 2627049.7298 | 1202196.8991 | 2627056.1638 | 1202201.1527 | 2627063.4266 | 1202204.9469
116 | 2627060.4683 | 1202062.1179 | 2627064.2774 | 1202069.6393 | 2627066.4015 | 1202077.3182
117 | 2626513.1636 | 1202237.2873 | 2626511.6296 | 1202250.2987 | 2626510.6568 | 1202260.3333 | 2626510.8194 | 1202266.5708 | 2626512.6705 | 1202273.0047 | 2626516.2937 | 1202281.392 | 2626525.996 | 1202298.6112 | 2626535.1621 | 1202313.1598 | 2626544.7308 | 1202326.176 | 2626554.8569 | 1202337.0158 | 2626578.5774 | 1202362.5129 | 2626586.6034 | 1202369.8859 | 2626590.3569 | 1202372.865
118 | 2626596.6887 | 1202377.8907 | 2626590.3569 | 1202372.865
119 | 2626513.1636 | 1202237.2873 | 2626522.4427 | 1202233.2706 | 2626528.6224 | 1202228.0173 | 2626530.7623 | 1202225.9479
120 | 2626529.0016 | 1202219.7144 | 2626530.7623 | 1202225.9479

## bus_geodata
| x | y | coords
0 | 2627980.0007 | 1201847.3618
1 | 2628016.2031 | 1201844.3445
2 | 2627966.6749 | 1201858.0738
3 | 2627696.68 | 1201771.7127
4 | 2627607.3685 | 1202186.117
5 | 2627446.4949 | 1201693.2061
6 | 2627329.944 | 1201450.4394
7 | 2627011.9338 | 1201240.5587
8 | 2627394.989 | 1201368.514
9 | 2627298.9934 | 1201528.1965
10 | 2627502.4326 | 1202261.4974
11 | 2627336.6239 | 1201535.0494
12 | 2627629.9605 | 1201229.1396
13 | 2627397.5181 | 1201369.8536
14 | 2627702.1529 | 1201516.7535
15 | 2627700.0032 | 1201510.907
16 | 2627704.6315 | 1201521.5017
17 | 2627014.9468 | 1201262.4903
18 | 2627307.2964 | 1201534.938
19 | 2627503.5008 | 1202276.263
20 | 2627719.5083 | 1201489.8746
21 | 2627864.0233 | 1201622.2391
22 | 2627896.2143 | 1201628.2012
23 | 2627842.7275 | 1201615.9269
24 | 2627838.6158 | 1201614.7071
25 | 2627681.647 | 1201459.1981
26 | 2627687.2912 | 1201475.1396
27 | 2627703.2352 | 1201473.6792
28 | 2627702.6721 | 1201481.7468
29 | 2627709.6788 | 1201481.6783
30 | 2627006.4784 | 1201267.1264
31 | 2627247.3266 | 1201925.8217
32 | 2627239.1821 | 1201917.2266
33 | 2627196.8531 | 1201813.8352
34 | 2627224.3343 | 1201936.6005
35 | 2627216.3024 | 1201948.0062
36 | 2627283.2455 | 1202472.3112
37 | 2627333.5511 | 1202623.112
38 | 2627287.9783 | 1202446.3178
39 | 2627348.1664 | 1202551.1106
40 | 2627206.7555 | 1202442.4237
41 | 2627194.3105 | 1202396.2639
42 | 2627252.9931 | 1202608.817
43 | 2627182.3474 | 1202405.6842
44 | 2627253.4594 | 1202630.5132
45 | 2626946.5865 | 1202892.9344
46 | 2626961.5065 | 1202872.4952
47 | 2626814.1296 | 1202736.1193
48 | 2627021.0721 | 1202995.1795
49 | 2626808.9604 | 1202731.3656
50 | 2627057.194 | 1203110.6473
51 | 2626812.7462 | 1202710.1041
52 | 2627105.0482 | 1203168.8403
53 | 2626912.0214 | 1202612.1884
54 | 2626875.9342 | 1202634.1161
55 | 2626849.2153 | 1202658.0612
56 | 2626821.4848 | 1202697.5482
57 | 2626846.3615 | 1202651.9354
58 | 2627083.0569 | 1202903.8057
59 | 2627080.5058 | 1202921.0593
60 | 2627216.1327 | 1203027.2997
61 | 2626702.3841 | 1202387.2108
62 | 2626599.4355 | 1202526.8515
63 | 2626710.4732 | 1202380.3987
64 | 2627010.7562 | 1202323.9819
65 | 2627171.9494 | 1202413.8721
66 | 2626949.4912 | 1202278.7091
67 | 2626843.399 | 1202645.5763
68 | 2627223.5163 | 1203037.7422
69 | 2626634.6282 | 1202432.8652
70 | 2626781.9296 | 1202606.1978
71 | 2627176.3514 | 1202425.4236
72 | 2626970.9508 | 1202264.5893
73 | 2626624.9765 | 1202407.843
74 | 2627235.1991 | 1203400.2479
75 | 2627106.8232 | 1203164.8525
76 | 2627242.0923 | 1203059.48
77 | 2627267.2754 | 1203157.5179
78 | 2627259.8622 | 1202966.0675
79 | 2627333.8746 | 1203266.6351
80 | 2627259.7002 | 1202949.066
81 | 2627336.1844 | 1203215.7398
82 | 2627212.6076 | 1202888.9741
83 | 2627251.846 | 1202854.2335
84 | 2627216.6888 | 1203256.2397
85 | 2627116.2364 | 1203154.6721
86 | 2627317.9591 | 1203201.3153
87 | 2627227.0685 | 1202774.4879
88 | 2627321.9355 | 1202893.786
89 | 2627444.4578 | 1202790.7342
90 | 2627315.4277 | 1202861.9656
91 | 2627404.5004 | 1202758.6454
92 | 2627568.3901 | 1202782.1991
93 | 2626993.5924 | 1201261.3686
94 | 2626741.4168 | 1201442.6906
95 | 2626766.2322 | 1201440.8427
96 | 2626682.3678 | 1201669.4716
97 | 2626762.2226 | 1201428.6181
98 | 2626691.3093 | 1201691.6712
99 | 2626571.6627 | 1201796.8759
100 | 2627515.8508 | 1202614.6205
101 | 2627394.3476 | 1202754.7378
102 | 2627181.2406 | 1202445.7207
103 | 2626768.5939 | 1201923.2422
104 | 2626775.1442 | 1201913.6866
105 | 2626792.6381 | 1201892.2057
106 | 2626826.174 | 1201865.5664
107 | 2626737.0419 | 1201742.8225
108 | 2627097.9331 | 1202204.8882
109 | 2627084.1665 | 1202209.9731
110 | 2627063.4266 | 1202204.9469
111 | 2627031.8811 | 1202177.9276
112 | 2627066.4015 | 1202077.3182
113 | 2626590.3569 | 1202372.865
114 | 2626513.1636 | 1202237.2873
115 | 2626596.6887 | 1202377.8907
116 | 2626530.7623 | 1202225.9479
117 | 2626529.0016 | 1202219.7144
118 | 2626599.4029 | 1201804.4151
119 | 2626731.3728 | 1201696.6718
120 | 2626703.1903 | 1201720.6324
121 | 2627060.4683 | 1202062.1179
122 | 2627171.9494 | 1202413.8721

## line_std_types
| c_nf_per_km | r_ohm_per_km | x_ohm_per_km | max_i_ka | type | q_mm2 | alpha | voltage_rating
NAYY 4x50 SE | 210 | 0.642 | 0.083 | 0.142 | cs | 50 | 0.00403 | LV
NAYY 4x120 SE | 264 | 0.225 | 0.08 | 0.242 | cs | 120 | 0.00403 | LV
NAYY 4x150 SE | 261 | 0.208 | 0.08 | 0.27 | cs | 150 | 0.00403 | LV
NA2XS2Y 1x95 RM/25 12/20 kV | 216 | 0.313 | 0.132 | 0.252 | cs | 95 | 0.00403 | MV
NA2XS2Y 1x185 RM/25 12/20 kV | 273 | 0.161 | 0.117 | 0.362 | cs | 185 | 0.00403 | MV
NA2XS2Y 1x240 RM/25 12/20 kV | 304 | 0.122 | 0.112 | 0.421 | cs | 240 | 0.00403 | MV
NA2XS2Y 1x95 RM/25 6/10 kV | 315 | 0.313 | 0.123 | 0.249 | cs | 95 | 0.00403 | MV
NA2XS2Y 1x185 RM/25 6/10 kV | 406 | 0.161 | 0.11 | 0.358 | cs | 185 | 0.00403 | MV
NA2XS2Y 1x240 RM/25 6/10 kV | 456 | 0.122 | 0.105 | 0.416 | cs | 240 | 0.00403 | MV
NA2XS2Y 1x150 RM/25 12/20 kV | 250 | 0.206 | 0.116 | 0.319 | cs | 150 | 0.00403 | MV
NA2XS2Y 1x120 RM/25 12/20 kV | 230 | 0.253 | 0.119 | 0.283 | cs | 120 | 0.00403 | MV
NA2XS2Y 1x70 RM/25 12/20 kV | 190 | 0.443 | 0.132 | 0.22 | cs | 70 | 0.00403 | MV
NA2XS2Y 1x150 RM/25 6/10 kV | 360 | 0.206 | 0.11 | 0.315 | cs | 150 | 0.00403 | MV
NA2XS2Y 1x120 RM/25 6/10 kV | 340 | 0.253 | 0.113 | 0.28 | cs | 120 | 0.00403 | MV
NA2XS2Y 1x70 RM/25 6/10 kV | 280 | 0.443 | 0.123 | 0.217 | cs | 70 | 0.00403 | MV
N2XS(FL)2Y 1x120 RM/35 64/110 kV | 112 | 0.153 | 0.166 | 0.366 | cs | 120 | 0.00393 | HV
N2XS(FL)2Y 1x185 RM/35 64/110 kV | 125 | 0.099 | 0.156 | 0.457 | cs | 185 | 0.00393 | HV
N2XS(FL)2Y 1x240 RM/35 64/110 kV | 135 | 0.075 | 0.149 | 0.526 | cs | 240 | 0.00393 | HV
N2XS(FL)2Y 1x300 RM/35 64/110 kV | 144 | 0.06 | 0.144 | 0.588 | cs | 300 | 0.00393 | HV
15-AL1/3-ST1A 0.4 | 11 | 1.8769 | 0.35 | 0.105 | ol | 16 | 0.00403 | LV
24-AL1/4-ST1A 0.4 | 11.25 | 1.2012 | 0.335 | 0.14 | ol | 24 | 0.00403 | LV
48-AL1/8-ST1A 0.4 | 12.2 | 0.5939 | 0.3 | 0.21 | ol | 48 | 0.00403 | LV
94-AL1/15-ST1A 0.4 | 13.2 | 0.306 | 0.29 | 0.35 | ol | 94 | 0.00403 | LV
34-AL1/6-ST1A 10.0 | 9.7 | 0.8342 | 0.36 | 0.17 | ol | 34 | 0.00403 | MV
48-AL1/8-ST1A 10.0 | 10.1 | 0.5939 | 0.35 | 0.21 | ol | 48 | 0.00403 | MV
70-AL1/11-ST1A 10.0 | 10.4 | 0.4132 | 0.339 | 0.29 | ol | 70 | 0.00403 | MV
94-AL1/15-ST1A 10.0 | 10.75 | 0.306 | 0.33 | 0.35 | ol | 94 | 0.00403 | MV
122-AL1/20-ST1A 10.0 | 11.1 | 0.2376 | 0.323 | 0.41 | ol | 122 | 0.00403 | MV
149-AL1/24-ST1A 10.0 | 11.25 | 0.194 | 0.315 | 0.47 | ol | 149 | 0.00403 | MV
34-AL1/6-ST1A 20.0 | 9.15 | 0.8342 | 0.382 | 0.17 | ol | 34 | 0.00403 | MV
48-AL1/8-ST1A 20.0 | 9.5 | 0.5939 | 0.372 | 0.21 | ol | 48 | 0.00403 | MV
70-AL1/11-ST1A 20.0 | 9.7 | 0.4132 | 0.36 | 0.29 | ol | 70 | 0.00403 | MV
94-AL1/15-ST1A 20.0 | 10 | 0.306 | 0.35 | 0.35 | ol | 94 | 0.00403 | MV
122-AL1/20-ST1A 20.0 | 10.3 | 0.2376 | 0.344 | 0.41 | ol | 122 | 0.00403 | MV
149-AL1/24-ST1A 20.0 | 10.5 | 0.194 | 0.337 | 0.47 | ol | 149 | 0.00403 | MV
184-AL1/30-ST1A 20.0 | 10.75 | 0.1571 | 0.33 | 0.535 | ol | 184 | 0.00403 | MV
243-AL1/39-ST1A 20.0 | 11 | 0.1188 | 0.32 | 0.645 | ol | 243 | 0.00403 | MV
48-AL1/8-ST1A 110.0 | 8 | 0.5939 | 0.46 | 0.21 | ol | 48 | 0.00403 | HV
70-AL1/11-ST1A 110.0 | 8.4 | 0.4132 | 0.45 | 0.29 | ol | 70 | 0.00403 | HV
94-AL1/15-ST1A 110.0 | 8.65 | 0.306 | 0.44 | 0.35 | ol | 94 | 0.00403 | HV
122-AL1/20-ST1A 110.0 | 8.5 | 0.2376 | 0.43 | 0.41 | ol | 122 | 0.00403 | HV
149-AL1/24-ST1A 110.0 | 8.75 | 0.194 | 0.41 | 0.47 | ol | 149 | 0.00403 | HV
184-AL1/30-ST1A 110.0 | 8.8 | 0.1571 | 0.4 | 0.535 | ol | 184 | 0.00403 | HV
243-AL1/39-ST1A 110.0 | 9 | 0.1188 | 0.39 | 0.645 | ol | 243 | 0.00403 | HV
305-AL1/39-ST1A 110.0 | 9.2 | 0.0949 | 0.38 | 0.74 | ol | 305 | 0.00403 | HV
490-AL1/64-ST1A 110.0 | 9.75 | 0.059 | 0.37 | 0.96 | ol | 490 | 0.00403 | HV
679-AL1/86-ST1A 110.0 | 9.95 | 0.042 | 0.36 | 1.15 | ol | 679 | 0.00403 | HV
490-AL1/64-ST1A 220.0 | 10 | 0.059 | 0.285 | 0.96 | ol | 490 | 0.00403 | HV
679-AL1/86-ST1A 220.0 | 11.7 | 0.042 | 0.275 | 1.15 | ol | 679 | 0.00403 | HV
490-AL1/64-ST1A 380.0 | 11 | 0.059 | 0.253 | 0.96 | ol | 490 | 0.00403 | HV
679-AL1/86-ST1A 380.0 | 14.6 | 0.042 | 0.25 | 1.15 | ol | 679 | 0.00403 | HV

## trafo_std_types
| i0_percent | pfe_kw | vkr_percent | sn_mva | vn_lv_kv | vn_hv_kv | vk_percent | shift_degree | vector_group | tap_side | tap_neutral | tap_min | tap_max | tap_step_degree | tap_step_percent | tap_phase_shifter
160 MVA 380/110 kV | 0.06 | 60 | 0.25 | 160 | 110 | 380 | 12.2 | 0 | Yy0 | hv | 0 | -9 | 9 | 0 | 1.5 | FALSE
100 MVA 220/110 kV | 0.06 | 55 | 0.26 | 100 | 110 | 220 | 12 | 0 | Yy0 | hv | 0 | -9 | 9 | 0 | 1.5 | FALSE
63 MVA 110/20 kV | 0.04 | 22 | 0.32 | 63 | 20 | 110 | 18 | 150 | YNd5 | hv | 0 | -9 | 9 | 0 | 1.5 | FALSE
40 MVA 110/20 kV | 0.05 | 18 | 0.34 | 40 | 20 | 110 | 16.2 | 150 | YNd5 | hv | 0 | -9 | 9 | 0 | 1.5 | FALSE
25 MVA 110/20 kV | 0.07 | 14 | 0.41 | 25 | 20 | 110 | 12 | 150 | YNd5 | hv | 0 | -9 | 9 | 0 | 1.5 | FALSE
63 MVA 110/10 kV | 0.04 | 22 | 0.32 | 63 | 10 | 110 | 18 | 150 | YNd5 | hv | 0 | -9 | 9 | 0 | 1.5 | FALSE
40 MVA 110/10 kV | 0.05 | 18 | 0.34 | 40 | 10 | 110 | 16.2 | 150 | YNd5 | hv | 0 | -9 | 9 | 0 | 1.5 | FALSE
25 MVA 110/10 kV | 0.07 | 14 | 0.41 | 25 | 10 | 110 | 12 | 150 | YNd5 | hv | 0 | -9 | 9 | 0 | 1.5 | FALSE
0.25 MVA 20/0.4 kV | 0.32 | 0.8 | 1.44 | 0.25 | 0.4 | 20 | 6 | 150 | Yzn5 | hv | 0 | -2 | 2 | 0 | 2.5 | FALSE
0.4 MVA 20/0.4 kV | 0.3375 | 1.35 | 1.425 | 0.4 | 0.4 | 20 | 6 | 150 | Dyn5 | hv | 0 | -2 | 2 | 0 | 2.5 | FALSE
0.63 MVA 20/0.4 kV | 0.2619 | 1.65 | 1.206 | 0.63 | 0.4 | 20 | 6 | 150 | Dyn5 | hv | 0 | -2 | 2 | 0 | 2.5 | FALSE
0.25 MVA 10/0.4 kV | 0.24 | 0.6 | 1.2 | 0.25 | 0.4 | 10 | 4 | 150 | Dyn5 | hv | 0 | -2 | 2 | 0 | 2.5 | FALSE
0.4 MVA 10/0.4 kV | 0.2375 | 0.95 | 1.325 | 0.4 | 0.4 | 10 | 4 | 150 | Dyn5 | hv | 0 | -2 | 2 | 0 | 2.5 | FALSE
0.63 MVA 10/0.4 kV | 0.1873 | 1.18 | 1.0794 | 0.63 | 0.4 | 10 | 4 | 150 | Dyn5 | hv | 0 | -2 | 2 | 0 | 2.5 | FALSE

## trafo3w_std_types
| sn_hv_mva | sn_mv_mva | sn_lv_mva | vn_hv_kv | vn_mv_kv | vn_lv_kv | vk_hv_percent | vk_mv_percent | vk_lv_percent | vkr_hv_percent | vkr_mv_percent | vkr_lv_percent | pfe_kw | i0_percent | shift_mv_degree | shift_lv_degree | vector_group | tap_side | tap_neutral | tap_min | tap_max | tap_step_percent
63/25/38 MVA 110/20/10 kV | 63 | 25 | 38 | 110 | 20 | 10 | 10.4 | 10.4 | 10.4 | 0.28 | 0.32 | 0.35 | 35 | 0.89 | 0 | 0 | YN0yn0yn0 | hv | 0 | -10 | 10 | 1.2
63/25/38 MVA 110/10/10 kV | 63 | 25 | 38 | 110 | 10 | 10 | 10.4 | 10.4 | 10.4 | 0.28 | 0.32 | 0.35 | 35 | 0.89 | 0 | 0 | YN0yn0yn0 | hv | 0 | -10 | 10 | 1.2

## fuse_std_types
| fuse_type | i_rated_a | t_avg | t_min | t_total | x_avg | x_min | x_total
HV 100A | HV 100A | 100 | 0 | [10.0, 3.64, 0.854, 0.281, 0.1, 0.0531, 0.022, 0.01] | [10.0, 4.267, 1.21, 0.403, 0.1, 0.058, 0.022, 0.01] | 0 | [300.0, 350.0, 450.0, 550.0, 700.0, 850.0, 1200.0, 1752.0] | [600.0, 700.0, 900.0, 1150.0, 1665.0, 2000.0, 3000.0, 4313.0]
HV 10A | HV 10A | 10 | 0 | [10.0, 1675.0, 0.344, 0.156, 0.1, 0.0417, 0.0171, 0.01] | [10.0, 1.3, 0.3, 0.155, 0.1, 0.0555, 0.023, 0.01] | 0 | [30.0, 32.0, 35.0, 37.0, 39.0, 50.0, 70.0, 88.0] | [60.0, 70.0, 80.0, 87.0, 94.0, 110.0, 150.0, 216.0]
HV 125A | HV 125A | 125 | 0 | [10.0, 1.82, 0.344, 0.1, 0.0467, 0.0269, 0.01] | [10.0, 2.478, 0.426, 0.1, 0.0427, 0.0211, 0.01] | 0 | [375.0, 500.0, 700.0, 925.0, 1200.0, 1500.0, 2341.0] | [750.0, 1000.0, 1500.0, 2200.0, 3000.0, 4000.0, 5765.0]
HV 160A | HV 160A | 160 | 0 | [10.0, 4.15, 1.03, 0.198, 0.1, 0.051, 0.0172, 0.01] | [10.0, 2.3, 0.734, 0.274, 0.1, 0.046, 0.0177, 0.01] | 0 | [480.0, 550.0, 700.0, 1000.0, 1260.0, 1600.0, 2500.0, 3227.0] | [960.0, 1300.0, 1700.0, 2200.0, 2996.0, 4000.0, 6000.0, 7946.0]
HV 16A | HV 16A | 16 | 0 | [10.0, 0.352, 0.164, 0.1, 0.0649, 0.0342, 0.01] | [10.0, 2.34, 0.722, 0.181, 0.1, 0.055, 0.0296, 0.01] | 0 | [48.0, 60.0, 65.0, 71.0, 80.0, 100.0, 162.0] | [96.0, 110.0, 125.0, 150.0, 168.0, 200.0, 250.0, 398.0]
HV 200A | HV 200A | 200 | 0 | [10.0, 4.267, 1.21, 0.403, 0.1, 0.058, 0.022, 0.01] | [10.0, 3.73, 1.654, 0.328, 0.1, 0.0531, 0.019, 0.01] | 0 | [600.0, 700.0, 900.0, 1150.0, 1665.0, 2000.0, 3000.0, 4313.0] | [1200.0, 1500.0, 1800.0, 2700.0, 3960.0, 5000.0, 7500.0, 10620.0]
HV 20A | HV 20A | 20 | 0 | [10.0, 1.3, 0.3, 0.155, 0.1, 0.0555, 0.023, 0.01] | [10.0, 1.3, 0.161, 0.1, 0.0611, 0.0399, 0.0141, 0.01] | 0 | [60.0, 70.0, 80.0, 87.0, 94.0, 110.0, 150.0, 216.0] | [120.0, 150.0, 200.0, 223.0, 260.0, 300.0, 450.0, 532.0]
HV 25A | HV 25A | 25 | 0 | [10.0, 2.512, 0.833, 0.299, 0.1, 0.0372, 0.0223, 0.01] | [10.0, 3.125, 0.597, 0.198, 0.1, 0.0378, 0.022, 0.01] | 0 | [75.0, 82.0, 90.0, 100.0, 124.0, 170.0, 200.0, 289.0] | [150.0, 170.0, 210.0, 250.0, 294.0, 400.0, 500.0, 711.0]
HV 31.5A | HV 31.5A | 31.5 | 0 | [10.0, 2.34, 0.722, 0.181, 0.1, 0.055, 0.0296, 0.01] | [10.0, 2.84, 0.368, 0.164, 0.1, 0.0621, 0.0378, 0.0195, 0.01] | 0 | [95.0, 110.0, 125.0, 150.0, 165.0, 200.0, 250.0, 390.0] | [189.0, 220.0, 300.0, 350.0, 393.0, 450.0, 530.0, 700.0, 960.0]
HV 40A | HV 40A | 40 | 0 | [10.0, 1.3, 0.161, 0.1, 0.0611, 0.0399, 0.0141, 0.01] | [10.0, 2.05, 0.369, 0.198, 0.1, 0.051, 0.0298, 0.01] | 0 | [120.0, 150.0, 200.0, 223.0, 260.0, 300.0, 450.0, 532.0] | [240.0, 300.0, 400.0, 450.0, 530.0, 650.0, 800.0, 1311.0]
HV 50A | HV 50A | 50 | 0 | [10.0, 3.215, 0.597, 0.198, 0.1, 0.0378, 0.022, 0.01] | [10.0, 3.64, 0.854, 0.281, 0.1, 0.0531, 0.022, 0.01] | 0 | [150.0, 170.0, 210.0, 250.0, 294.0, 400.0, 500.0, 711.0] | [300.0, 350.0, 450.0, 550.0, 700.0, 850.0, 1200.0, 1752.0]
HV 6.3A | HV 6.3A | 6.3 | 0 | [10.0, 1.39, 0.344, 0.168, 0.1, 0.056, 0.0263, 0.01] | [10.0, 1.711, 0.516, 0.198, 0.1, 0.0634, 0.0303, 0.01] | 0 | [19.0, 19.5, 20.4, 20.8, 22.0, 25.0, 32.0, 48.0] | [38.0, 40.0, 43.0, 48.0, 53.0, 60.0, 75.0, 118.0]
HV 63A | HV 63A | 63 | 0 | [10.0, 2.84, 0.368, 0.164, 0.1, 0.0621, 0.0378, 0.0195, 0.01] | [10.0, 1.82, 0.344, 0.1, 0.0467, 0.0269, 0.01] | 0 | [189.0, 220.0, 300.0, 350.0, 393.0, 450.0, 530.0, 700.0, 961.0] | [378.0, 500.0, 700.0, 934.0, 1200.0, 1500.0, 2366.0]
HV 80A | HV 80A | 80 | 0 | [10.0, 2.05, 0.369, 0.198, 0.1, 0.051, 0.0298, 0.01] | [10.0, 4.15, 1.03, 0.198, 0.1, 0.051, 0.0172, 0.01] | 0 | [240.0, 300.0, 400.0, 450.0, 530.0, 650.0, 800.0, 1311.0] | [480.0, 550.0, 700.0, 1000.0, 1260.0, 1600.0, 2500.0, 3227.0]
Siemens NH-1-100 | Siemens NH-1-100 | 100 | [5400.0, 2000.0, 400.0, 20.0, 1.0, 0.2, 0.012, 0.004] | 0 | 0 | [150.0, 190.0, 250.0, 430.0, 900.0, 1250.0, 2700.0, 3600.0] | 0 | 0
Siemens NH-1-125 | Siemens NH-1-125 | 125 | [4800.0, 120.0, 7.0, 0.1, 0.004] | 0 | 0 | [180.0, 400.0, 740.0, 2000.0, 4250.0] | 0 | 0
Siemens NH-1-16 | Siemens NH-1-16 | 16 | [4000.0, 400.0, 2.0, 0.1, 0.04, 0.01] | 0 | 0 | [26.0, 35.0, 75.0, 150.0, 200.0, 300.0] | 0 | 0
Siemens NH-1-160 | Siemens NH-1-160 | 160 | [4800.0, 120.0, 7.0, 0.1, 0.004] | 0 | 0 | [210.0, 500.0, 900.0, 2300.0, 5000.0] | 0 | 0
Siemens NH-1-25 | Siemens NH-1-25 | 25 | [4000.0, 1000.0, 10.0, 0.2, 0.02, 0.01] | 0 | 0 | [40.0, 50.0, 100.0, 210.0, 400.0, 500.0] | 0 | 0
Siemens NH-1-50 | Siemens NH-1-50 | 50 | [4000.0, 40.0, 4.0, 1.0, 0.02, 0.01] | 0 | 0 | [86.0, 200.0, 300.0, 400.0, 1000.0, 1280.0] | 0 | 0
Siemens NH-1-63 | Siemens NH-1-63 | 63 | [4000.0, 100.0, 10.0, 2.0, 0.04, 0.01] | 0 | 0 | [100.0, 200.0, 300.0, 400.0, 1000.0, 1500.0] | 0 | 0
Siemens NH-1-80 | Siemens NH-1-80 | 80 | [4800.0, 120.0, 7.0, 0.1, 0.01] | 0 | 0 | [150.58, 250.0, 450.0, 1150.0, 2470.0] | 0 | 0
Siemens NH-2-1000 | Siemens NH-2-1000 | 1000 | [4800.0, 120.0, 7.0, 0.1, 0.004] | 0 | 0 | [1900.0, 3500.0, 8400.0, 24000.0, 52000.0] | 0 | 0
Siemens NH-2-200 | Siemens NH-2-200 | 200 | [4800.0, 120.0, 7.0, 0.1, 0.004] | 0 | 0 | [280.0, 650.0, 1200.0, 3000.0, 7000.0] | 0 | 0
Siemens NH-2-224 | Siemens NH-2-224 | 224 | [4800.0, 120.0, 7.0, 0.2, 0.04, 0.004] | 0 | 0 | [400.0, 750.0, 1453.0, 3025.0, 4315.0, 7600.0] | 0 | 0
Siemens NH-2-250 | Siemens NH-2-250 | 250 | [4800.0, 120.0, 7.0, 0.1, 0.004] | 0 | 0 | [450.0, 800.0, 1650.0, 4000.0, 8500.0] | 0 | 0
Siemens NH-2-315 | Siemens NH-2-315 | 315 | [4800.0, 120.0, 7.0, 0.1, 0.004] | 0 | 0 | [550.0, 920.0, 1900.0, 5000.0, 11000.0] | 0 | 0
Siemens NH-2-355 | Siemens NH-2-355 | 355 | [4800.0, 120.0, 6.0, 0.1, 0.004] | 0 | 0 | [650.0, 1116.27, 2350.0, 5840.0, 12790.0] | 0 | 0
Siemens NH-2-400 | Siemens NH-2-400 | 400 | [4800.0, 120.0, 7.0, 0.1, 0.004] | 0 | 0 | [720.0, 1350.0, 2800.0, 6500.0, 15000.0] | 0 | 0
Siemens NH-2-425 | Siemens NH-2-425 | 425 | [4800.0, 120.0, 7.0, 0.1, 0.004] | 0 | 0 | [850.0, 1500.0, 3050.0, 7500.0, 16500.0] | 0 | 0
Siemens NH-2-630 | Siemens NH-2-630 | 630 | [4800.0, 120.0, 7.0, 0.1, 0.004] | 0 | 0 | [1200.0, 2000.0, 4800.0, 12000.0, 26000.0] | 0 | 0

## dtypes
| element | column | dtype
0 | bus | name | object
1 | bus | vn_kv | float64
2 | bus | type | object
3 | bus | zone | object
4 | bus | in_service | bool
5 | load | name | object
6 | load | bus | uint32
7 | load | p_mw | float64
8 | load | q_mvar | float64
9 | load | const_z_percent | float64
10 | load | const_i_percent | float64
11 | load | sn_mva | float64
12 | load | scaling | float64
13 | load | in_service | bool
14 | load | type | object
15 | ext_grid | name | object
16 | ext_grid | bus | uint32
17 | ext_grid | vm_pu | float64
18 | ext_grid | va_degree | float64
19 | ext_grid | slack_weight | float64
20 | ext_grid | in_service | bool
21 | line | name | object
22 | line | std_type | object
23 | line | from_bus | uint32
24 | line | to_bus | uint32
25 | line | length_km | float64
26 | line | r_ohm_per_km | float64
27 | line | x_ohm_per_km | float64
28 | line | c_nf_per_km | float64
29 | line | g_us_per_km | float64
30 | line | max_i_ka | float64
31 | line | df | float64
32 | line | parallel | uint32
33 | line | type | object
34 | line | in_service | bool
35 | trafo | name | object
36 | trafo | std_type | object
37 | trafo | hv_bus | uint32
38 | trafo | lv_bus | uint32
39 | trafo | sn_mva | float64
40 | trafo | vn_hv_kv | float64
41 | trafo | vn_lv_kv | float64
42 | trafo | vk_percent | float64
43 | trafo | vkr_percent | float64
44 | trafo | pfe_kw | float64
45 | trafo | i0_percent | float64
46 | trafo | shift_degree | float64
47 | trafo | tap_side | object
48 | trafo | tap_neutral | int32
49 | trafo | tap_min | int32
50 | trafo | tap_max | int32
51 | trafo | tap_step_percent | float64
52 | trafo | tap_step_degree | float64
53 | trafo | tap_pos | int32
54 | trafo | tap_phase_shifter | bool
55 | trafo | parallel | uint32
56 | trafo | df | float64
57 | trafo | in_service | bool
58 | line_geodata | coords | object
59 | bus_geodata | x | float64
60 | bus_geodata | y | float64
61 | bus_geodata | coords | object

## parameters
| version | format_version | converged | OPF_converged | name | f_hz | sn_mva
0 | 2.14.6 | 2.14.0 | FALSE | FALSE |  | 50 | 1