## bus
| name | vn_kv | type | zone | in_service
0 | bus_LV_903-4_0_6_node_0 | 0.4 | n |  | TRUE
1 | bus_LV_903-4_0_6_node_1 | 0.4 | n |  | TRUE
2 | bus_LV_903-4_0_6_node_2 | 0.4 | n |  | TRUE
3 | bus_LV_903-4_0_6_node_3 | 0.4 | n |  | TRUE
4 | bus_LV_903-4_0_6_node_4 | 0.4 | n |  | TRUE
5 | bus_LV_903-4_0_6_node_6 | 0.4 | n |  | TRUE
6 | bus_LV_903-4_0_6_node_145 | 0.4 | n |  | TRUE
7 | bus_LV_903-4_0_6_node_5 | 0.4 | n |  | TRUE
8 | bus_LV_903-4_0_6_node_12 | 0.4 | n |  | TRUE
9 | bus_LV_903-4_0_6_node_11 | 0.4 | n |  | TRUE
10 | bus_LV_903-4_0_6_node_138 | 0.4 | n |  | TRUE
11 | bus_LV_903-4_0_6_node_14 | 0.4 | n |  | TRUE
12 | bus_LV_903-4_0_6_node_15 | 0.4 | n |  | TRUE
13 | bus_LV_903-4_0_6_node_13 | 0.4 | n |  | TRUE
14 | bus_LV_903-4_0_6_node_78 | 0.4 | n |  | TRUE
15 | bus_LV_903-4_0_6_node_48 | 0.4 | n |  | TRUE
16 | bus_LV_903-4_0_6_node_10 | 0.4 | n |  | TRUE
17 | bus_LV_903-4_0_6_node_136 | 0.4 | n |  | TRUE
18 | bus_LV_903-4_0_6_node_7 | 0.4 | n |  | TRUE
19 | bus_LV_903-4_0_6_node_8 | 0.4 | n |  | TRUE
20 | bus_LV_903-4_0_6_node_9 | 0.4 | n |  | TRUE
21 | bus_LV_903-4_0_6_node_65 | 0.4 | n |  | TRUE
22 | bus_LV_903-4_0_6_node_46 | 0.4 | n |  | TRUE
23 | bus_LV_903-4_0_6_node_20 | 0.4 | n |  | TRUE
24 | bus_LV_903-4_0_6_node_143 | 0.4 | n |  | TRUE
25 | bus_LV_903-4_0_6_node_18 | 0.4 | n |  | TRUE
26 | bus_LV_903-4_0_6_node_23 | 0.4 | n |  | TRUE
27 | bus_LV_903-4_0_6_node_16 | 0.4 | n |  | TRUE
28 | bus_LV_903-4_0_6_node_17 | 0.4 | n |  | TRUE
29 | bus_LV_903-4_0_6_node_19 | 0.4 | n |  | TRUE
30 | bus_LV_903-4_0_6_node_21 | 0.4 | n |  | TRUE
31 | bus_LV_903-4_0_6_node_22 | 0.4 | n |  | TRUE
32 | bus_LV_903-4_0_6_node_137 | 0.4 | n |  | TRUE
33 | bus_LV_903-4_0_6_node_135 | 0.4 | n |  | TRUE
34 | bus_LV_903-4_0_6_node_24 | 0.4 | n |  | TRUE
35 | bus_LV_903-4_0_6_node_25 | 0.4 | n |  | TRUE
36 | bus_LV_903-4_0_6_node_26 | 0.4 | n |  | TRUE
37 | bus_LV_903-4_0_6_node_27 | 0.4 | n |  | TRUE
38 | bus_LV_903-4_0_6_node_28 | 0.4 | n |  | TRUE
39 | bus_LV_903-4_0_6_node_29 | 0.4 | n |  | TRUE
40 | bus_LV_903-4_0_6_node_30 | 0.4 | n |  | TRUE
41 | bus_LV_903-4_0_6_node_33 | 0.4 | n |  | TRUE
42 | bus_LV_903-4_0_6_node_35 | 0.4 | n |  | TRUE
43 | bus_LV_903-4_0_6_node_140 | 0.4 | n |  | TRUE
44 | bus_LV_903-4_0_6_node_39 | 0.4 | n |  | TRUE
45 | bus_LV_903-4_0_6_node_32 | 0.4 | n |  | TRUE
46 | bus_LV_903-4_0_6_node_36 | 0.4 | n |  | TRUE
47 | bus_LV_903-4_0_6_node_31 | 0.4 | n |  | TRUE
48 | bus_LV_903-4_0_6_node_147 | 0.4 | n |  | TRUE
49 | bus_LV_903-4_0_6_node_54 | 0.4 | n |  | TRUE
50 | bus_LV_903-4_0_6_node_45 | 0.4 | n |  | TRUE
51 | bus_LV_903-4_0_6_node_34 | 0.4 | n |  | TRUE
52 | bus_LV_903-4_0_6_node_70 | 0.4 | n |  | TRUE
53 | bus_LV_903-4_0_6_node_37 | 0.4 | n |  | TRUE
54 | bus_LV_903-4_0_6_node_53 | 0.4 | n |  | TRUE
55 | bus_LV_903-4_0_6_node_38 | 0.4 | n |  | TRUE
56 | bus_LV_903-4_0_6_node_44 | 0.4 | n |  | TRUE
57 | bus_LV_903-4_0_6_node_127 | 0.4 | n |  | TRUE
58 | bus_LV_903-4_0_6_node_42 | 0.4 | n |  | TRUE
59 | bus_LV_903-4_0_6_node_128 | 0.4 | n |  | TRUE
60 | bus_LV_903-4_0_6_node_40 | 0.4 | n |  | TRUE
61 | bus_LV_903-4_0_6_node_41 | 0.4 | n |  | TRUE
62 | bus_LV_903-4_0_6_node_43 | 0.4 | n |  | TRUE
63 | bus_LV_903-4_0_6_node_100 | 0.4 | n |  | TRUE
64 | bus_LV_903-4_0_6_node_108 | 0.4 | n |  | TRUE
65 | bus_LV_903-4_0_6_node_148 | 0.4 | n |  | TRUE
66 | bus_LV_903-4_0_6_node_131 | 0.4 | n |  | TRUE
67 | bus_LV_903-4_0_6_node_106 | 0.4 | n |  | TRUE
68 | bus_LV_903-4_0_6_node_130 | 0.4 | n |  | TRUE
69 | bus_LV_903-4_0_6_node_47 | 0.4 | n |  | TRUE
70 | bus_LV_903-4_0_6_node_49 | 0.4 | n |  | TRUE
71 | bus_LV_903-4_0_6_node_50 | 0.4 | n |  | TRUE
72 | bus_LV_903-4_0_6_node_51 | 0.4 | n |  | TRUE
73 | bus_LV_903-4_0_6_node_52 | 0.4 | n |  | TRUE
74 | bus_LV_903-4_0_6_node_64 | 0.4 | n |  | TRUE
75 | bus_LV_903-4_0_6_node_63 | 0.4 | n |  | TRUE
76 | bus_LV_903-4_0_6_node_55 | 0.4 | n |  | TRUE
77 | bus_LV_903-4_0_6_node_56 | 0.4 | n |  | TRUE
78 | bus_LV_903-4_0_6_node_57 | 0.4 | n |  | TRUE
79 | bus_LV_903-4_0_6_node_62 | 0.4 | n |  | TRUE
80 | bus_LV_903-4_0_6_node_59 | 0.4 | n |  | TRUE
81 | bus_LV_903-4_0_6_node_109 | 0.4 | n |  | TRUE
82 | bus_LV_903-4_0_6_node_117 | 0.4 | n |  | TRUE
83 | bus_LV_903-4_0_6_node_107 | 0.4 | n |  | TRUE
84 | bus_LV_903-4_0_6_node_58 | 0.4 | n |  | TRUE
85 | bus_LV_903-4_0_6_node_60 | 0.4 | n |  | TRUE
86 | bus_LV_903-4_0_6_node_61 | 0.4 | n |  | TRUE
87 | bus_LV_903-4_0_6_node_110 | 0.4 | n |  | TRUE
88 | bus_LV_903-4_0_6_node_75 | 0.4 | n |  | TRUE
89 | bus_LV_903-4_0_6_node_115 | 0.4 | n |  | TRUE
90 | bus_LV_903-4_0_6_node_116 | 0.4 | n |  | TRUE
91 | bus_LV_903-4_0_6_node_77 | 0.4 | n |  | TRUE
92 | bus_LV_903-4_0_6_node_68 | 0.4 | n |  | TRUE
93 | bus_LV_903-4_0_6_node_67 | 0.4 | n |  | TRUE
94 | bus_LV_903-4_0_6_node_69 | 0.4 | n |  | TRUE
95 | bus_LV_903-4_0_6_node_71 | 0.4 | n |  | TRUE
96 | bus_LV_903-4_0_6_node_72 | 0.4 | n |  | TRUE
97 | bus_LV_903-4_0_6_node_73 | 0.4 | n |  | TRUE
98 | bus_LV_903-4_0_6_node_74 | 0.4 | n |  | TRUE
99 | bus_LV_903-4_0_6_node_76 | 0.4 | n |  | TRUE
100 | bus_LV_903-4_0_6_node_118 | 0.4 | n |  | TRUE
101 | bus_LV_903-4_0_6_node_79 | 0.4 | n |  | TRUE
102 | bus_LV_903-4_0_6_node_80 | 0.4 | n |  | TRUE
103 | bus_LV_903-4_0_6_node_81 | 0.4 | n |  | TRUE
104 | bus_LV_903-4_0_6_node_82 | 0.4 | n |  | TRUE
105 | bus_LV_903-4_0_6_node_83 | 0.4 | n |  | TRUE
106 | bus_LV_903-4_0_6_node_84 | 0.4 | n |  | TRUE
107 | bus_LV_903-4_0_6_node_86 | 0.4 | n |  | TRUE
108 | bus_LV_903-4_0_6_node_93 | 0.4 | n |  | TRUE
109 | bus_LV_903-4_0_6_node_85 | 0.4 | n |  | TRUE
110 | bus_LV_903-4_0_6_node_91 | 0.4 | n |  | TRUE
111 | bus_LV_903-4_0_6_node_87 | 0.4 | n |  | TRUE
112 | bus_LV_903-4_0_6_node_88 | 0.4 | n |  | TRUE
113 | bus_LV_903-4_0_6_node_94 | 0.4 | n |  | TRUE
114 | bus_LV_903-4_0_6_node_95 | 0.4 | n |  | TRUE
115 | bus_LV_903-4_0_6_node_89 | 0.4 | n |  | TRUE
116 | bus_LV_903-4_0_6_node_90 | 0.4 | n |  | TRUE
117 | bus_LV_903-4_0_6_node_92 | 0.4 | n |  | TRUE
118 | bus_LV_903-4_0_6_node_132 | 0.4 | n |  | TRUE
119 | bus_LV_903-4_0_6_node_141 | 0.4 | n |  | TRUE
120 | bus_LV_903-4_0_6_node_126 | 0.4 | n |  | TRUE
121 | bus_LV_903-4_0_6_node_96 | 0.4 | n |  | TRUE
122 | bus_LV_903-4_0_6_node_97 | 0.4 | n |  | TRUE
123 | bus_LV_903-4_0_6_node_98 | 0.4 | n |  | TRUE
124 | bus_LV_903-4_0_6_node_99 | 0.4 | n |  | TRUE
125 | bus_LV_903-4_0_6_node_111 | 0.4 | n |  | TRUE
126 | bus_LV_903-4_0_6_node_113 | 0.4 | n |  | TRUE
127 | bus_LV_903-4_0_6_node_119 | 0.4 | n |  | TRUE
128 | bus_LV_903-4_0_6_node_114 | 0.4 | n |  | TRUE
129 | bus_LV_903-4_0_6_node_101 | 0.4 | n |  | TRUE
130 | bus_LV_903-4_0_6_node_102 | 0.4 | n |  | TRUE
131 | bus_LV_903-4_0_6_node_103 | 0.4 | n |  | TRUE
132 | bus_LV_903-4_0_6_node_105 | 0.4 | n |  | TRUE
133 | bus_LV_903-4_0_6_node_112 | 0.4 | n |  | TRUE
134 | bus_LV_903-4_0_6_node_146 | 0.4 | n |  | TRUE
135 | bus_LV_903-4_0_6_node_120 | 0.4 | n |  | TRUE
136 | bus_LV_903-4_0_6_node_121 | 0.4 | n |  | TRUE
137 | bus_LV_903-4_0_6_node_122 | 0.4 | n |  | TRUE
138 | bus_LV_903-4_0_6_node_123 | 0.4 | n |  | TRUE
139 | bus_LV_903-4_0_6_node_124 | 0.4 | n |  | TRUE
140 | bus_LV_903-4_0_6_node_129 | 0.4 | n |  | TRUE
141 | bus_LV_903-4_0_6_node_125 | 0.4 | n |  | TRUE
142 | bus_LV_903-4_0_6_node_139 | 0.4 | n |  | TRUE
143 | bus_LV_903-4_0_6_node_144 | 0.4 | n |  | TRUE
144 | bus_LV_903-4_0_6_node_142 | 0.4 | n |  | TRUE
145 | bus_LV_903-4_0_6_node_133 | 0.4 | n |  | TRUE
146 | bus_LV_903-4_0_6_node_134 | 0.4 | n |  | TRUE
147 | bus_MV_181_1_node_210 | 20 | n |  | TRUE

## load
| name | bus | p_mw | q_mvar | const_z_percent | const_i_percent | sn_mva | scaling | in_service | type
0 | LV_903-4_0_6_load_0 | 0 | 0.00023722 | 5.9452e-05 | 0 | 0 |  | 1 | TRUE | wye
1 | LV_903-4_0_6_load_1 | 1 | 0.00017547 | 4.3976e-05 | 0 | 0 |  | 1 | TRUE | wye
2 | LV_903-4_0_6_load_145 | 6 | 0.003388 | 0.00084911 | 0 | 0 |  | 1 | TRUE | wye
3 | LV_903-4_0_6_load_11 | 9 | 0.0036772 | 0.0009216 | 0 | 0 |  | 1 | TRUE | wye
4 | LV_903-4_0_6_load_138 | 10 | 0.00069833 | 0.00017502 | 0 | 0 |  | 1 | TRUE | wye
5 | LV_903-4_0_6_load_13 | 13 | 0.00048579 | 0.00012175 | 0 | 0 |  | 1 | TRUE | wye
6 | LV_903-4_0_6_load_78 | 14 | 0.0021441 | 0.00053735 | 0 | 0 |  | 1 | TRUE | wye
7 | LV_903-4_0_6_load_48 | 15 | 0.017308 | 0.0043379 | 0 | 0 |  | 1 | TRUE | wye
8 | LV_903-4_0_6_load_10 | 16 | 0.0023312 | 0.00058425 | 0 | 0 |  | 1 | TRUE | wye
9 | LV_903-4_0_6_load_7 | 18 | 0.0064586 | 0.0016187 | 0 | 0 |  | 1 | TRUE | wye
10 | LV_903-4_0_6_load_8 | 19 | 0.0018344 | 0.00045974 | 0 | 0 |  | 1 | TRUE | wye
11 | LV_903-4_0_6_load_9 | 20 | 0.001448 | 0.0003629 | 0 | 0 |  | 1 | TRUE | wye
12 | LV_903-4_0_6_load_46 | 22 | 0.0093316 | 0.0023387 | 0 | 0 |  | 1 | TRUE | wye
13 | LV_903-4_0_6_load_143 | 24 | 0.00022245 | 5.5752e-05 | 0 | 0 |  | 1 | TRUE | wye
14 | LV_903-4_0_6_load_18 | 25 | 0.00026513 | 6.6447e-05 | 0 | 0 |  | 1 | TRUE | wye
15 | LV_903-4_0_6_load_16 | 27 | 0.0012324 | 0.00030887 | 0 | 0 |  | 1 | TRUE | wye
16 | LV_903-4_0_6_load_17 | 28 | 0.00055045 | 0.00013796 | 0 | 0 |  | 1 | TRUE | wye
17 | LV_903-4_0_6_load_19 | 29 | 0.00026111 | 6.5439e-05 | 0 | 0 |  | 1 | TRUE | wye
18 | LV_903-4_0_6_load_22 | 31 | 0.00037156 | 9.3122e-05 | 0 | 0 |  | 1 | TRUE | wye
19 | LV_903-4_0_6_load_137 | 32 | 0.00056343 | 0.00014121 | 0 | 0 |  | 1 | TRUE | wye
20 | LV_903-4_0_6_load_24 | 34 | 0.0010949 | 0.00027442 | 0 | 0 |  | 1 | TRUE | wye
21 | LV_903-4_0_6_load_25 | 35 | 0.00071834 | 0.00018003 | 0 | 0 |  | 1 | TRUE | wye
22 | LV_903-4_0_6_load_35 | 42 | 0.00084906 | 0.00021279 | 0 | 0 |  | 1 | TRUE | wye
23 | LV_903-4_0_6_load_140 | 43 | 0.00035549 | 8.9094e-05 | 0 | 0 |  | 1 | TRUE | wye
24 | LV_903-4_0_6_load_39 | 44 | 0.001765 | 0.00044236 | 0 | 0 |  | 1 | TRUE | wye
25 | LV_903-4_0_6_load_36 | 46 | 0.0043381 | 0.0010872 | 0 | 0 |  | 1 | TRUE | wye
26 | LV_903-4_0_6_load_147 | 48 | 0.0011396 | 0.00028561 | 0 | 0 |  | 1 | TRUE | wye
27 | LV_903-4_0_6_load_54 | 49 | 0.001297 | 0.00032505 | 0 | 0 |  | 1 | TRUE | wye
28 | LV_903-4_0_6_load_45 | 50 | 0.0020834 | 0.00052215 | 0 | 0 |  | 1 | TRUE | wye
29 | LV_903-4_0_6_load_34 | 51 | 0.0041425 | 0.0010382 | 0 | 0 |  | 1 | TRUE | wye
30 | LV_903-4_0_6_load_70 | 52 | 0.0018248 | 0.00045733 | 0 | 0 |  | 1 | TRUE | wye
31 | LV_903-4_0_6_load_37 | 53 | 0.0011458 | 0.00028716 | 0 | 0 |  | 1 | TRUE | wye
32 | LV_903-4_0_6_load_53 | 54 | 0.0046506 | 0.0011655 | 0 | 0 |  | 1 | TRUE | wye
33 | LV_903-4_0_6_load_44 | 56 | 0.00074136 | 0.0001858 | 0 | 0 |  | 1 | TRUE | wye
34 | LV_903-4_0_6_load_127 | 57 | 0.002253 | 0.00056466 | 0 | 0 |  | 1 | TRUE | wye
35 | LV_903-4_0_6_load_42 | 58 | 0.00096851 | 0.00024273 | 0 | 0 |  | 1 | TRUE | wye
36 | LV_903-4_0_6_load_128 | 59 | 0.00074343 | 0.00018632 | 0 | 0 |  | 1 | TRUE | wye
37 | LV_903-4_0_6_load_40 | 60 | 0.00078911 | 0.00019777 | 0 | 0 |  | 1 | TRUE | wye
38 | LV_903-4_0_6_load_41 | 61 | 0.0006021 | 0.0001509 | 0 | 0 |  | 1 | TRUE | wye
39 | LV_903-4_0_6_load_148 | 65 | 0.0014181 | 0.00035541 | 0 | 0 |  | 1 | TRUE | wye
40 | LV_903-4_0_6_load_106 | 67 | 0.00027996 | 7.0166e-05 | 0 | 0 |  | 1 | TRUE | wye
41 | LV_903-4_0_6_load_130 | 68 | 0.00060373 | 0.00015131 | 0 | 0 |  | 1 | TRUE | wye
42 | LV_903-4_0_6_load_47 | 69 | 0.0020486 | 0.00051343 | 0 | 0 |  | 1 | TRUE | wye
43 | LV_903-4_0_6_load_49 | 70 | 0.0018755 | 0.00047004 | 0 | 0 |  | 1 | TRUE | wye
44 | LV_903-4_0_6_load_50 | 71 | 0.00084649 | 0.00021215 | 0 | 0 |  | 1 | TRUE | wye
45 | LV_903-4_0_6_load_51 | 72 | 0.00089024 | 0.00022311 | 0 | 0 |  | 1 | TRUE | wye
46 | LV_903-4_0_6_load_63 | 75 | 0.0024149 | 0.00060524 | 0 | 0 |  | 1 | TRUE | wye
47 | LV_903-4_0_6_load_59 | 80 | 0.0010728 | 0.00026888 | 0 | 0 |  | 1 | TRUE | wye
48 | LV_903-4_0_6_load_117 | 82 | 0.0010017 | 0.00025105 | 0 | 0 |  | 1 | TRUE | wye
49 | LV_903-4_0_6_load_107 | 83 | 0.0011177 | 0.00028012 | 0 | 0 |  | 1 | TRUE | wye
50 | LV_903-4_0_6_load_58 | 84 | 0.0046131 | 0.0011561 | 0 | 0 |  | 1 | TRUE | wye
51 | LV_903-4_0_6_load_61 | 86 | 0.00086031 | 0.00021562 | 0 | 0 |  | 1 | TRUE | wye
52 | LV_903-4_0_6_load_110 | 87 | 0.00064939 | 0.00016275 | 0 | 0 |  | 1 | TRUE | wye
53 | LV_903-4_0_6_load_75 | 88 | 0.00047206 | 0.00011831 | 0 | 0 |  | 1 | TRUE | wye
54 | LV_903-4_0_6_load_77 | 91 | 0.0011382 | 0.00028526 | 0 | 0 |  | 1 | TRUE | wye
55 | LV_903-4_0_6_load_68 | 92 | 0.0012719 | 0.00031877 | 0 | 0 |  | 1 | TRUE | wye
56 | LV_903-4_0_6_load_67 | 93 | 0.0063619 | 0.0015944 | 0 | 0 |  | 1 | TRUE | wye
57 | LV_903-4_0_6_load_71 | 95 | 0.0032127 | 0.00080517 | 0 | 0 |  | 1 | TRUE | wye
58 | LV_903-4_0_6_load_72 | 96 | 0.0020861 | 0.00052282 | 0 | 0 |  | 1 | TRUE | wye
59 | LV_903-4_0_6_load_74 | 98 | 0.0016847 | 0.00042222 | 0 | 0 |  | 1 | TRUE | wye
60 | LV_903-4_0_6_load_76 | 99 | 0.00075104 | 0.00018823 | 0 | 0 |  | 1 | TRUE | wye
61 | LV_903-4_0_6_load_118 | 100 | 0.00097754 | 0.00024499 | 0 | 0 |  | 1 | TRUE | wye
62 | LV_903-4_0_6_load_79 | 101 | 0.00016809 | 4.2127e-05 | 0 | 0 |  | 1 | TRUE | wye
63 | LV_903-4_0_6_load_84 | 106 | 0.00072642 | 0.00018206 | 0 | 0 |  | 1 | TRUE | wye
64 | LV_903-4_0_6_load_86 | 107 | 0.0010229 | 0.00025637 | 0 | 0 |  | 1 | TRUE | wye
65 | LV_903-4_0_6_load_93 | 108 | 0.0011905 | 0.00029836 | 0 | 0 |  | 1 | TRUE | wye
66 | LV_903-4_0_6_load_85 | 109 | 0.00017307 | 4.3376e-05 | 0 | 0 |  | 1 | TRUE | wye
67 | LV_903-4_0_6_load_88 | 112 | 0.00020485 | 5.134e-05 | 0 | 0 |  | 1 | TRUE | wye
68 | LV_903-4_0_6_load_94 | 113 | 0.0010837 | 0.00027159 | 0 | 0 |  | 1 | TRUE | wye
69 | LV_903-4_0_6_load_95 | 114 | 0.00030747 | 7.7059e-05 | 0 | 0 |  | 1 | TRUE | wye
70 | LV_903-4_0_6_load_89 | 115 | 0.00056345 | 0.00014121 | 0 | 0 |  | 1 | TRUE | wye
71 | LV_903-4_0_6_load_90 | 116 | 0.00016339 | 4.0949e-05 | 0 | 0 |  | 1 | TRUE | wye
72 | LV_903-4_0_6_load_141 | 119 | 0.00037428 | 9.3804e-05 | 0 | 0 |  | 1 | TRUE | wye
73 | LV_903-4_0_6_load_126 | 120 | 0.00027298 | 6.8415e-05 | 0 | 0 |  | 1 | TRUE | wye
74 | LV_903-4_0_6_load_96 | 121 | 0.00055795 | 0.00013984 | 0 | 0 |  | 1 | TRUE | wye
75 | LV_903-4_0_6_load_97 | 122 | 0.00095299 | 0.00023884 | 0 | 0 |  | 1 | TRUE | wye
76 | LV_903-4_0_6_load_113 | 126 | 0.00060317 | 0.00015117 | 0 | 0 |  | 1 | TRUE | wye
77 | LV_903-4_0_6_load_119 | 127 | 0.00048448 | 0.00012142 | 0 | 0 |  | 1 | TRUE | wye
78 | LV_903-4_0_6_load_101 | 129 | 0.00027253 | 6.8302e-05 | 0 | 0 |  | 1 | TRUE | wye
79 | LV_903-4_0_6_load_102 | 130 | 0.00050427 | 0.00012638 | 0 | 0 |  | 1 | TRUE | wye
80 | LV_903-4_0_6_load_103 | 131 | 0.00033013 | 8.2738e-05 | 0 | 0 |  | 1 | TRUE | wye
81 | LV_903-4_0_6_load_112 | 133 | 0.0020545 | 0.0005149 | 0 | 0 |  | 1 | TRUE | wye
82 | LV_903-4_0_6_load_146 | 134 | 0.0074571 | 0.0018689 | 0 | 0 |  | 1 | TRUE | wye
83 | LV_903-4_0_6_load_120 | 135 | 0.00017995 | 4.51e-05 | 0 | 0 |  | 1 | TRUE | wye
84 | LV_903-4_0_6_load_122 | 137 | 0.00054457 | 0.00013648 | 0 | 0 |  | 1 | TRUE | wye
85 | LV_903-4_0_6_load_123 | 138 | 0.00052055 | 0.00013046 | 0 | 0 |  | 1 | TRUE | wye
86 | LV_903-4_0_6_load_125 | 141 | 0.00015915 | 3.9887e-05 | 0 | 0 |  | 1 | TRUE | wye
87 | LV_903-4_0_6_load_139 | 142 | 0.00082332 | 0.00020634 | 0 | 0 |  | 1 | TRUE | wye
88 | LV_903-4_0_6_load_144 | 143 | 0.003014 | 0.00075538 | 0 | 0 |  | 1 | TRUE | wye
89 | LV_903-4_0_6_load_142 | 144 | 0.0004452 | 0.00011158 | 0 | 0 |  | 1 | TRUE | wye
90 | LV_903-4_0_6_load_133 | 145 | 0.00013112 | 3.2863e-05 | 0 | 0 |  | 1 | TRUE | wye
91 | LV_903-4_0_6_load_134 | 146 | 0.00024994 | 6.2641e-05 | 0 | 0 |  | 1 | TRUE | wye

## ext_grid
| name | bus | vm_pu | va_degree | slack_weight | in_service
0 |  | 74 | 1 | 0 | 1 | TRUE

## line
| name | std_type | from_bus | to_bus | length_km | r_ohm_per_km | x_ohm_per_km | c_nf_per_km | g_us_per_km | max_i_ka | df | parallel | type | in_service
0 | LV_903-4_0_6_line_0 | NAYY 4x150 SE | 0 | 1 | 0.0005505 | 0.208 | 0.08 | 261 | 0 | 0.27 | 1 | 1 | cs | TRUE
1 | LV_903-4_0_6_line_1 | NAYY 4x150 SE | 0 | 2 | 0.15413 | 0.208 | 0.08 | 261 | 0 | 0.27 | 1 | 1 | cs | TRUE
2 | LV_903-4_0_6_line_2 | NAYY 4x150 SE | 1 | 3 | 0.29464 | 0.208 | 0.08 | 261 | 0 | 0.27 | 1 | 1 | cs | TRUE
3 | LV_903-4_0_6_line_3 | NAYY 4x150 SE | 2 | 4 | 0.045664 | 0.208 | 0.08 | 261 | 0 | 0.27 | 1 | 1 | cs | TRUE
4 | LV_903-4_0_6_line_4 | NAYY 4x150 SE | 3 | 5 | 0.081651 | 0.208 | 0.08 | 261 | 0 | 0.27 | 1 | 1 | cs | TRUE
5 | LV_903-4_0_6_line_5 | NAYY 4x150 SE | 4 | 6 | 0.20611 | 0.208 | 0.08 | 261 | 0 | 0.27 | 1 | 1 | cs | TRUE
6 | LV_903-4_0_6_line_6 | NAYY 4x150 SE | 4 | 7 | 0.38924 | 0.208 | 0.08 | 261 | 0 | 0.27 | 1 | 2 | cs | TRUE
7 | LV_903-4_0_6_line_7 | NAYY 4x150 SE | 5 | 10 | 0.16363 | 0.208 | 0.08 | 261 | 0 | 0.27 | 1 | 1 | cs | TRUE
8 | LV_903-4_0_6_line_8 | NAYY 4x150 SE | 7 | 8 | 0.29022 | 0.208 | 0.08 | 261 | 0 | 0.27 | 1 | 2 | cs | TRUE
9 | LV_903-4_0_6_line_9 | NAYY 4x150 SE | 7 | 9 | 0.017079 | 0.208 | 0.08 | 261 | 0 | 0.27 | 1 | 1 | cs | TRUE
10 | LV_903-4_0_6_line_10 | NAYY 4x150 SE | 8 | 14 | 0.084497 | 0.208 | 0.08 | 261 | 0 | 0.27 | 1 | 1 | cs | TRUE
11 | LV_903-4_0_6_line_11 | NAYY 4x150 SE | 8 | 15 | 0.095405 | 0.208 | 0.08 | 261 | 0 | 0.27 | 1 | 3 | cs | TRUE
12 | LV_903-4_0_6_line_12 | NAYY 4x150 SE | 9 | 16 | 0.017451 | 0.208 | 0.08 | 261 | 0 | 0.27 | 1 | 1 | cs | TRUE
13 | LV_903-4_0_6_line_13 | NAYY 4x150 SE | 10 | 17 | 0.034789 | 0.208 | 0.08 | 261 | 0 | 0.27 | 1 | 1 | cs | TRUE
14 | LV_903-4_0_6_line_14 | NAYY 4x150 SE | 11 | 12 | 0.18216 | 0.208 | 0.08 | 261 | 0 | 0.27 | 1 | 1 | cs | TRUE
15 | LV_903-4_0_6_line_15 | NAYY 4x150 SE | 11 | 13 | 0.042687 | 0.208 | 0.08 | 261 | 0 | 0.27 | 1 | 1 | cs | TRUE
16 | LV_903-4_0_6_line_16 | NAYY 4x150 SE | 12 | 23 | 0.062772 | 0.208 | 0.08 | 261 | 0 | 0.27 | 1 | 1 | cs | TRUE
17 | LV_903-4_0_6_line_17 | NAYY 4x150 SE | 12 | 24 | 0.048976 | 0.208 | 0.08 | 261 | 0 | 0.27 | 1 | 1 | cs | TRUE
18 | LV_903-4_0_6_line_18 | NAYY 4x150 SE | 14 | 21 | 0.24451 | 0.208 | 0.08 | 261 | 0 | 0.27 | 1 | 1 | cs | TRUE
19 | LV_903-4_0_6_line_19 | NAYY 4x150 SE | 15 | 22 | 0.053718 | 0.208 | 0.08 | 261 | 0 | 0.27 | 1 | 3 | cs | TRUE
20 | LV_903-4_0_6_line_20 | NAYY 4x150 SE | 16 | 19 | 0.026434 | 0.208 | 0.08 | 261 | 0 | 0.27 | 1 | 1 | cs | TRUE
21 | LV_903-4_0_6_line_21 | NAYY 4x150 SE | 17 | 33 | 0.007111 | 0.208 | 0.08 | 261 | 0 | 0.27 | 1 | 1 | cs | TRUE
22 | LV_903-4_0_6_line_22 | NAYY 4x150 SE | 18 | 19 | 0.035831 | 0.208 | 0.08 | 261 | 0 | 0.27 | 1 | 1 | cs | TRUE
23 | LV_903-4_0_6_line_23 | NAYY 4x150 SE | 18 | 20 | 0.026705 | 0.208 | 0.08 | 261 | 0 | 0.27 | 1 | 1 | cs | TRUE
24 | LV_903-4_0_6_line_24 | NAYY 4x150 SE | 21 | 81 | 0.064645 | 0.208 | 0.08 | 261 | 0 | 0.27 | 1 | 1 | cs | TRUE
25 | LV_903-4_0_6_line_25 | NAYY 4x150 SE | 22 | 69 | 0.05233 | 0.208 | 0.08 | 261 | 0 | 0.27 | 1 | 3 | cs | TRUE
26 | LV_903-4_0_6_line_26 | NAYY 4x150 SE | 23 | 25 | 0.016922 | 0.208 | 0.08 | 261 | 0 | 0.27 | 1 | 1 | cs | TRUE
27 | LV_903-4_0_6_line_27 | NAYY 4x150 SE | 24 | 26 | 0.031099 | 0.208 | 0.08 | 261 | 0 | 0.27 | 1 | 1 | cs | TRUE
28 | LV_903-4_0_6_line_28 | NAYY 4x150 SE | 25 | 27 | 0.027537 | 0.208 | 0.08 | 261 | 0 | 0.27 | 1 | 1 | cs | TRUE
29 | LV_903-4_0_6_line_29 | NAYY 4x150 SE | 26 | 32 | 0.08822 | 0.208 | 0.08 | 261 | 0 | 0.27 | 1 | 1 | cs | TRUE
30 | LV_903-4_0_6_line_30 | NAYY 4x150 SE | 27 | 28 | 0.0055734 | 0.208 | 0.08 | 261 | 0 | 0.27 | 1 | 1 | cs | TRUE
31 | LV_903-4_0_6_line_31 | NAYY 4x150 SE | 28 | 29 | 0.014009 | 0.208 | 0.08 | 261 | 0 | 0.27 | 1 | 1 | cs | TRUE
32 | LV_903-4_0_6_line_32 | NAYY 4x150 SE | 29 | 30 | 0.25622 | 0.208 | 0.08 | 261 | 0 | 0.27 | 1 | 1 | cs | TRUE
33 | LV_903-4_0_6_line_33 | NAYY 4x150 SE | 30 | 31 | 0.20106 | 0.208 | 0.08 | 261 | 0 | 0.27 | 1 | 1 | cs | TRUE
34 | LV_903-4_0_6_line_34 | NAYY 4x150 SE | 32 | 33 | 0.065583 | 0.208 | 0.08 | 261 | 0 | 0.27 | 1 | 1 | cs | TRUE
35 | LV_903-4_0_6_line_35 | NAYY 4x150 SE | 33 | 145 | 0.019895 | 0.208 | 0.08 | 261 | 0 | 0.27 | 1 | 1 | cs | TRUE
36 | LV_903-4_0_6_line_36 | NAYY 4x150 SE | 34 | 35 | 0.0025719 | 0.208 | 0.08 | 261 | 0 | 0.27 | 1 | 1 | cs | TRUE
37 | LV_903-4_0_6_line_37 | NAYY 4x150 SE | 34 | 36 | 0.0076751 | 0.208 | 0.08 | 261 | 0 | 0.27 | 1 | 1 | cs | TRUE
38 | LV_903-4_0_6_line_38 | NAYY 4x150 SE | 35 | 37 | 0.37977 | 0.208 | 0.08 | 261 | 0 | 0.27 | 1 | 3 | cs | TRUE
39 | LV_903-4_0_6_line_39 | NAYY 4x150 SE | 36 | 38 | 0.017441 | 0.208 | 0.08 | 261 | 0 | 0.27 | 1 | 1 | cs | TRUE
40 | LV_903-4_0_6_line_40 | NAYY 4x150 SE | 36 | 39 | 0.030876 | 0.208 | 0.08 | 261 | 0 | 0.27 | 1 | 1 | cs | TRUE
41 | LV_903-4_0_6_line_41 | NAYY 4x150 SE | 37 | 40 | 0.33013 | 0.208 | 0.08 | 261 | 0 | 0.27 | 1 | 3 | cs | TRUE
42 | LV_903-4_0_6_line_42 | NAYY 4x150 SE | 37 | 41 | 0.15686 | 0.208 | 0.08 | 261 | 0 | 0.27 | 1 | 1 | cs | TRUE
43 | LV_903-4_0_6_line_43 | NAYY 4x150 SE | 38 | 42 | 0.029115 | 0.208 | 0.08 | 261 | 0 | 0.27 | 1 | 1 | cs | TRUE
44 | LV_903-4_0_6_line_44 | NAYY 4x150 SE | 39 | 43 | 0.0071733 | 0.208 | 0.08 | 261 | 0 | 0.27 | 1 | 1 | cs | TRUE
45 | LV_903-4_0_6_line_45 | NAYY 4x150 SE | 40 | 44 | 0.063044 | 0.208 | 0.08 | 261 | 0 | 0.27 | 1 | 1 | cs | TRUE
46 | LV_903-4_0_6_line_46 | NAYY 4x150 SE | 40 | 45 | 0.15598 | 0.208 | 0.08 | 261 | 0 | 0.27 | 1 | 3 | cs | TRUE
47 | LV_903-4_0_6_line_47 | NAYY 4x150 SE | 40 | 46 | 0.047483 | 0.208 | 0.08 | 261 | 0 | 0.27 | 1 | 3 | cs | TRUE
48 | LV_903-4_0_6_line_48 | NAYY 4x150 SE | 41 | 50 | 0.014601 | 0.208 | 0.08 | 261 | 0 | 0.27 | 1 | 1 | cs | TRUE
49 | LV_903-4_0_6_line_49 | NAYY 4x150 SE | 42 | 51 | 0.0034697 | 0.208 | 0.08 | 261 | 0 | 0.27 | 1 | 1 | cs | TRUE
50 | LV_903-4_0_6_line_50 | NAYY 4x150 SE | 43 | 52 | 0.029052 | 0.208 | 0.08 | 261 | 0 | 0.27 | 1 | 1 | cs | TRUE
51 | LV_903-4_0_6_line_51 | NAYY 4x150 SE | 45 | 49 | 0.010958 | 0.208 | 0.08 | 261 | 0 | 0.27 | 1 | 3 | cs | TRUE
52 | LV_903-4_0_6_line_52 | NAYY 4x150 SE | 45 | 47 | 0.026005 | 0.208 | 0.08 | 261 | 0 | 0.27 | 1 | 1 | cs | TRUE
53 | LV_903-4_0_6_line_53 | NAYY 4x150 SE | 46 | 53 | 0.022823 | 0.208 | 0.08 | 261 | 0 | 0.27 | 1 | 3 | cs | TRUE
54 | LV_903-4_0_6_line_54 | NAYY 4x150 SE | 47 | 48 | 0.026192 | 0.208 | 0.08 | 261 | 0 | 0.27 | 1 | 1 | cs | TRUE
55 | LV_903-4_0_6_line_55 | NAYY 4x150 SE | 49 | 54 | 0.0082623 | 0.208 | 0.08 | 261 | 0 | 0.27 | 1 | 3 | cs | TRUE
56 | LV_903-4_0_6_line_56 | NAYY 4x150 SE | 52 | 94 | 0.20713 | 0.208 | 0.08 | 261 | 0 | 0.27 | 1 | 1 | cs | TRUE
57 | LV_903-4_0_6_line_57 | NAYY 4x150 SE | 53 | 55 | 0.023955 | 0.208 | 0.08 | 261 | 0 | 0.27 | 1 | 3 | cs | TRUE
58 | LV_903-4_0_6_line_58 | NAYY 4x150 SE | 54 | 76 | 0.044629 | 0.208 | 0.08 | 261 | 0 | 0.27 | 1 | 3 | cs | TRUE
59 | LV_903-4_0_6_line_59 | NAYY 4x150 SE | 55 | 56 | 0.014081 | 0.208 | 0.08 | 261 | 0 | 0.27 | 1 | 1 | cs | TRUE
60 | LV_903-4_0_6_line_60 | NAYY 4x150 SE | 55 | 57 | 0.023972 | 0.208 | 0.08 | 261 | 0 | 0.27 | 1 | 3 | cs | TRUE
61 | LV_903-4_0_6_line_61 | NAYY 4x150 SE | 56 | 58 | 0.0091755 | 0.208 | 0.08 | 261 | 0 | 0.27 | 1 | 1 | cs | TRUE
62 | LV_903-4_0_6_line_62 | NAYY 4x150 SE | 57 | 59 | 0.0020969 | 0.208 | 0.08 | 261 | 0 | 0.27 | 1 | 3 | cs | TRUE
63 | LV_903-4_0_6_line_63 | NAYY 4x150 SE | 58 | 60 | 1.2943e-05 | 0.208 | 0.08 | 261 | 0 | 0.27 | 1 | 1 | cs | TRUE
64 | LV_903-4_0_6_line_64 | NAYY 4x150 SE | 59 | 140 | 0.025064 | 0.208 | 0.08 | 261 | 0 | 0.27 | 1 | 3 | cs | TRUE
65 | LV_903-4_0_6_line_65 | NAYY 4x150 SE | 60 | 61 | 0.0035997 | 0.208 | 0.08 | 261 | 0 | 0.27 | 1 | 1 | cs | TRUE
66 | LV_903-4_0_6_line_66 | NAYY 4x150 SE | 62 | 63 | 0.16798 | 0.208 | 0.08 | 261 | 0 | 0.27 | 1 | 3 | cs | TRUE
67 | LV_903-4_0_6_line_67 | NAYY 4x150 SE | 62 | 64 | 0.068276 | 0.208 | 0.08 | 261 | 0 | 0.27 | 1 | 3 | cs | TRUE
68 | LV_903-4_0_6_line_68 | NAYY 4x150 SE | 63 | 65 | 0.030423 | 0.208 | 0.08 | 261 | 0 | 0.27 | 1 | 1 | cs | TRUE
69 | LV_903-4_0_6_line_69 | NAYY 4x150 SE | 63 | 66 | 0.03766 | 0.208 | 0.08 | 261 | 0 | 0.27 | 1 | 3 | cs | TRUE
70 | LV_903-4_0_6_line_70 | NAYY 4x150 SE | 64 | 67 | 0.1029 | 0.208 | 0.08 | 261 | 0 | 0.27 | 1 | 3 | cs | TRUE
71 | LV_903-4_0_6_line_71 | NAYY 4x150 SE | 66 | 68 | 0.13089 | 0.208 | 0.08 | 261 | 0 | 0.27 | 1 | 3 | cs | TRUE
72 | LV_903-4_0_6_line_72 | NAYY 4x150 SE | 67 | 83 | 0.019138 | 0.208 | 0.08 | 261 | 0 | 0.27 | 1 | 3 | cs | TRUE
73 | LV_903-4_0_6_line_73 | NAYY 4x150 SE | 68 | 117 | 0.0275 | 0.208 | 0.08 | 261 | 0 | 0.27 | 1 | 3 | cs | TRUE
74 | LV_903-4_0_6_line_74 | NAYY 4x150 SE | 69 | 70 | 0.028181 | 0.208 | 0.08 | 261 | 0 | 0.27 | 1 | 3 | cs | TRUE
75 | LV_903-4_0_6_line_75 | NAYY 4x150 SE | 70 | 71 | 0.029853 | 0.208 | 0.08 | 261 | 0 | 0.27 | 1 | 3 | cs | TRUE
76 | LV_903-4_0_6_line_76 | NAYY 4x150 SE | 71 | 72 | 0.0087125 | 0.208 | 0.08 | 261 | 0 | 0.27 | 1 | 3 | cs | TRUE
77 | LV_903-4_0_6_line_77 | NAYY 4x150 SE | 72 | 73 | 0.010729 | 0.208 | 0.08 | 261 | 0 | 0.27 | 1 | 3 | cs | TRUE
78 | LV_903-4_0_6_line_78 | NAYY 4x150 SE | 73 | 74 | 0.14274 | 0.208 | 0.08 | 261 | 0 | 0.27 | 1 | 3 | cs | TRUE
79 | LV_903-4_0_6_line_79 | NAYY 4x150 SE | 74 | 75 | 0.011364 | 0.208 | 0.08 | 261 | 0 | 0.27 | 1 | 3 | cs | TRUE
80 | LV_903-4_0_6_line_80 | NAYY 4x150 SE | 75 | 77 | 0.075706 | 0.208 | 0.08 | 261 | 0 | 0.27 | 1 | 3 | cs | TRUE
81 | LV_903-4_0_6_line_81 | NAYY 4x150 SE | 76 | 77 | 0.019172 | 0.208 | 0.08 | 261 | 0 | 0.27 | 1 | 3 | cs | TRUE
82 | LV_903-4_0_6_line_82 | NAYY 4x150 SE | 78 | 79 | 0.24165 | 0.208 | 0.08 | 261 | 0 | 0.27 | 1 | 1 | cs | TRUE
83 | LV_903-4_0_6_line_83 | NAYY 4x150 SE | 78 | 80 | 0.01268 | 0.208 | 0.08 | 261 | 0 | 0.27 | 1 | 1 | cs | TRUE
84 | LV_903-4_0_6_line_84 | NAYY 4x150 SE | 79 | 82 | 0.092198 | 0.208 | 0.08 | 261 | 0 | 0.27 | 1 | 3 | cs | TRUE
85 | LV_903-4_0_6_line_85 | NAYY 4x150 SE | 79 | 83 | 0.017281 | 0.208 | 0.08 | 261 | 0 | 0.27 | 1 | 3 | cs | TRUE
86 | LV_903-4_0_6_line_86 | NAYY 4x150 SE | 80 | 84 | 0.030362 | 0.208 | 0.08 | 261 | 0 | 0.27 | 1 | 1 | cs | TRUE
87 | LV_903-4_0_6_line_87 | NAYY 4x150 SE | 81 | 90 | 0.2704 | 0.208 | 0.08 | 261 | 0 | 0.27 | 1 | 1 | cs | TRUE
88 | LV_903-4_0_6_line_88 | NAYY 4x150 SE | 81 | 91 | 0.021895 | 0.208 | 0.08 | 261 | 0 | 0.27 | 1 | 1 | cs | TRUE
89 | LV_903-4_0_6_line_89 | NAYY 4x150 SE | 82 | 89 | 0.049865 | 0.208 | 0.08 | 261 | 0 | 0.27 | 1 | 2 | cs | TRUE
90 | LV_903-4_0_6_line_90 | NAYY 4x150 SE | 84 | 85 | 0.029316 | 0.208 | 0.08 | 261 | 0 | 0.27 | 1 | 1 | cs | TRUE
91 | LV_903-4_0_6_line_91 | NAYY 4x150 SE | 85 | 86 | 0.010845 | 0.208 | 0.08 | 261 | 0 | 0.27 | 1 | 1 | cs | TRUE
92 | LV_903-4_0_6_line_92 | NAYY 4x150 SE | 87 | 88 | 0.01479 | 0.208 | 0.08 | 261 | 0 | 0.27 | 1 | 1 | cs | TRUE
93 | LV_903-4_0_6_line_93 | NAYY 4x150 SE | 88 | 97 | 0.012404 | 0.208 | 0.08 | 261 | 0 | 0.27 | 1 | 1 | cs | TRUE
94 | LV_903-4_0_6_line_94 | NAYY 4x150 SE | 89 | 100 | 0.013498 | 0.208 | 0.08 | 261 | 0 | 0.27 | 1 | 1 | cs | TRUE
95 | LV_903-4_0_6_line_95 | NAYY 4x150 SE | 89 | 128 | 0.21387 | 0.208 | 0.08 | 261 | 0 | 0.27 | 1 | 2 | cs | TRUE
96 | LV_903-4_0_6_line_96 | NAYY 4x150 SE | 90 | 134 | 0.028221 | 0.208 | 0.08 | 261 | 0 | 0.27 | 1 | 1 | cs | TRUE
97 | LV_903-4_0_6_line_97 | NAYY 4x150 SE | 91 | 98 | 0.027985 | 0.208 | 0.08 | 261 | 0 | 0.27 | 1 | 1 | cs | TRUE
98 | LV_903-4_0_6_line_98 | NAYY 4x150 SE | 92 | 93 | 0.047532 | 0.208 | 0.08 | 261 | 0 | 0.27 | 1 | 1 | cs | TRUE
99 | LV_903-4_0_6_line_99 | NAYY 4x150 SE | 93 | 94 | 0.41037 | 0.208 | 0.08 | 261 | 0 | 0.27 | 1 | 1 | cs | TRUE
100 | LV_903-4_0_6_line_100 | NAYY 4x150 SE | 95 | 96 | 0.041632 | 0.208 | 0.08 | 261 | 0 | 0.27 | 1 | 1 | cs | TRUE
101 | LV_903-4_0_6_line_101 | NAYY 4x150 SE | 95 | 97 | 0.023229 | 0.208 | 0.08 | 261 | 0 | 0.27 | 1 | 1 | cs | TRUE
102 | LV_903-4_0_6_line_102 | NAYY 4x150 SE | 96 | 98 | 0.10482 | 0.208 | 0.08 | 261 | 0 | 0.27 | 1 | 1 | cs | TRUE
103 | LV_903-4_0_6_line_103 | NAYY 4x150 SE | 99 | 100 | 0.20235 | 0.208 | 0.08 | 261 | 0 | 0.27 | 1 | 1 | cs | TRUE
104 | LV_903-4_0_6_line_104 | NAYY 4x150 SE | 101 | 102 | 0.13572 | 0.208 | 0.08 | 261 | 0 | 0.27 | 1 | 1 | cs | TRUE
105 | LV_903-4_0_6_line_105 | NAYY 4x150 SE | 101 | 103 | 0.034529 | 0.208 | 0.08 | 261 | 0 | 0.27 | 1 | 1 | cs | TRUE
106 | LV_903-4_0_6_line_106 | NAYY 4x150 SE | 102 | 104 | 0.25272 | 0.208 | 0.08 | 261 | 0 | 0.27 | 1 | 1 | cs | TRUE
107 | LV_903-4_0_6_line_107 | NAYY 4x150 SE | 102 | 105 | 0.15589 | 0.208 | 0.08 | 261 | 0 | 0.27 | 1 | 1 | cs | TRUE
108 | LV_903-4_0_6_line_108 | NAYY 4x150 SE | 103 | 106 | 0.016773 | 0.208 | 0.08 | 261 | 0 | 0.27 | 1 | 1 | cs | TRUE
109 | LV_903-4_0_6_line_109 | NAYY 4x150 SE | 104 | 107 | 0.022433 | 0.208 | 0.08 | 261 | 0 | 0.27 | 1 | 1 | cs | TRUE
110 | LV_903-4_0_6_line_110 | NAYY 4x150 SE | 105 | 108 | 0.2191 | 0.208 | 0.08 | 261 | 0 | 0.27 | 1 | 1 | cs | TRUE
111 | LV_903-4_0_6_line_111 | NAYY 4x150 SE | 107 | 109 | 0.027944 | 0.208 | 0.08 | 261 | 0 | 0.27 | 1 | 1 | cs | TRUE
112 | LV_903-4_0_6_line_112 | NAYY 4x150 SE | 108 | 110 | 0.01149 | 0.208 | 0.08 | 261 | 0 | 0.27 | 1 | 1 | cs | TRUE
113 | LV_903-4_0_6_line_113 | NAYY 4x150 SE | 109 | 111 | 0.038009 | 0.208 | 0.08 | 261 | 0 | 0.27 | 1 | 1 | cs | TRUE
114 | LV_903-4_0_6_line_114 | NAYY 4x150 SE | 110 | 115 | 0.016775 | 0.208 | 0.08 | 261 | 0 | 0.27 | 1 | 1 | cs | TRUE
115 | LV_903-4_0_6_line_115 | NAYY 4x150 SE | 111 | 112 | 0.073709 | 0.208 | 0.08 | 261 | 0 | 0.27 | 1 | 1 | cs | TRUE
116 | LV_903-4_0_6_line_116 | NAYY 4x150 SE | 112 | 113 | 0.0071611 | 0.208 | 0.08 | 261 | 0 | 0.27 | 1 | 1 | cs | TRUE
117 | LV_903-4_0_6_line_117 | NAYY 4x150 SE | 113 | 114 | 0.027839 | 0.208 | 0.08 | 261 | 0 | 0.27 | 1 | 1 | cs | TRUE
118 | LV_903-4_0_6_line_118 | NAYY 4x150 SE | 114 | 121 | 0.0071671 | 0.208 | 0.08 | 261 | 0 | 0.27 | 1 | 1 | cs | TRUE
119 | LV_903-4_0_6_line_119 | NAYY 4x150 SE | 115 | 116 | 0.004012 | 0.208 | 0.08 | 261 | 0 | 0.27 | 1 | 1 | cs | TRUE
120 | LV_903-4_0_6_line_120 | NAYY 4x150 SE | 116 | 117 | 0.18398 | 0.208 | 0.08 | 261 | 0 | 0.27 | 1 | 1 | cs | TRUE
121 | LV_903-4_0_6_line_121 | NAYY 4x150 SE | 117 | 118 | 0.073415 | 0.208 | 0.08 | 261 | 0 | 0.27 | 1 | 3 | cs | TRUE
122 | LV_903-4_0_6_line_122 | NAYY 4x150 SE | 118 | 119 | 0.01557 | 0.208 | 0.08 | 261 | 0 | 0.27 | 1 | 1 | cs | TRUE
123 | LV_903-4_0_6_line_123 | NAYY 4x150 SE | 118 | 120 | 0.016256 | 0.208 | 0.08 | 261 | 0 | 0.27 | 1 | 3 | cs | TRUE
124 | LV_903-4_0_6_line_124 | NAYY 4x150 SE | 119 | 144 | 0.030792 | 0.208 | 0.08 | 261 | 0 | 0.27 | 1 | 1 | cs | TRUE
125 | LV_903-4_0_6_line_125 | NAYY 4x150 SE | 120 | 139 | 0.02997 | 0.208 | 0.08 | 261 | 0 | 0.27 | 1 | 3 | cs | TRUE
126 | LV_903-4_0_6_line_126 | NAYY 4x150 SE | 122 | 123 | 0.15376 | 0.208 | 0.08 | 261 | 0 | 0.27 | 1 | 1 | cs | TRUE
127 | LV_903-4_0_6_line_127 | NAYY 4x150 SE | 123 | 124 | 0.16958 | 0.208 | 0.08 | 261 | 0 | 0.27 | 1 | 1 | cs | TRUE
128 | LV_903-4_0_6_line_128 | NAYY 4x150 SE | 124 | 125 | 0.09535 | 0.208 | 0.08 | 261 | 0 | 0.27 | 1 | 1 | cs | TRUE
129 | LV_903-4_0_6_line_129 | NAYY 4x150 SE | 124 | 126 | 0.087068 | 0.208 | 0.08 | 261 | 0 | 0.27 | 1 | 1 | cs | TRUE
130 | LV_903-4_0_6_line_130 | NAYY 4x150 SE | 125 | 127 | 0.023782 | 0.208 | 0.08 | 261 | 0 | 0.27 | 1 | 1 | cs | TRUE
131 | LV_903-4_0_6_line_131 | NAYY 4x150 SE | 126 | 128 | 0.33959 | 0.208 | 0.08 | 261 | 0 | 0.27 | 1 | 1 | cs | TRUE
132 | LV_903-4_0_6_line_132 | NAYY 4x150 SE | 127 | 133 | 0.014961 | 0.208 | 0.08 | 261 | 0 | 0.27 | 1 | 1 | cs | TRUE
133 | LV_903-4_0_6_line_133 | NAYY 4x150 SE | 129 | 130 | 0.061855 | 0.208 | 0.08 | 261 | 0 | 0.27 | 1 | 1 | cs | TRUE
134 | LV_903-4_0_6_line_134 | NAYY 4x150 SE | 129 | 131 | 0.022032 | 0.208 | 0.08 | 261 | 0 | 0.27 | 1 | 1 | cs | TRUE
135 | LV_903-4_0_6_line_135 | NAYY 4x150 SE | 131 | 132 | 0.024538 | 0.208 | 0.08 | 261 | 0 | 0.27 | 1 | 1 | cs | TRUE
136 | LV_903-4_0_6_line_136 | NAYY 4x150 SE | 132 | 133 | 0.0044867 | 0.208 | 0.08 | 261 | 0 | 0.27 | 1 | 1 | cs | TRUE
137 | LV_903-4_0_6_line_137 | NAYY 4x150 SE | 135 | 136 | 0.019468 | 0.208 | 0.08 | 261 | 0 | 0.27 | 1 | 1 | cs | TRUE
138 | LV_903-4_0_6_line_138 | NAYY 4x150 SE | 136 | 137 | 0.01664 | 0.208 | 0.08 | 261 | 0 | 0.27 | 1 | 3 | cs | TRUE
139 | LV_903-4_0_6_line_139 | NAYY 4x150 SE | 136 | 138 | 0.012958 | 0.208 | 0.08 | 261 | 0 | 0.27 | 1 | 3 | cs | TRUE
140 | LV_903-4_0_6_line_140 | NAYY 4x150 SE | 137 | 139 | 0.0083505 | 0.208 | 0.08 | 261 | 0 | 0.27 | 1 | 3 | cs | TRUE
141 | LV_903-4_0_6_line_141 | NAYY 4x150 SE | 138 | 140 | 0.091694 | 0.208 | 0.08 | 261 | 0 | 0.27 | 1 | 3 | cs | TRUE
142 | LV_903-4_0_6_line_142 | NAYY 4x150 SE | 139 | 141 | 0.012818 | 0.208 | 0.08 | 261 | 0 | 0.27 | 1 | 1 | cs | TRUE
143 | LV_903-4_0_6_line_143 | NAYY 4x150 SE | 140 | 142 | 0.010507 | 0.208 | 0.08 | 261 | 0 | 0.27 | 1 | 1 | cs | TRUE
144 | LV_903-4_0_6_line_144 | NAYY 4x150 SE | 142 | 143 | 0.037748 | 0.208 | 0.08 | 261 | 0 | 0.27 | 1 | 1 | cs | TRUE
145 | LV_903-4_0_6_line_145 | NAYY 4x150 SE | 145 | 146 | 0.042244 | 0.208 | 0.08 | 261 | 0 | 0.27 | 1 | 1 | cs | TRUE

## trafo
| name | std_type | hv_bus | lv_bus | sn_mva | vn_hv_kv | vn_lv_kv | vk_percent | vkr_percent | pfe_kw | i0_percent | shift_degree | tap_side | tap_neutral | tap_min | tap_max | tap_step_percent | tap_step_degree | tap_pos | tap_phase_shifter | parallel | df | in_service
0 | LV_903-4_0_6_trafo_64 | 0.25 MVA 20/0.4 kV | 147 | 74 | 0.25 | 20 | 0.4 | 6 | 1.44 | 0.8 | 0.32 | 150 | hv | 0 | -2 | 2 | 2.5 | 0 | 0 | FALSE | 1 | 1 | TRUE

## line_geodata
| x0 | y0 | x1 | y1 | x2 | y2 | x3 | y3 | x4 | y4 | x5 | y5 | x6 | y6 | x7 | y7 | x8 | y8 | x9 | y9 | x10 | y10 | x11 | y11 | x12 | y12 | x13 | y13 | x14 | y14 | x15 | y15 | x16 | y16 | x17 | y17 | x18 | y18 | x19 | y19 | x20 | y20 | x21 | y21 | x22 | y22 | x23 | y23 | x24 | y24 | x25 | y25 | x26 | y26 | x27 | y27 | x28 | y28 | x29 | y29 | x30 | y30 | x31 | y31 | x32 | y32 | x33 | y33 | x34 | y34 | x35 | y35
0 | 2621273.8113 | 1198892.9611 | 2621273.4864 | 1198893.4055 | 2621273.4864 | 1198893.4055
1 | 2621131.3763 | 1198915.1145 | 2621148.763 | 1198920.5232 | 2621166.6373 | 1198923.688 | 2621181.8803 | 1198925.9431 | 2621202.346 | 1198928.3501 | 2621214.4966 | 1198928.7488 | 2621220.6067 | 1198927.7255 | 2621226.1723 | 1198925.6441 | 2621240.0584 | 1198917.6223 | 2621256.4023 | 1198907.8749 | 2621273.4864 | 1198893.4055
2 | 2621483.7498 | 1198700.2511 | 2621429.7613 | 1198715.9107 | 2621414.7422 | 1198723.3388 | 2621399.6442 | 1198735.7694 | 2621369.6555 | 1198762.399 | 2621345.3255 | 1198792.9844 | 2621306.5248 | 1198848.2206 | 2621273.8113 | 1198892.9611
3 | 2621096.7375 | 1198913.625 | 2621095.243 | 1198905.6043 | 2621108.3555 | 1198907.4514 | 2621131.3763 | 1198915.1145
4 | 2621483.7498 | 1198700.2511 | 2621495.3593 | 1198707.2965 | 2621508.4458 | 1198710.1228 | 2621525.3373 | 1198711.4508 | 2621562.9997 | 1198706.6947
5 | 2621096.7375 | 1198913.625 | 2621090.9428 | 1198918.0737 | 2621042.4718 | 1198944.0173 | 2620990.5955 | 1198968.4709 | 2620955.8884 | 1198986.5703 | 2620951.7046 | 1198989.8019 | 2620948.8319 | 1198992.6267 | 2620946.6977 | 1198995.4541 | 2620944.6913 | 1198998.7489 | 2620938.6261 | 1199013.1132 | 2620938.3336 | 1199016.2028 | 2620938.6596 | 1199018.7831 | 2620942.7174 | 1199027.602
6 | 2620746.148 | 1199012.3991 | 2620751.1093 | 1199006.6687 | 2620790.4739 | 1198993.3646 | 2620807.9354 | 1198986.0323 | 2620824.2318 | 1198974.3493 | 2620836.8465 | 1198959.5295 | 2620851.4832 | 1198941.2928 | 2620861.7233 | 1198932.7794 | 2620886.8637 | 1198922.2057 | 2620898.9673 | 1198918.6348 | 2620903.8659 | 1198917.8181 | 2620912.15 | 1198917.8248 | 2620917.3809 | 1198917.832 | 2620930.0127 | 1198917.8205 | 2620972.8056 | 1198915.1131 | 2621018.0827 | 1198914.0155 | 2621095.243 | 1198905.6043 | 2621096.7375 | 1198913.625
7 | 2621562.9997 | 1198706.6947 | 2621563.9507 | 1198711.1227 | 2621563.1565 | 1198716.0114 | 2621559.6768 | 1198720.2234 | 2621536.6368 | 1198734.7818 | 2621524.4911 | 1198743.5095 | 2621517.134 | 1198748.2079 | 2621503.691 | 1198755.6303 | 2621499.4405 | 1198758.2387 | 2621496.926 | 1198760.8533 | 2621495.1438 | 1198763.0926 | 2621493.4343 | 1198766.3104 | 2621487.6681 | 1198788.146 | 2621485.8195 | 1198794.0425 | 2621479.117 | 1198809.4602 | 2621475.6617 | 1198819.6422 | 2621472.8785 | 1198830.2215
8 | 2620746.148 | 1199012.3991 | 2620755.7701 | 1199015.1339 | 2620761.7196 | 1199018.6564 | 2620765.7926 | 1199023.1952 | 2620779.4333 | 1199046.1548 | 2620783.9971 | 1199060.6229 | 2620792.2598 | 1199082.0743 | 2620794.812 | 1199097.0024 | 2620795.5648 | 1199101.663 | 2620796.2207 | 1199105.7342 | 2620796.8607 | 1199114.3744 | 2620796.3785 | 1199121.6656 | 2620794.8605 | 1199131.2655 | 2620789.5067 | 1199153.5812 | 2620781.3175 | 1199178.9777 | 2620779.0908 | 1199188.7864 | 2620778.0773 | 1199197.7989 | 2620778.1651 | 1199212.018 | 2620781.121 | 1199250.9826 | 2620785.6984 | 1199281.2371
9 | 2620746.148 | 1199012.3991 | 2620739.2529 | 1199011.4858 | 2620729.1356 | 1199011.8493
10 | 2620785.6984 | 1199281.2371 | 2620812.6758 | 1199284.9439 | 2620860.1205 | 1199301.1843 | 2620867.0418 | 1199302.8507
11 | 2620785.6984 | 1199281.2371 | 2620794.5502 | 1199341.2892 | 2620795.4854 | 1199352.5986 | 2620794.8827 | 1199357.3435 | 2620793.2104 | 1199363.1742 | 2620791.533 | 1199368.2378 | 2620790.2268 | 1199375.2904
12 | 2620729.1356 | 1199011.8493 | 2620716.393 | 1199012.3072 | 2620711.6955 | 1199012.478
13 | 2621481.2261 | 1198862.552 | 2621479.272 | 1198859.6657 | 2621471.824 | 1198843.0633 | 2621471.246 | 1198840.7378 | 2621471.1642 | 1198838.0694 | 2621471.8252 | 1198834.2252 | 2621472.8785 | 1198830.2215
14 | 2621521.9337 | 1199067.4312 | 2621514.1375 | 1199065.2131 | 2621508.721 | 1199063.9263 | 2621500.6383 | 1199063.0079 | 2621468.0655 | 1199061.0679 | 2621436.2162 | 1199056.9072 | 2621415.9572 | 1199054.3444 | 2621404.2243 | 1199052.168 | 2621393.2644 | 1199048.8938 | 2621382.3392 | 1199044.4079 | 2621404.1109 | 1199043.4295 | 2621412.2325 | 1199041.9911 | 2621421.9181 | 1199039.6578
15 | 2621421.9181 | 1199039.6578 | 2621443.7403 | 1199022.4488 | 2621454.0906 | 1199013.1141 | 2621454.6415 | 1199012.3307
16 | 2621521.9337 | 1199067.4312 | 2621537.5554 | 1199074.3466 | 2621549.7744 | 1199078.9263 | 2621560.71 | 1199082.5788 | 2621581.2706 | 1199088.0335
17 | 2621521.9337 | 1199067.4312 | 2621527.4695 | 1199067.3066 | 2621532.2686 | 1199066.6345 | 2621536.834 | 1199065.3502 | 2621540.3432 | 1199063.4396 | 2621543.0322 | 1199060.9702 | 2621544.9926 | 1199057.8422 | 2621546.3979 | 1199054.5343 | 2621547.5109 | 1199049.9136 | 2621548.1249 | 1199046.4473 | 2621548.1754 | 1199042.99 | 2621547.9568 | 1199035.8057
18 | 2620900.7711 | 1199455.6317 | 2620899.2734 | 1199446.277 | 2620899.263 | 1199433.9703 | 2620897.9686 | 1199412.1984 | 2620896.0057 | 1199389.9796 | 2620896.7713 | 1199377.8534 | 2620898.0846 | 1199372.3995 | 2620900.2076 | 1199368.3825 | 2620903.1911 | 1199364.2796 | 2620908.5691 | 1199359.1067 | 2620921.887 | 1199352.0271 | 2620940.9937 | 1199342.0773 | 2620946.0704 | 1199338.1485 | 2620947.938 | 1199335.3202 | 2620948.7625 | 1199332.4882 | 2620949.0213 | 1199328.1645 | 2620948.1645 | 1199324.9709 | 2620946.2811 | 1199321.4402 | 2620943.5807 | 1199318.5736 | 2620940.063 | 1199316.4713 | 2620928.5657 | 1199312.3289 | 2620909.0249 | 1199307.0467 | 2620888.6048 | 1199305.0078 | 2620877.2773 | 1199304.5903 | 2620871.0368 | 1199303.8126 | 2620867.0418 | 1199302.8507
19 | 2620790.5918 | 1199428.681 | 2620790.5585 | 1199423.0863 | 2620792.2493 | 1199403.1592 | 2620792.0252 | 1199397.5331 | 2620791.6025 | 1199394.2743 | 2620790.929 | 1199390.9146 | 2620790.0802 | 1199387.5877 | 2620789.6634 | 1199382.6391 | 2620789.9425 | 1199376.8258 | 2620790.2268 | 1199375.2904
20 | 2620685.2861 | 1199012.6999 | 2620693.2208 | 1199013.1498 | 2620711.6955 | 1199012.478
21 | 2621487.5034 | 1198865.9097 | 2621483.5813 | 1198863.9946 | 2621481.2261 | 1198862.552
22 | 2620649.5152 | 1199010.8731 | 2620652.2415 | 1199011.2408 | 2620667.544 | 1199011.6938 | 2620685.2861 | 1199012.6999
23 | 2620649.5152 | 1199010.8731 | 2620639.7224 | 1199009.5523 | 2620623.281 | 1199005.9867
24 | 2620926.1576 | 1199406.6716 | 2620922.6827 | 1199405.4143 | 2620918.5652 | 1199405.0109 | 2620914.5644 | 1199406.0975 | 2620911.5649 | 1199408.2104 | 2620909.6135 | 1199411.0607 | 2620907.2334 | 1199416.7666 | 2620900.7711 | 1199455.6317
25 | 2620790.5918 | 1199428.681 | 2620790.6354 | 1199436.0158 | 2620791.3297 | 1199444.3672 | 2620793.0413 | 1199453.5559 | 2620796.3058 | 1199467.1635 | 2620800.4911 | 1199479.7611
26 | 2621581.2706 | 1199088.0335 | 2621597.3155 | 1199093.4101
27 | 2621547.011 | 1199004.7207 | 2621547.9568 | 1199035.8057
28 | 2621597.3155 | 1199093.4101 | 2621598.7766 | 1199093.8997 | 2621604.3412 | 1199096.3322 | 2621608.1929 | 1199098.6807 | 2621611.3951 | 1199101.6939 | 2621614.9643 | 1199106.3649 | 2621617.3997 | 1199110.8872 | 2621617.3997 | 1199110.8872
29 | 2621547.011 | 1199004.7207 | 2621546.5282 | 1198999.2604 | 2621545.249 | 1198992.9079 | 2621540.8806 | 1198977.5284 | 2621535.5922 | 1198961.7786 | 2621532.5022 | 1198955.0639 | 2621528.6879 | 1198948.6356 | 2621518.0538 | 1198933.0334 | 2621512.129 | 1198925.0911
30 | 2621617.3997 | 1199110.8872 | 2621618.9719 | 1199116.1735 | 2621618.9806 | 1199116.2311
31 | 2621620.3148 | 1199130.1526 | 2621620.08 | 1199123.4815 | 2621618.9806 | 1199116.2311
32 | 2621649.1345 | 1199321.4158 | 2621645.2919 | 1199318.7005 | 2621641.7566 | 1199317.3092 | 2621638.3036 | 1199316.3073 | 2621633.8211 | 1199315.7908 | 2621619.2718 | 1199315.7271 | 2621612.1928 | 1199315.2903 | 2621605.5041 | 1199314.2878 | 2621601.9826 | 1199313.2968 | 2621597.4994 | 1199310.846 | 2621591.4408 | 1199306.1105 | 2621587.2069 | 1199302.1042 | 2621583.2221 | 1199296.5646 | 2621579.3024 | 1199289.8691 | 2621570.9762 | 1199272.0961 | 2621568.4364 | 1199264.872 | 2621567.35 | 1199259.9987 | 2621566.8253 | 1199255.5834 | 2621567.1943 | 1199250.3707 | 2621568.572 | 1199244.139 | 2621570.5948 | 1199238.4654 | 2621578.588 | 1199221.8852 | 2621605.9366 | 1199169.0551 | 2621614.9314 | 1199153.468 | 2621617.2905 | 1199147.4622 | 2621618.6632 | 1199142.6201 | 2621619.8173 | 1199137.1768 | 2621620.3148 | 1199130.1526
33 | 2621649.1345 | 1199321.4158 | 2621642.0753 | 1199321.8239 | 2621635.8109 | 1199323.5022 | 2621630.301 | 1199327.0731 | 2621624.4071 | 1199333.6665 | 2621613.9624 | 1199337.5865 | 2621602.2217 | 1199335.6542 | 2621590.8621 | 1199331.4666 | 2621564.3871 | 1199315.3069 | 2621547.5593 | 1199305.2298 | 2621534.5146 | 1199295.3665 | 2621528.2585 | 1199296.8559 | 2621526.5212 | 1199305.7212 | 2621530.8123 | 1199323.5018 | 2621533.9424 | 1199348.6377 | 2621528.9805 | 1199358.6364
34 | 2621487.5034 | 1198865.9097 | 2621487.3071 | 1198871.8122 | 2621487.6527 | 1198877.3386 | 2621488.5575 | 1198881.9332 | 2621490.4618 | 1198888.0878 | 2621494.0191 | 1198896.1494 | 2621501.0459 | 1198909.1817 | 2621506.9526 | 1198918.1522 | 2621512.129 | 1198925.0911
35 | 2621487.5034 | 1198865.9097 | 2621490.4281 | 1198855.0476 | 2621493.5425 | 1198846.9819
36 | 2620589.4942 | 1199961.3648 | 2620591.8938 | 1199962.2905
37 | 2620582.3336 | 1199958.6022 | 2620589.4942 | 1199961.3648
38 | 2620770.8158 | 1200235.6362 | 2620768.6327 | 1200230.7926 | 2620766.9443 | 1200225.9508 | 2620761.5784 | 1200199.34 | 2620756.5156 | 1200168.7614 | 2620755.7421 | 1200159.0979 | 2620756.449 | 1200150.618 | 2620757.8044 | 1200143.9191 | 2620760.6393 | 1200132.0558 | 2620761.615 | 1200125.111 | 2620762.2926 | 1200116.3085 | 2620762.2411 | 1200106.9811 | 2620761.8619 | 1200097.8081 | 2620760.7507 | 1200086.7427 | 2620759.3212 | 1200075.276 | 2620758.3039 | 1200067.8907 | 2620756.2618 | 1200059.6569 | 2620753.6477 | 1200051.7436 | 2620750.2624 | 1200044.4723 | 2620743.5054 | 1200032.6203 | 2620736.8897 | 1200023.9149 | 2620726.7316 | 1200013.7298 | 2620718.4119 | 1200006.8306 | 2620706.5296 | 1199999.9191 | 2620691.0427 | 1199994.0958 | 2620643.5889 | 1199981.9589 | 2620617.5625 | 1199974.8988 | 2620596.9002 | 1199964.222 | 2620591.8938 | 1199962.2905
39 | 2620582.3336 | 1199958.6022 | 2620573.9441 | 1199969.7572 | 2620570.5985 | 1199970.8019
40 | 2620582.3336 | 1199958.6022 | 2620560.2089 | 1199937.0034
41 | 2620770.8158 | 1200235.6362 | 2620774.9726 | 1200231.1259 | 2620777.9087 | 1200227.3896 | 2620779.3961 | 1200224.3487 | 2620780.4889 | 1200220.9284 | 2620781.3507 | 1200216.0843 | 2620782.4519 | 1200203.6703 | 2620782.9302 | 1200175.5344 | 2620783.683 | 1200166.988 | 2620784.9492 | 1200159.6884 | 2620786.4979 | 1200154.3353 | 2620788.3103 | 1200149.7613 | 2620790.7853 | 1200145.1118 | 2620793.2281 | 1200140.9403 | 2620797.7936 | 1200134.9529 | 2620801.087 | 1200131.3735 | 2620807.6304 | 1200125.782 | 2620827.6441 | 1200110.3432 | 2620841.3401 | 1200099.1069 | 2620845.5723 | 1200094.8638 | 2620847.7389 | 1200091.3472 | 2620849.266 | 1200087.8284 | 2620851.4176 | 1200082.0661 | 2620852.0849 | 1200078.4442 | 2620852.1736 | 1200074.8426 | 2620852.2737 | 1200070.1181 | 2620851.3295 | 1200061.4435 | 2620848.8059 | 1200047.2492 | 2620848.2091 | 1200039.354 | 2620848.1942 | 1200032.717 | 2620849.623 | 1200024.6398 | 2620853.5884 | 1200013.9256 | 2620857.5522 | 1200005.8794 | 2620862.6989 | 1199999.1715 | 2620880.4879 | 1199980.0453 | 2620893.7726 | 1200010.4525
42 | 2620699.7553 | 1200219.8928 | 2620697.9507 | 1200222.2212 | 2620692.2596 | 1200225.7813 | 2620688.5443 | 1200228.103 | 2620673.8817 | 1200237.2685 | 2620665.7227 | 1200241.2314 | 2620663.5071 | 1200243.5695 | 2620665.1571 | 1200246.3211 | 2620667.4975 | 1200247.5298 | 2620671.303 | 1200247.732 | 2620677.0223 | 1200247.0513 | 2620689.1265 | 1200244.6807 | 2620691.7148 | 1200244.6563 | 2620701.6831 | 1200245.7913 | 2620712.0849 | 1200247.0391 | 2620720.6919 | 1200247.7803 | 2620728.9223 | 1200247.3752 | 2620739.9231 | 1200247.1132 | 2620751.3701 | 1200247.6864 | 2620757.6291 | 1200245.0178 | 2620763.3268 | 1200241.7802 | 2620767.4944 | 1200238.5373 | 2620770.8158 | 1200235.6362
43 | 2620570.5985 | 1199970.8019 | 2620558.2679 | 1199974.6505 | 2620542.6032 | 1199970.5309
44 | 2620560.2089 | 1199937.0034 | 2620554.0957 | 1199933.2506
45 | 2620893.7726 | 1200010.4525 | 2620934.4076 | 1199999.9998 | 2620939.3397 | 1199998.0826 | 2620943.9911 | 1199995.8866 | 2620953.0253 | 1199989.9483
46 | 2620871.4479 | 1199858.7702 | 2620870.7041 | 1199864.6931 | 2620867.6948 | 1199893.7206 | 2620867.1627 | 1199902.2456 | 2620867.2686 | 1199908.994 | 2620867.7712 | 1199915.5104 | 2620868.9996 | 1199925.6313 | 2620871.8741 | 1199941.8279 | 2620880.4879 | 1199980.0453 | 2620893.7726 | 1200010.4525
47 | 2620893.7726 | 1200010.4525 | 2620908.5359 | 1200049.0472 | 2620910.4488 | 1200054.9034
48 | 2620699.7553 | 1200219.8928 | 2620702.6621 | 1200218.0352 | 2620702.8878 | 1200206.8858
49 | 2620539.2475 | 1199969.6484 | 2620542.6032 | 1199970.5309
50 | 2620554.0957 | 1199933.2506 | 2620529.3365 | 1199918.0515
51 | 2620871.4479 | 1199858.7702 | 2620871.0536 | 1199853.9663 | 2620869.7327 | 1199847.9726
52 | 2620871.4479 | 1199858.7702 | 2620875.0531 | 1199857.5488 | 2620876.9077 | 1199856.199 | 2620878.2022 | 1199853.9245 | 2620880.0283 | 1199852.0298 | 2620883.7913 | 1199851.387 | 2620886.3691 | 1199852.2298 | 2620888.1324 | 1199853.0697 | 2620889.7471 | 1199855.032 | 2620890.3641 | 1199857.113 | 2620890.2903 | 1199858.6136
53 | 2620910.4488 | 1200054.9034 | 2620915.6688 | 1200070.8839 | 2620917.0746 | 1200076.7284
54 | 2620890.2903 | 1199858.6136 | 2620895.7058 | 1199860.011 | 2620901.179 | 1199862.3314 | 2620907.0306 | 1199865.2867 | 2620910.7755 | 1199867.6344 | 2620913.5837 | 1199870.1011
55 | 2620867.7056 | 1199839.9636 | 2620869.4648 | 1199846.7568 | 2620869.7327 | 1199847.9726
56 | 2620525.2075 | 1199738.6871 | 2620514.2439 | 1199770.0554 | 2620536.9862 | 1199818.2039 | 2620520.6592 | 1199844.0842 | 2620505.0136 | 1199868.8663 | 2620504.387 | 1199896.2568 | 2620520.417 | 1199912.576 | 2620529.3365 | 1199918.0515
57 | 2620922.0373 | 1200100.1554 | 2620919.7208 | 1200087.7294 | 2620917.0746 | 1200076.7284
58 | 2620858.3579 | 1199796.3797 | 2620859.9841 | 1199808.1584 | 2620861.8027 | 1199817.1697 | 2620867.7056 | 1199839.9636
59 | 2620922.0373 | 1200100.1554 | 2620935.5149 | 1200096.0767
60 | 2620922.0373 | 1200100.1554 | 2620923.7495 | 1200106.8539 | 2620925.8666 | 1200113.1536 | 2620928.9485 | 1200120.0347 | 2620930.2514 | 1200122.5949
61 | 2620944.2971 | 1200093.419 | 2620935.5149 | 1200096.0767
62 | 2620930.2514 | 1200122.5949 | 2620931.2025 | 1200124.4638
63 | 2620944.2971 | 1200093.419 | 2620944.3095 | 1200093.4153
64 | 2620943.9152 | 1200146.0234 | 2620939.2577 | 1200139.1144 | 2620936.2826 | 1200134.3459 | 2620933.9842 | 1200129.8465 | 2620932.7288 | 1200127.4631 | 2620931.2025 | 1200124.4638
65 | 2620944.3095 | 1200093.4153 | 2620947.7549 | 1200092.3726
66 | 2621071.3712 | 1200113.6193 | 2621073.3237 | 1200116.8946 | 2621075.6626 | 1200118.5259 | 2621078.0499 | 1200119.4015 | 2621081.3687 | 1200119.4687 | 2621105.5843 | 1200117.275 | 2621111.459 | 1200117.9071 | 2621119.8916 | 1200118.5038 | 2621123.6245 | 1200117.7277 | 2621130.0984 | 1200114.6489 | 2621143.1217 | 1200110.8372 | 2621159.4977 | 1200110.4392 | 2621178.6102 | 1200106.8826 | 2621214.1188 | 1200097.2585 | 2621225.521 | 1200095.509 | 2621228.2001 | 1200099.932 | 2621229.8909 | 1200097.5701
67 | 2621071.3712 | 1200113.6193 | 2621071.0398 | 1200110.4386 | 2621071.5438 | 1200107.8278 | 2621072.6173 | 1200105.6304 | 2621075.7587 | 1200102.0395 | 2621089.7189 | 1200089.4151 | 2621093.7801 | 1200084.0487 | 2621097.5755 | 1200076.3468 | 2621102.1548 | 1200066.5243 | 2621105.2236 | 1200061.9437 | 2621108.4258 | 1200058.4086
68 | 2621229.8909 | 1200097.5701 | 2621228.7372 | 1200105.2035 | 2621219.6806 | 1200126.0271
69 | 2621229.8909 | 1200097.5701 | 2621228.2001 | 1200099.932 | 2621213.5877 | 1200120.3914 | 2621206.7278 | 1200127.1263
70 | 2621108.4258 | 1200058.4086 | 2621120.0833 | 1200038.2499 | 2621128.7978 | 1200021.5382 | 2621135.2991 | 1200010.733 | 2621144.7747 | 1199998.4042 | 2621154.6341 | 1199987.3552 | 2621164.3473 | 1199972.4386
71 | 2621206.7278 | 1200127.1263 | 2621175.9346 | 1200157.3894 | 2621160.6164 | 1200188.0964 | 2621152.725 | 1200200.2529 | 2621149.3504 | 1200209.535 | 2621143.5495 | 1200233.3163 | 2621141.511 | 1200237.3841
72 | 2621164.3473 | 1199972.4386 | 2621164.4928 | 1199972.2152 | 2621175.2221 | 1199956.691
73 | 2621129.1904 | 1200261.9701 | 2621141.511 | 1200237.3841
74 | 2620800.4911 | 1199479.7611 | 2620807.7057 | 1199501.4772 | 2620809.55 | 1199506.4437
75 | 2620820.7823 | 1199534.0635 | 2620817.0436 | 1199526.6232 | 2620809.55 | 1199506.4437
76 | 2620820.7823 | 1199534.0635 | 2620824.6941 | 1199541.8484
77 | 2620829.5116 | 1199551.4355 | 2620824.6941 | 1199541.8484
78 | 2620829.5116 | 1199551.4355 | 2620835.4536 | 1199565.6973 | 2620839.6253 | 1199578.93 | 2620843.6915 | 1199594.0413 | 2620847.3064 | 1199609.7401 | 2620848.6961 | 1199621.6959 | 2620849.7245 | 1199641.1878 | 2620850.0352 | 1199672.2168 | 2620849.6491 | 1199691.2813
79 | 2620849.6491 | 1199691.2813 | 2620849.7349 | 1199702.645
80 | 2620856.8485 | 1199777.2863 | 2620854.5413 | 1199770.8748 | 2620852.6557 | 1199765.7877 | 2620850.9549 | 1199760.1343 | 2620850.1336 | 1199755.4956 | 2620849.7349 | 1199702.645
81 | 2620856.8485 | 1199777.2863 | 2620857.7096 | 1199783.6039 | 2620858.3579 | 1199796.3797
82 | 2621186.7632 | 1199945.4905 | 2621182.3004 | 1199937.3592 | 2621178.9032 | 1199916.3802 | 2621158.8583 | 1199869.0838 | 2621148.0538 | 1199863.1424 | 2621138.4516 | 1199865.9656 | 2621129.8318 | 1199877.3303 | 2621112.9055 | 1199929.988 | 2621110.9387 | 1199932.916 | 2621108.4195 | 1199934.9082 | 2621104.5072 | 1199936.8844 | 2621099.5802 | 1199937.3118 | 2621095.9533 | 1199936.0761 | 2621092.413 | 1199933.9958 | 2621075.1916 | 1199912.7459 | 2621068.3013 | 1199906.4627 | 2621065.4825 | 1199904.8853 | 2621061.4894 | 1199903.8374
83 | 2621061.4894 | 1199903.8374 | 2621049.3308 | 1199900.2385
84 | 2621186.7632 | 1199945.4905 | 2621193.8067 | 1199945.004 | 2621203.3839 | 1199938.4677 | 2621213.5437 | 1199926.486 | 2621221.7916 | 1199908.3832 | 2621224.1232 | 1199892.7496 | 2621225.4191 | 1199879.3803 | 2621228.8291 | 1199871.3752
85 | 2621186.7632 | 1199945.4905 | 2621182.7731 | 1199945.7654 | 2621175.2221 | 1199956.691
86 | 2621020.8306 | 1199889.8545 | 2621030.0382 | 1199893.777 | 2621041.8384 | 1199898.0207 | 2621049.3308 | 1199900.2385
87 | 2620926.1576 | 1199406.6716 | 2620930.2319 | 1199404.1734 | 2620935.3608 | 1199402.7349 | 2620962.9305 | 1199400.1632 | 2620995.3647 | 1199399.9211 | 2621008.0879 | 1199397.431 | 2621081.4997 | 1199375.01 | 2621088.8419 | 1199372.0453 | 2621093.839 | 1199369.1391 | 2621096.6491 | 1199366.7699 | 2621098.7449 | 1199363.998 | 2621100.3633 | 1199360.613 | 2621101.366 | 1199356.9257 | 2621101.8913 | 1199352.6141 | 2621101.4488 | 1199348.577 | 2621100.5965 | 1199344.1383 | 2621094.9443 | 1199325.4971 | 2621093.4353 | 1199319.4441 | 2621092.8393 | 1199315.7289 | 2621093.2929 | 1199312.3398 | 2621094.5654 | 1199309.8762 | 2621096.3227 | 1199308.1259 | 2621098.9911 | 1199307.0903 | 2621101.7392 | 1199307.2001 | 2621104.3395 | 1199308.1875 | 2621106.5263 | 1199309.8739 | 2621108.9039 | 1199313.5954 | 2621115.3242 | 1199328.1259
88 | 2620926.1576 | 1199406.6716 | 2620929.4221 | 1199409.3289 | 2620931.5256 | 1199413.0716 | 2620932.7818 | 1199417.4339 | 2620933.8327 | 1199421.7288 | 2620934.1574 | 1199426.1478
89 | 2621246.9978 | 1199826.7838 | 2621247.7467 | 1199836.7252 | 2621241.5449 | 1199853.1343 | 2621230.5779 | 1199867.2698 | 2621228.8291 | 1199871.3752
90 | 2621000.6608 | 1199869.7387 | 2621002.395 | 1199874.5141 | 2621003.7959 | 1199876.6423 | 2621006.9819 | 1199879.8886 | 2621014.8988 | 1199886.5311 | 2621020.1182 | 1199889.551 | 2621020.8306 | 1199889.8545
91 | 2621000.6608 | 1199869.7387 | 2620998.9335 | 1199867.3314 | 2620996.1678 | 1199861.4629 | 2620995.7828 | 1199860.1224
92 | 2621046.2024 | 1199594.8068 | 2621048.3391 | 1199581.9166 | 2621048.7768 | 1199580.2488
93 | 2621053.296 | 1199568.7269 | 2621049.5429 | 1199577.3295 | 2621048.7768 | 1199580.2488
94 | 2621246.9978 | 1199826.7838 | 2621243.4226 | 1199825.9707 | 2621240.002 | 1199824.5133 | 2621235.0635 | 1199820.9103
95 | 2621399.2859 | 1199697.0109 | 2621396.9452 | 1199700.1153 | 2621395.0668 | 1199703.7995 | 2621393.7586 | 1199707.708 | 2621388.9994 | 1199729.325 | 2621387.809 | 1199732.2334 | 2621385.9208 | 1199734.4057 | 2621383.747 | 1199735.543 | 2621380.2416 | 1199736.4976 | 2621372.368 | 1199736.9698 | 2621365.052 | 1199736.9437 | 2621361.5488 | 1199737.2758 | 2621359.1715 | 1199737.8454 | 2621356.3565 | 1199739.4919 | 2621350.8742 | 1199744.0081 | 2621342.1867 | 1199752.8597 | 2621332.0517 | 1199764.1298 | 2621325.5071 | 1199769.8207 | 2621309.1121 | 1199783.8366 | 2621302.2436 | 1199790.7159 | 2621299.7365 | 1199793.5308 | 2621295.9467 | 1199799.565 | 2621292.4105 | 1199804.8998 | 2621290.6512 | 1199807.2504 | 2621288.0844 | 1199809.7204 | 2621284.8101 | 1199812.0767 | 2621280.3249 | 1199814.5621 | 2621255.1625 | 1199825.7566 | 2621250.6524 | 1199826.6745 | 2621246.9978 | 1199826.7838
96 | 2621115.3242 | 1199328.1259 | 2621122.407 | 1199327.4838 | 2621128.1321 | 1199327.5819 | 2621133.954 | 1199328.2805 | 2621136.6841 | 1199329.1795 | 2621139.403 | 1199331.0902 | 2621141.9991 | 1199333.2783
97 | 2620935.8427 | 1199454.0621 | 2620935.7238 | 1199453.5304 | 2620934.7611 | 1199443.6105 | 2620934.2469 | 1199427.3666 | 2620934.1574 | 1199426.1478
98 | 2620651.2886 | 1199430.096 | 2620654.1084 | 1199425.9605 | 2620657.3155 | 1199394.499 | 2620653.6079 | 1199384.2463
99 | 2620525.2075 | 1199738.6871 | 2620559.9623 | 1199711.6582 | 2620605.8035 | 1199701.9437 | 2620647.363 | 1199677.707 | 2620679.6861 | 1199638.6417 | 2620649.9775 | 1199561.9533 | 2620638.2637 | 1199532.3524 | 2620637.9011 | 1199458.6113 | 2620637.3121 | 1199450.5938 | 2620651.2886 | 1199430.096
100 | 2621038.2037 | 1199551.1588 | 2621030.1942 | 1199543.6099 | 2621021.1472 | 1199535.6294 | 2621013.5777 | 1199529.6663 | 2621005.9709 | 1199524.9958
101 | 2621053.296 | 1199568.7269 | 2621049.6375 | 1199563.4 | 2621042.1759 | 1199554.9026 | 2621038.2037 | 1199551.1588
102 | 2621005.9709 | 1199524.9958 | 2621002.433 | 1199522.8236 | 2620969.3498 | 1199504.2198 | 2620956.5442 | 1199495.5148 | 2620952.1799 | 1199491.6863 | 2620948.9584 | 1199487.6507 | 2620945.8701 | 1199482.526 | 2620940.2651 | 1199469.8996 | 2620937.4704 | 1199461.3407 | 2620935.8427 | 1199454.0621
103 | 2621235.0635 | 1199820.9103 | 2621234.4437 | 1199820.4581 | 2621232.1702 | 1199817.5262 | 2621231.078 | 1199814.2317 | 2621230.9625 | 1199810.3069 | 2621231.7856 | 1199805.7518 | 2621234.8879 | 1199798.2476 | 2621239.394 | 1199787.7245 | 2621241.4391 | 1199782.062 | 2621242.5676 | 1199777.2857 | 2621242.9968 | 1199772.1622 | 2621243.2864 | 1199763.4919 | 2621243.8364 | 1199756.5234 | 2621245.1185 | 1199751.3696 | 2621246.8739 | 1199745.8394 | 2621249.3834 | 1199740.1675 | 2621256.1717 | 1199728.0072 | 2621257.9597 | 1199724.0336 | 2621259.5405 | 1199718.3472 | 2621259.7799 | 1199713.1119 | 2621259.0071 | 1199703.4817 | 2621259.2396 | 1199698.0463 | 2621260.2052 | 1199694.092 | 2621262.2314 | 1199689.4856 | 2621265.5996 | 1199684.2947 | 2621268.6467 | 1199679.5029 | 2621270.9842 | 1199675.12 | 2621271.6952 | 1199672.132 | 2621272.1449 | 1199667.709 | 2621272.0304 | 1199657.0806 | 2621272.2661 | 1199652.8791 | 2621272.8189 | 1199649.4125 | 2621274.1735 | 1199645.2818 | 2621277.916 | 1199637.6131 | 2621282.5276 | 1199631.0541
104 | 2621224.4503 | 1200646.7492 | 2621215.7893 | 1200661.4042 | 2621214.1583 | 1200666.2789 | 2621213.3603 | 1200672.3905 | 2621214.5041 | 1200688.9925 | 2621212.9639 | 1200700.471 | 2621211.5518 | 1200708.0257 | 2621211.6045 | 1200714.6406 | 2621212.2908 | 1200718.5896 | 2621213.9968 | 1200722.6089 | 2621224.5477 | 1200739.5222 | 2621227.7123 | 1200746.4816 | 2621229.9197 | 1200755.0719 | 2621233.9454 | 1200763.9354 | 2621239.9414 | 1200772.3305
105 | 2621260.9728 | 1200798.728 | 2621256.7485 | 1200796.5451 | 2621254.7282 | 1200795.304 | 2621253.4923 | 1200793.9544 | 2621252.1758 | 1200791.7041 | 2621250.3394 | 1200787.9844 | 2621248.5324 | 1200784.5539 | 2621240.3455 | 1200772.8963 | 2621239.9414 | 1200772.3305
106 | 2621388.112 | 1200495.7379 | 2621370.7829 | 1200492.5855 | 2621363.5466 | 1200491.826 | 2621356.5056 | 1200491.7786 | 2621351.6167 | 1200492.3282 | 2621346.7334 | 1200493.4447 | 2621340.2316 | 1200495.8895 | 2621322.4581 | 1200504.2308 | 2621316.1491 | 1200508.1327 | 2621310.1427 | 1200512.547 | 2621298.7422 | 1200522.6009 | 2621294.0079 | 1200526.753 | 2621289.3745 | 1200530.3829 | 2621281.7529 | 1200535.2362 | 2621274.8475 | 1200539.8809 | 2621269.7545 | 1200544.3319 | 2621267.1085 | 1200547.7688 | 2621265.2842 | 1200551.3532 | 2621263.6563 | 1200557.4841 | 2621262.2404 | 1200566.0726 | 2621257.8545 | 1200607.2016 | 2621256.7377 | 1200613.0342 | 2621255.2152 | 1200617.3534 | 2621252.8096 | 1200621.7139 | 2621249.3389 | 1200625.9038 | 2621243.2052 | 1200631.9187 | 2621236.8891 | 1200637.8662 | 2621224.4503 | 1200646.7492
107 | 2621162.7431 | 1200656.892 | 2621156.3408 | 1200685.0958 | 2621153.943 | 1200700.1955 | 2621153.7381 | 1200712.9462 | 2621158.5233 | 1200711.529 | 2621162.3688 | 1200708.9412 | 2621165.4392 | 1200705.9948 | 2621167.9869 | 1200702.313 | 2621175.8184 | 1200689.6893 | 2621181.6562 | 1200681.2053 | 2621188.0991 | 1200673.8463 | 2621195.1806 | 1200666.6675 | 2621200.6945 | 1200661.5398 | 2621212.3694 | 1200653.4211 | 2621224.4503 | 1200646.7492
108 | 2621260.9728 | 1200798.728 | 2621264.7076 | 1200801.5872 | 2621266.4054 | 1200803.6166 | 2621267.7896 | 1200806.0895 | 2621269.1707 | 1200812.533
109 | 2621388.112 | 1200495.7379 | 2621403.0586 | 1200492.434 | 2621406.3677 | 1200490.9116 | 2621408.5621 | 1200488.2069 | 2621408.5621 | 1200488.2069
110 | 2621162.7431 | 1200656.892 | 2621181.2183 | 1200613.5003 | 2621195.7582 | 1200578.7551 | 2621198.5189 | 1200570.8383 | 2621200.4123 | 1200564.9418 | 2621201.2807 | 1200560.4758 | 2621206.9655 | 1200517.8728 | 2621208.1399 | 1200510.8175 | 2621209.9494 | 1200502.8307 | 2621215.0989 | 1200484.5835 | 2621216.053 | 1200479.5396 | 2621216.4051 | 1200474.6938 | 2621216.0917 | 1200468.6339 | 2621214.8727 | 1200458.1905 | 2621212.9317 | 1200447.0719
111 | 2621411.1921 | 1200460.7826 | 2621411.6151 | 1200475.2663 | 2621410.7644 | 1200483.2676 | 2621408.5621 | 1200488.2069
112 | 2621210.9558 | 1200435.7534 | 2621212.9317 | 1200447.0719
113 | 2621409.0012 | 1200422.8507 | 2621410.6656 | 1200442.7564 | 2621411.1921 | 1200460.7826
114 | 2621210.9558 | 1200435.7534 | 2621208.9086 | 1200422.7168 | 2621208.1029 | 1200419.2301
115 | 2621409.0012 | 1200422.8507 | 2621408.0744 | 1200411.6747 | 2621407.2117 | 1200403.8673 | 2621405.715 | 1200398.8037 | 2621402.8831 | 1200392.4568 | 2621398.2269 | 1200383.2463 | 2621395.0858 | 1200378.2212 | 2621391.6286 | 1200374.3179 | 2621385.7316 | 1200369.3608 | 2621380.8566 | 1200365.9749 | 2621376.8531 | 1200363.7038 | 2621374.2556 | 1200362.9431
116 | 2621367.4322 | 1200360.7749 | 2621371.1271 | 1200362.0269 | 2621374.2556 | 1200362.9431
117 | 2621367.4322 | 1200360.7749 | 2621363.6001 | 1200359.4765 | 2621358.4539 | 1200357.4125 | 2621355.175 | 1200354.7438 | 2621350.7689 | 1200350.07 | 2621348.735 | 1200348.3285 | 2621344.3649 | 1200346.0685
118 | 2621337.9987 | 1200342.7762 | 2621344.3649 | 1200346.0685
119 | 2621208.1029 | 1200419.2301 | 2621207.1996 | 1200415.3211
120 | 2621129.1904 | 1200261.9701 | 2621133.9883 | 1200263.5212 | 2621137.4462 | 1200265.1454 | 2621141.206 | 1200267.5044 | 2621150.2225 | 1200275.1403 | 2621179.3648 | 1200304.6371 | 2621190.0555 | 1200316.6814 | 2621192.979 | 1200320.8829 | 2621194.9762 | 1200324.403 | 2621196.1741 | 1200327.9091 | 2621197.4752 | 1200332.3939 | 2621198.3984 | 1200338.2448 | 2621199.5897 | 1200347.9099 | 2621200.5563 | 1200380.2197 | 2621201.1208 | 1200386.3362 | 2621202.2224 | 1200393.3883 | 2621204.6277 | 1200404.1916 | 2621207.1996 | 1200415.3211
121 | 2621129.1904 | 1200261.9701 | 2621121.4096 | 1200260.075 | 2621114.6064 | 1200259.4506 | 2621109.2093 | 1200259.4094 | 2621090.2945 | 1200261.0325 | 2621069.8169 | 1200263.3062 | 2621060.5429 | 1200263.9295 | 2621056.0366 | 1200263.858
122 | 2621056.0366 | 1200263.858 | 2621064.3869 | 1200266.1442 | 2621070.9785 | 1200268.2254
123 | 2621056.0366 | 1200263.858 | 2621053.2356 | 1200263.7593 | 2621049.8491 | 1200263.4694 | 2621044.3481 | 1200262.683 | 2621039.9572 | 1200261.7113
124 | 2621101.0636 | 1200274.689 | 2621085.3237 | 1200271.832 | 2621072.4699 | 1200268.6962 | 2621070.9785 | 1200268.2254
125 | 2621012.5508 | 1200249.82 | 2621016.4331 | 1200251.9903 | 2621025.9016 | 1200256.6928 | 2621032.9632 | 1200259.6191 | 2621038.1717 | 1200261.3161 | 2621039.9572 | 1200261.7113
126 | 2621504.0998 | 1199833.5379 | 2621491.8836 | 1199832.8382 | 2621481.3037 | 1199834.3788 | 2621463.2095 | 1199838.1716 | 2621451.8241 | 1199841.4215 | 2621442.7122 | 1199845.4689 | 2621434.0417 | 1199853.8201 | 2621428.8963 | 1199862.084 | 2621418.6311 | 1199871.4524 | 2621406.5663 | 1199875.2669 | 2621396.56 | 1199873.9749 | 2621387.3111 | 1199869.5061 | 2621375.0955 | 1199868.6621 | 2621367.7747 | 1199870.0034 | 2621365.9673 | 1199871.1941
127 | 2621655.3974 | 1199829.6807 | 2621650.7347 | 1199830.6866 | 2621649.0286 | 1199830.9028 | 2621647.2157 | 1199829.0842 | 2621644.513 | 1199820.6921 | 2621639.0853 | 1199812.1678 | 2621632.3948 | 1199807.6079 | 2621621.83 | 1199804.9683 | 2621609.6626 | 1199805.4914 | 2621599.6479 | 1199808.6236 | 2621586.883 | 1199816.5152 | 2621570.936 | 1199824.3954 | 2621557.0548 | 1199827.2915 | 2621537.8352 | 1199828.5786 | 2621522.6996 | 1199831.0144 | 2621513.3693 | 1199832.2372 | 2621504.0998 | 1199833.5379
128 | 2621729.4251 | 1199827.681 | 2621721.7799 | 1199834.4569 | 2621710.9379 | 1199845.3013 | 2621697.6047 | 1199854.5469 | 2621685.3216 | 1199855.5252 | 2621672.0337 | 1199850.152 | 2621659.2307 | 1199839.1108 | 2621655.3974 | 1199829.6807
129 | 2621655.3974 | 1199829.6807 | 2621654.7315 | 1199824.3532 | 2621651.2556 | 1199810.8555 | 2621644.712 | 1199797.2245 | 2621636.3358 | 1199787.2222 | 2621620.2376 | 1199773.6789 | 2621608.5809 | 1199759.2402
130 | 2621729.4251 | 1199827.681 | 2621740.8422 | 1199815.7159 | 2621746.6281 | 1199811.357
131 | 2621399.2859 | 1199697.0109 | 2621406.5806 | 1199696.6145 | 2621409.757 | 1199696.1367 | 2621412.7371 | 1199695.1801 | 2621416.5561 | 1199693.8153 | 2621421.2301 | 1199691.8309 | 2621424.7734 | 1199690.932 | 2621428.064 | 1199690.4435 | 2621431.4432 | 1199690.7113 | 2621435.6651 | 1199691.6602 | 2621439.7375 | 1199693.9427 | 2621455.046 | 1199704.959 | 2621469.5574 | 1199715.3277 | 2621490.9829 | 1199733.7701 | 2621502.3205 | 1199743.894 | 2621510.8339 | 1199747.5488 | 2621519.8208 | 1199746.5694 | 2621525.6381 | 1199742.0545 | 2621529.3081 | 1199733.4519 | 2621528.4402 | 1199720.753 | 2621521.583 | 1199698.961 | 2621520.1362 | 1199690.5735 | 2621522.2106 | 1199683.2103 | 2621528.936 | 1199678.1317 | 2621540.0851 | 1199677.149 | 2621555.6438 | 1199682.0854 | 2621566.8651 | 1199690.6304 | 2621576.0332 | 1199702.7922 | 2621592.9922 | 1199728.9231 | 2621601.129 | 1199744.1384 | 2621608.5809 | 1199759.2402
132 | 2621760.9477 | 1199810.6604 | 2621756.3228 | 1199810.5582 | 2621748.934 | 1199809.6197 | 2621746.6281 | 1199811.357
133 | 2621785.6628 | 1199847.8288 | 2621786.5497 | 1199861.907 | 2621787.4224 | 1199866.8462 | 2621788.611 | 1199870.7637 | 2621790.5513 | 1199875.2288 | 2621795.6328 | 1199882.5623 | 2621799.6888 | 1199887.2018 | 2621802.6495 | 1199889.4916 | 2621807.4378 | 1199891.6213 | 2621815.8792 | 1199894.0423 | 2621816.7753 | 1199894.2558
134 | 2621785.6628 | 1199847.8288 | 2621785.5277 | 1199845.6833 | 2621783.5367 | 1199830.0343 | 2621782.7319 | 1199826.0063
135 | 2621764.3072 | 1199813.0774 | 2621765.8619 | 1199812.6273 | 2621774.9469 | 1199816.0621 | 2621781.9741 | 1199822.2132 | 2621782.7319 | 1199826.0063
136 | 2621764.3072 | 1199813.0774 | 2621762.3441 | 1199810.6912 | 2621760.9477 | 1199810.6604
137 | 2620991.6418 | 1200236.1726 | 2620992.5149 | 1200238.9883 | 2620993.5948 | 1200241.4601 | 2620999.2968 | 1200250.0514 | 2621001.0248 | 1200253.1078
138 | 2620991.6418 | 1200236.1726 | 2620996.7216 | 1200239.8257 | 2621005.344 | 1200245.6111
139 | 2620991.6418 | 1200236.1726 | 2620984.483 | 1200230.5334 | 2620981.7298 | 1200227.8491
140 | 2621012.5508 | 1200249.82 | 2621006.8983 | 1200246.654 | 2621005.344 | 1200245.6111
141 | 2620943.9152 | 1200146.0234 | 2620948.3683 | 1200152.6092 | 2620951.9771 | 1200159.003 | 2620956.4106 | 1200169.0351 | 2620958.7768 | 1200175.9026 | 2620961.6861 | 1200186.4074 | 2620963.914 | 1200197.9993 | 2620966.1446 | 1200206.6562 | 2620966.9591 | 1200208.8492 | 2620967.9115 | 1200210.7758 | 2620970.6295 | 1200215.0098 | 2620975.8051 | 1200221.7871 | 2620979.0587 | 1200225.2448 | 2620981.7298 | 1200227.8491
142 | 2621012.5508 | 1200249.82 | 2621010.9252 | 1200253.1605 | 2621010.9198 | 1200254.7058 | 2621011.4921 | 1200256.4977 | 2621013.6651 | 1200259.8404 | 2621013.0737 | 1200261.4231
143 | 2620943.9152 | 1200146.0234 | 2620948.6364 | 1200147.7964 | 2620953.2699 | 1200150.6919
144 | 2620969.8178 | 1200183.7678 | 2620968.7833 | 1200179.2061 | 2620966.7662 | 1200172.6066 | 2620965.0259 | 1200167.4199 | 2620962.8574 | 1200162.7765 | 2620959.9973 | 1200157.7971 | 2620957.057 | 1200153.9959 | 2620953.2699 | 1200150.6919
145 | 2621493.5425 | 1198846.9819 | 2621501.2264 | 1198827.0823 | 2621505.7251 | 1198818.9496 | 2621508.9037 | 1198813.7249 | 2621511.8346 | 1198809.6554 | 2621512.1743 | 1198809.3057

## bus_geodata
| x | y | coords
0 | 2621273.4864 | 1198893.4055
1 | 2621273.8113 | 1198892.9611
2 | 2621131.3763 | 1198915.1145
3 | 2621483.7498 | 1198700.2511
4 | 2621096.7375 | 1198913.625
5 | 2621562.9997 | 1198706.6947
6 | 2620942.7174 | 1199027.602
7 | 2620746.148 | 1199012.3991
8 | 2620785.6984 | 1199281.2371
9 | 2620729.1356 | 1199011.8493
10 | 2621472.8785 | 1198830.2215
11 | 2621421.9181 | 1199039.6578
12 | 2621521.9337 | 1199067.4312
13 | 2621454.6415 | 1199012.3307
14 | 2620867.0418 | 1199302.8507
15 | 2620790.2268 | 1199375.2904
16 | 2620711.6955 | 1199012.478
17 | 2621481.2261 | 1198862.552
18 | 2620649.5152 | 1199010.8731
19 | 2620685.2861 | 1199012.6999
20 | 2620623.281 | 1199005.9867
21 | 2620900.7711 | 1199455.6317
22 | 2620790.5918 | 1199428.681
23 | 2621581.2706 | 1199088.0335
24 | 2621547.9568 | 1199035.8057
25 | 2621597.3155 | 1199093.4101
26 | 2621547.011 | 1199004.7207
27 | 2621617.3997 | 1199110.8872
28 | 2621618.9806 | 1199116.2311
29 | 2621620.3148 | 1199130.1526
30 | 2621649.1345 | 1199321.4158
31 | 2621528.9805 | 1199358.6364
32 | 2621512.129 | 1198925.0911
33 | 2621487.5034 | 1198865.9097
34 | 2620589.4942 | 1199961.3648
35 | 2620591.8938 | 1199962.2905
36 | 2620582.3336 | 1199958.6022
37 | 2620770.8158 | 1200235.6362
38 | 2620570.5985 | 1199970.8019
39 | 2620560.2089 | 1199937.0034
40 | 2620893.7726 | 1200010.4525
41 | 2620699.7553 | 1200219.8928
42 | 2620542.6032 | 1199970.5309
43 | 2620554.0957 | 1199933.2506
44 | 2620953.0253 | 1199989.9483
45 | 2620871.4479 | 1199858.7702
46 | 2620910.4488 | 1200054.9034
47 | 2620890.2903 | 1199858.6136
48 | 2620913.5837 | 1199870.1011
49 | 2620869.7327 | 1199847.9726
50 | 2620702.8878 | 1200206.8858
51 | 2620539.2475 | 1199969.6484
52 | 2620529.3365 | 1199918.0515
53 | 2620917.0746 | 1200076.7284
54 | 2620867.7056 | 1199839.9636
55 | 2620922.0373 | 1200100.1554
56 | 2620935.5149 | 1200096.0767
57 | 2620930.2514 | 1200122.5949
58 | 2620944.2971 | 1200093.419
59 | 2620931.2025 | 1200124.4638
60 | 2620944.3095 | 1200093.4153
61 | 2620947.7549 | 1200092.3726
62 | 2621071.3712 | 1200113.6193
63 | 2621229.8909 | 1200097.5701
64 | 2621108.4258 | 1200058.4086
65 | 2621219.6806 | 1200126.0271
66 | 2621206.7278 | 1200127.1263
67 | 2621164.3473 | 1199972.4386
68 | 2621141.511 | 1200237.3841
69 | 2620800.4911 | 1199479.7611
70 | 2620809.55 | 1199506.4437
71 | 2620820.7823 | 1199534.0635
72 | 2620824.6942 | 1199541.8484
73 | 2620829.5116 | 1199551.4355
74 | 2620849.6491 | 1199691.2813
75 | 2620849.7349 | 1199702.645
76 | 2620858.3579 | 1199796.3797
77 | 2620856.8485 | 1199777.2863
78 | 2621061.4894 | 1199903.8374
79 | 2621186.7632 | 1199945.4905
80 | 2621049.3308 | 1199900.2385
81 | 2620926.1576 | 1199406.6716
82 | 2621228.8291 | 1199871.3752
83 | 2621175.2221 | 1199956.691
84 | 2621020.8306 | 1199889.8545
85 | 2621000.6608 | 1199869.7387
86 | 2620995.7828 | 1199860.1224
87 | 2621046.2024 | 1199594.8068
88 | 2621048.7768 | 1199580.2488
89 | 2621246.9978 | 1199826.7838
90 | 2621115.3242 | 1199328.1259
91 | 2620934.1574 | 1199426.1478
92 | 2620653.6079 | 1199384.2463
93 | 2620651.2886 | 1199430.096
94 | 2620525.2075 | 1199738.6871
95 | 2621038.2037 | 1199551.1588
96 | 2621005.9709 | 1199524.9958
97 | 2621053.296 | 1199568.7269
98 | 2620935.8427 | 1199454.0621
99 | 2621282.5276 | 1199631.0541
100 | 2621235.0635 | 1199820.9103
101 | 2621239.9414 | 1200772.3305
102 | 2621224.4503 | 1200646.7492
103 | 2621260.9728 | 1200798.728
104 | 2621388.112 | 1200495.738
105 | 2621162.7431 | 1200656.892
106 | 2621269.1707 | 1200812.533
107 | 2621408.5621 | 1200488.2069
108 | 2621212.9317 | 1200447.0719
109 | 2621411.1921 | 1200460.7826
110 | 2621210.9558 | 1200435.7534
111 | 2621409.0012 | 1200422.8507
112 | 2621374.2556 | 1200362.9431
113 | 2621367.4322 | 1200360.7749
114 | 2621344.3649 | 1200346.0685
115 | 2621208.1029 | 1200419.2301
116 | 2621207.1996 | 1200415.3211
117 | 2621129.1904 | 1200261.9701
118 | 2621056.0366 | 1200263.858
119 | 2621070.9785 | 1200268.2254
120 | 2621039.9572 | 1200261.7113
121 | 2621337.9987 | 1200342.7762
122 | 2621365.9673 | 1199871.1941
123 | 2621504.0998 | 1199833.5379
124 | 2621655.3974 | 1199829.6807
125 | 2621729.4251 | 1199827.681
126 | 2621608.5809 | 1199759.2402
127 | 2621746.6281 | 1199811.357
128 | 2621399.2858 | 1199697.0109
129 | 2621785.6628 | 1199847.8288
130 | 2621816.7753 | 1199894.2558
131 | 2621782.7319 | 1199826.0063
132 | 2621764.3072 | 1199813.0774
133 | 2621760.9477 | 1199810.6604
134 | 2621141.9991 | 1199333.2783
135 | 2621001.0248 | 1200253.1078
136 | 2620991.6418 | 1200236.1726
137 | 2621005.344 | 1200245.6111
138 | 2620981.7298 | 1200227.8491
139 | 2621012.5508 | 1200249.82
140 | 2620943.9152 | 1200146.0234
141 | 2621013.0737 | 1200261.4231
142 | 2620953.2699 | 1200150.6919
143 | 2620969.8178 | 1200183.7678
144 | 2621101.0636 | 1200274.689
145 | 2621493.5425 | 1198846.9819
146 | 2621512.1743 | 1198809.3057
147 | 2620850.0352 | 1199672.2168

## line_std_types
| c_nf_per_km | r_ohm_per_km | x_ohm_per_km | max_i_ka | type | q_mm2 | alpha | voltage_rating
NAYY 4x50 SE | 210 | 0.642 | 0.083 | 0.142 | cs | 50 | 0.00403 | LV
NAYY 4x120 SE | 264 | 0.225 | 0.08 | 0.242 | cs | 120 | 0.00403 | LV
NAYY 4x150 SE | 261 | 0.208 | 0.08 | 0.27 | cs | 150 | 0.00403 | LV
NA2XS2Y 1x95 RM/25 12/20 kV | 216 | 0.313 | 0.132 | 0.252 | cs | 95 | 0.00403 | MV
NA2XS2Y 1x185 RM/25 12/20 kV | 273 | 0.161 | 0.117 | 0.362 | cs | 185 | 0.00403 | MV
NA2XS2Y 1x240 RM/25 12/20 kV | 304 | 0.122 | 0.112 | 0.421 | cs | 240 | 0.00403 | MV
NA2XS2Y 1x95 RM/25 6/10 kV | 315 | 0.313 | 0.123 | 0.249 | cs | 95 | 0.00403 | MV
NA2XS2Y 1x185 RM/25 6/10 kV | 406 | 0.161 | 0.11 | 0.358 | cs | 185 | 0.00403 | MV
NA2XS2Y 1x240 RM/25 6/10 kV | 456 | 0.122 | 0.105 | 0.416 | cs | 240 | 0.00403 | MV
NA2XS2Y 1x150 RM/25 12/20 kV | 250 | 0.206 | 0.116 | 0.319 | cs | 150 | 0.00403 | MV
NA2XS2Y 1x120 RM/25 12/20 kV | 230 | 0.253 | 0.119 | 0.283 | cs | 120 | 0.00403 | MV
NA2XS2Y 1x70 RM/25 12/20 kV | 190 | 0.443 | 0.132 | 0.22 | cs | 70 | 0.00403 | MV
NA2XS2Y 1x150 RM/25 6/10 kV | 360 | 0.206 | 0.11 | 0.315 | cs | 150 | 0.00403 | MV
NA2XS2Y 1x120 RM/25 6/10 kV | 340 | 0.253 | 0.113 | 0.28 | cs | 120 | 0.00403 | MV
NA2XS2Y 1x70 RM/25 6/10 kV | 280 | 0.443 | 0.123 | 0.217 | cs | 70 | 0.00403 | MV
N2XS(FL)2Y 1x120 RM/35 64/110 kV | 112 | 0.153 | 0.166 | 0.366 | cs | 120 | 0.00393 | HV
N2XS(FL)2Y 1x185 RM/35 64/110 kV | 125 | 0.099 | 0.156 | 0.457 | cs | 185 | 0.00393 | HV
N2XS(FL)2Y 1x240 RM/35 64/110 kV | 135 | 0.075 | 0.149 | 0.526 | cs | 240 | 0.00393 | HV
N2XS(FL)2Y 1x300 RM/35 64/110 kV | 144 | 0.06 | 0.144 | 0.588 | cs | 300 | 0.00393 | HV
15-AL1/3-ST1A 0.4 | 11 | 1.8769 | 0.35 | 0.105 | ol | 16 | 0.00403 | LV
24-AL1/4-ST1A 0.4 | 11.25 | 1.2012 | 0.335 | 0.14 | ol | 24 | 0.00403 | LV
48-AL1/8-ST1A 0.4 | 12.2 | 0.5939 | 0.3 | 0.21 | ol | 48 | 0.00403 | LV
94-AL1/15-ST1A 0.4 | 13.2 | 0.306 | 0.29 | 0.35 | ol | 94 | 0.00403 | LV
34-AL1/6-ST1A 10.0 | 9.7 | 0.8342 | 0.36 | 0.17 | ol | 34 | 0.00403 | MV
48-AL1/8-ST1A 10.0 | 10.1 | 0.5939 | 0.35 | 0.21 | ol | 48 | 0.00403 | MV
70-AL1/11-ST1A 10.0 | 10.4 | 0.4132 | 0.339 | 0.29 | ol | 70 | 0.00403 | MV
94-AL1/15-ST1A 10.0 | 10.75 | 0.306 | 0.33 | 0.35 | ol | 94 | 0.00403 | MV
122-AL1/20-ST1A 10.0 | 11.1 | 0.2376 | 0.323 | 0.41 | ol | 122 | 0.00403 | MV
149-AL1/24-ST1A 10.0 | 11.25 | 0.194 | 0.315 | 0.47 | ol | 149 | 0.00403 | MV
34-AL1/6-ST1A 20.0 | 9.15 | 0.8342 | 0.382 | 0.17 | ol | 34 | 0.00403 | MV
48-AL1/8-ST1A 20.0 | 9.5 | 0.5939 | 0.372 | 0.21 | ol | 48 | 0.00403 | MV
70-AL1/11-ST1A 20.0 | 9.7 | 0.4132 | 0.36 | 0.29 | ol | 70 | 0.00403 | MV
94-AL1/15-ST1A 20.0 | 10 | 0.306 | 0.35 | 0.35 | ol | 94 | 0.00403 | MV
122-AL1/20-ST1A 20.0 | 10.3 | 0.2376 | 0.344 | 0.41 | ol | 122 | 0.00403 | MV
149-AL1/24-ST1A 20.0 | 10.5 | 0.194 | 0.337 | 0.47 | ol | 149 | 0.00403 | MV
184-AL1/30-ST1A 20.0 | 10.75 | 0.1571 | 0.33 | 0.535 | ol | 184 | 0.00403 | MV
243-AL1/39-ST1A 20.0 | 11 | 0.1188 | 0.32 | 0.645 | ol | 243 | 0.00403 | MV
48-AL1/8-ST1A 110.0 | 8 | 0.5939 | 0.46 | 0.21 | ol | 48 | 0.00403 | HV
70-AL1/11-ST1A 110.0 | 8.4 | 0.4132 | 0.45 | 0.29 | ol | 70 | 0.00403 | HV
94-AL1/15-ST1A 110.0 | 8.65 | 0.306 | 0.44 | 0.35 | ol | 94 | 0.00403 | HV
122-AL1/20-ST1A 110.0 | 8.5 | 0.2376 | 0.43 | 0.41 | ol | 122 | 0.00403 | HV
149-AL1/24-ST1A 110.0 | 8.75 | 0.194 | 0.41 | 0.47 | ol | 149 | 0.00403 | HV
184-AL1/30-ST1A 110.0 | 8.8 | 0.1571 | 0.4 | 0.535 | ol | 184 | 0.00403 | HV
243-AL1/39-ST1A 110.0 | 9 | 0.1188 | 0.39 | 0.645 | ol | 243 | 0.00403 | HV
305-AL1/39-ST1A 110.0 | 9.2 | 0.0949 | 0.38 | 0.74 | ol | 305 | 0.00403 | HV
490-AL1/64-ST1A 110.0 | 9.75 | 0.059 | 0.37 | 0.96 | ol | 490 | 0.00403 | HV
679-AL1/86-ST1A 110.0 | 9.95 | 0.042 | 0.36 | 1.15 | ol | 679 | 0.00403 | HV
490-AL1/64-ST1A 220.0 | 10 | 0.059 | 0.285 | 0.96 | ol | 490 | 0.00403 | HV
679-AL1/86-ST1A 220.0 | 11.7 | 0.042 | 0.275 | 1.15 | ol | 679 | 0.00403 | HV
490-AL1/64-ST1A 380.0 | 11 | 0.059 | 0.253 | 0.96 | ol | 490 | 0.00403 | HV
679-AL1/86-ST1A 380.0 | 14.6 | 0.042 | 0.25 | 1.15 | ol | 679 | 0.00403 | HV

## trafo_std_types
| i0_percent | pfe_kw | vkr_percent | sn_mva | vn_lv_kv | vn_hv_kv | vk_percent | shift_degree | vector_group | tap_side | tap_neutral | tap_min | tap_max | tap_step_degree | tap_step_percent | tap_phase_shifter
160 MVA 380/110 kV | 0.06 | 60 | 0.25 | 160 | 110 | 380 | 12.2 | 0 | Yy0 | hv | 0 | -9 | 9 | 0 | 1.5 | FALSE
100 MVA 220/110 kV | 0.06 | 55 | 0.26 | 100 | 110 | 220 | 12 | 0 | Yy0 | hv | 0 | -9 | 9 | 0 | 1.5 | FALSE
63 MVA 110/20 kV | 0.04 | 22 | 0.32 | 63 | 20 | 110 | 18 | 150 | YNd5 | hv | 0 | -9 | 9 | 0 | 1.5 | FALSE
40 MVA 110/20 kV | 0.05 | 18 | 0.34 | 40 | 20 | 110 | 16.2 | 150 | YNd5 | hv | 0 | -9 | 9 | 0 | 1.5 | FALSE
25 MVA 110/20 kV | 0.07 | 14 | 0.41 | 25 | 20 | 110 | 12 | 150 | YNd5 | hv | 0 | -9 | 9 | 0 | 1.5 | FALSE
63 MVA 110/10 kV | 0.04 | 22 | 0.32 | 63 | 10 | 110 | 18 | 150 | YNd5 | hv | 0 | -9 | 9 | 0 | 1.5 | FALSE
40 MVA 110/10 kV | 0.05 | 18 | 0.34 | 40 | 10 | 110 | 16.2 | 150 | YNd5 | hv | 0 | -9 | 9 | 0 | 1.5 | FALSE
25 MVA 110/10 kV | 0.07 | 14 | 0.41 | 25 | 10 | 110 | 12 | 150 | YNd5 | hv | 0 | -9 | 9 | 0 | 1.5 | FALSE
0.25 MVA 20/0.4 kV | 0.32 | 0.8 | 1.44 | 0.25 | 0.4 | 20 | 6 | 150 | Yzn5 | hv | 0 | -2 | 2 | 0 | 2.5 | FALSE
0.4 MVA 20/0.4 kV | 0.3375 | 1.35 | 1.425 | 0.4 | 0.4 | 20 | 6 | 150 | Dyn5 | hv | 0 | -2 | 2 | 0 | 2.5 | FALSE
0.63 MVA 20/0.4 kV | 0.2619 | 1.65 | 1.206 | 0.63 | 0.4 | 20 | 6 | 150 | Dyn5 | hv | 0 | -2 | 2 | 0 | 2.5 | FALSE
0.25 MVA 10/0.4 kV | 0.24 | 0.6 | 1.2 | 0.25 | 0.4 | 10 | 4 | 150 | Dyn5 | hv | 0 | -2 | 2 | 0 | 2.5 | FALSE
0.4 MVA 10/0.4 kV | 0.2375 | 0.95 | 1.325 | 0.4 | 0.4 | 10 | 4 | 150 | Dyn5 | hv | 0 | -2 | 2 | 0 | 2.5 | FALSE
0.63 MVA 10/0.4 kV | 0.1873 | 1.18 | 1.0794 | 0.63 | 0.4 | 10 | 4 | 150 | Dyn5 | hv | 0 | -2 | 2 | 0 | 2.5 | FALSE

## trafo3w_std_types
| sn_hv_mva | sn_mv_mva | sn_lv_mva | vn_hv_kv | vn_mv_kv | vn_lv_kv | vk_hv_percent | vk_mv_percent | vk_lv_percent | vkr_hv_percent | vkr_mv_percent | vkr_lv_percent | pfe_kw | i0_percent | shift_mv_degree | shift_lv_degree | vector_group | tap_side | tap_neutral | tap_min | tap_max | tap_step_percent
63/25/38 MVA 110/20/10 kV | 63 | 25 | 38 | 110 | 20 | 10 | 10.4 | 10.4 | 10.4 | 0.28 | 0.32 | 0.35 | 35 | 0.89 | 0 | 0 | YN0yn0yn0 | hv | 0 | -10 | 10 | 1.2
63/25/38 MVA 110/10/10 kV | 63 | 25 | 38 | 110 | 10 | 10 | 10.4 | 10.4 | 10.4 | 0.28 | 0.32 | 0.35 | 35 | 0.89 | 0 | 0 | YN0yn0yn0 | hv | 0 | -10 | 10 | 1.2

## fuse_std_types
| fuse_type | i_rated_a | t_avg | t_min | t_total | x_avg | x_min | x_total
HV 100A | HV 100A | 100 | 0 | [10.0, 3.64, 0.854, 0.281, 0.1, 0.0531, 0.022, 0.01] | [10.0, 4.267, 1.21, 0.403, 0.1, 0.058, 0.022, 0.01] | 0 | [300.0, 350.0, 450.0, 550.0, 700.0, 850.0, 1200.0, 1752.0] | [600.0, 700.0, 900.0, 1150.0, 1665.0, 2000.0, 3000.0, 4313.0]
HV 10A | HV 10A | 10 | 0 | [10.0, 1675.0, 0.344, 0.156, 0.1, 0.0417, 0.0171, 0.01] | [10.0, 1.3, 0.3, 0.155, 0.1, 0.0555, 0.023, 0.01] | 0 | [30.0, 32.0, 35.0, 37.0, 39.0, 50.0, 70.0, 88.0] | [60.0, 70.0, 80.0, 87.0, 94.0, 110.0, 150.0, 216.0]
HV 125A | HV 125A | 125 | 0 | [10.0, 1.82, 0.344, 0.1, 0.0467, 0.0269, 0.01] | [10.0, 2.478, 0.426, 0.1, 0.0427, 0.0211, 0.01] | 0 | [375.0, 500.0, 700.0, 925.0, 1200.0, 1500.0, 2341.0] | [750.0, 1000.0, 1500.0, 2200.0, 3000.0, 4000.0, 5765.0]
HV 160A | HV 160A | 160 | 0 | [10.0, 4.15, 1.03, 0.198, 0.1, 0.051, 0.0172, 0.01] | [10.0, 2.3, 0.734, 0.274, 0.1, 0.046, 0.0177, 0.01] | 0 | [480.0, 550.0, 700.0, 1000.0, 1260.0, 1600.0, 2500.0, 3227.0] | [960.0, 1300.0, 1700.0, 2200.0, 2996.0, 4000.0, 6000.0, 7946.0]
HV 16A | HV 16A | 16 | 0 | [10.0, 0.352, 0.164, 0.1, 0.0649, 0.0342, 0.01] | [10.0, 2.34, 0.722, 0.181, 0.1, 0.055, 0.0296, 0.01] | 0 | [48.0, 60.0, 65.0, 71.0, 80.0, 100.0, 162.0] | [96.0, 110.0, 125.0, 150.0, 168.0, 200.0, 250.0, 398.0]
HV 200A | HV 200A | 200 | 0 | [10.0, 4.267, 1.21, 0.403, 0.1, 0.058, 0.022, 0.01] | [10.0, 3.73, 1.654, 0.328, 0.1, 0.0531, 0.019, 0.01] | 0 | [600.0, 700.0, 900.0, 1150.0, 1665.0, 2000.0, 3000.0, 4313.0] | [1200.0, 1500.0, 1800.0, 2700.0, 3960.0, 5000.0, 7500.0, 10620.0]
HV 20A | HV 20A | 20 | 0 | [10.0, 1.3, 0.3, 0.155, 0.1, 0.0555, 0.023, 0.01] | [10.0, 1.3, 0.161, 0.1, 0.0611, 0.0399, 0.0141, 0.01] | 0 | [60.0, 70.0, 80.0, 87.0, 94.0, 110.0, 150.0, 216.0] | [120.0, 150.0, 200.0, 223.0, 260.0, 300.0, 450.0, 532.0]
HV 25A | HV 25A | 25 | 0 | [10.0, 2.512, 0.833, 0.299, 0.1, 0.0372, 0.0223, 0.01] | [10.0, 3.125, 0.597, 0.198, 0.1, 0.0378, 0.022, 0.01] | 0 | [75.0, 82.0, 90.0, 100.0, 124.0, 170.0, 200.0, 289.0] | [150.0, 170.0, 210.0, 250.0, 294.0, 400.0, 500.0, 711.0]
HV 31.5A | HV 31.5A | 31.5 | 0 | [10.0, 2.34, 0.722, 0.181, 0.1, 0.055, 0.0296, 0.01] | [10.0, 2.84, 0.368, 0.164, 0.1, 0.0621, 0.0378, 0.0195, 0.01] | 0 | [95.0, 110.0, 125.0, 150.0, 165.0, 200.0, 250.0, 390.0] | [189.0, 220.0, 300.0, 350.0, 393.0, 450.0, 530.0, 700.0, 960.0]
HV 40A | HV 40A | 40 | 0 | [10.0, 1.3, 0.161, 0.1, 0.0611, 0.0399, 0.0141, 0.01] | [10.0, 2.05, 0.369, 0.198, 0.1, 0.051, 0.0298, 0.01] | 0 | [120.0, 150.0, 200.0, 223.0, 260.0, 300.0, 450.0, 532.0] | [240.0, 300.0, 400.0, 450.0, 530.0, 650.0, 800.0, 1311.0]
HV 50A | HV 50A | 50 | 0 | [10.0, 3.215, 0.597, 0.198, 0.1, 0.0378, 0.022, 0.01] | [10.0, 3.64, 0.854, 0.281, 0.1, 0.0531, 0.022, 0.01] | 0 | [150.0, 170.0, 210.0, 250.0, 294.0, 400.0, 500.0, 711.0] | [300.0, 350.0, 450.0, 550.0, 700.0, 850.0, 1200.0, 1752.0]
HV 6.3A | HV 6.3A | 6.3 | 0 | [10.0, 1.39, 0.344, 0.168, 0.1, 0.056, 0.0263, 0.01] | [10.0, 1.711, 0.516, 0.198, 0.1, 0.0634, 0.0303, 0.01] | 0 | [19.0, 19.5, 20.4, 20.8, 22.0, 25.0, 32.0, 48.0] | [38.0, 40.0, 43.0, 48.0, 53.0, 60.0, 75.0, 118.0]
HV 63A | HV 63A | 63 | 0 | [10.0, 2.84, 0.368, 0.164, 0.1, 0.0621, 0.0378, 0.0195, 0.01] | [10.0, 1.82, 0.344, 0.1, 0.0467, 0.0269, 0.01] | 0 | [189.0, 220.0, 300.0, 350.0, 393.0, 450.0, 530.0, 700.0, 961.0] | [378.0, 500.0, 700.0, 934.0, 1200.0, 1500.0, 2366.0]
HV 80A | HV 80A | 80 | 0 | [10.0, 2.05, 0.369, 0.198, 0.1, 0.051, 0.0298, 0.01] | [10.0, 4.15, 1.03, 0.198, 0.1, 0.051, 0.0172, 0.01] | 0 | [240.0, 300.0, 400.0, 450.0, 530.0, 650.0, 800.0, 1311.0] | [480.0, 550.0, 700.0, 1000.0, 1260.0, 1600.0, 2500.0, 3227.0]
Siemens NH-1-100 | Siemens NH-1-100 | 100 | [5400.0, 2000.0, 400.0, 20.0, 1.0, 0.2, 0.012, 0.004] | 0 | 0 | [150.0, 190.0, 250.0, 430.0, 900.0, 1250.0, 2700.0, 3600.0] | 0 | 0
Siemens NH-1-125 | Siemens NH-1-125 | 125 | [4800.0, 120.0, 7.0, 0.1, 0.004] | 0 | 0 | [180.0, 400.0, 740.0, 2000.0, 4250.0] | 0 | 0
Siemens NH-1-16 | Siemens NH-1-16 | 16 | [4000.0, 400.0, 2.0, 0.1, 0.04, 0.01] | 0 | 0 | [26.0, 35.0, 75.0, 150.0, 200.0, 300.0] | 0 | 0
Siemens NH-1-160 | Siemens NH-1-160 | 160 | [4800.0, 120.0, 7.0, 0.1, 0.004] | 0 | 0 | [210.0, 500.0, 900.0, 2300.0, 5000.0] | 0 | 0
Siemens NH-1-25 | Siemens NH-1-25 | 25 | [4000.0, 1000.0, 10.0, 0.2, 0.02, 0.01] | 0 | 0 | [40.0, 50.0, 100.0, 210.0, 400.0, 500.0] | 0 | 0
Siemens NH-1-50 | Siemens NH-1-50 | 50 | [4000.0, 40.0, 4.0, 1.0, 0.02, 0.01] | 0 | 0 | [86.0, 200.0, 300.0, 400.0, 1000.0, 1280.0] | 0 | 0
Siemens NH-1-63 | Siemens NH-1-63 | 63 | [4000.0, 100.0, 10.0, 2.0, 0.04, 0.01] | 0 | 0 | [100.0, 200.0, 300.0, 400.0, 1000.0, 1500.0] | 0 | 0
Siemens NH-1-80 | Siemens NH-1-80 | 80 | [4800.0, 120.0, 7.0, 0.1, 0.01] | 0 | 0 | [150.58, 250.0, 450.0, 1150.0, 2470.0] | 0 | 0
Siemens NH-2-1000 | Siemens NH-2-1000 | 1000 | [4800.0, 120.0, 7.0, 0.1, 0.004] | 0 | 0 | [1900.0, 3500.0, 8400.0, 24000.0, 52000.0] | 0 | 0
Siemens NH-2-200 | Siemens NH-2-200 | 200 | [4800.0, 120.0, 7.0, 0.1, 0.004] | 0 | 0 | [280.0, 650.0, 1200.0, 3000.0, 7000.0] | 0 | 0
Siemens NH-2-224 | Siemens NH-2-224 | 224 | [4800.0, 120.0, 7.0, 0.2, 0.04, 0.004] | 0 | 0 | [400.0, 750.0, 1453.0, 3025.0, 4315.0, 7600.0] | 0 | 0
Siemens NH-2-250 | Siemens NH-2-250 | 250 | [4800.0, 120.0, 7.0, 0.1, 0.004] | 0 | 0 | [450.0, 800.0, 1650.0, 4000.0, 8500.0] | 0 | 0
Siemens NH-2-315 | Siemens NH-2-315 | 315 | [4800.0, 120.0, 7.0, 0.1, 0.004] | 0 | 0 | [550.0, 920.0, 1900.0, 5000.0, 11000.0] | 0 | 0
Siemens NH-2-355 | Siemens NH-2-355 | 355 | [4800.0, 120.0, 6.0, 0.1, 0.004] | 0 | 0 | [650.0, 1116.27, 2350.0, 5840.0, 12790.0] | 0 | 0
Siemens NH-2-400 | Siemens NH-2-400 | 400 | [4800.0, 120.0, 7.0, 0.1, 0.004] | 0 | 0 | [720.0, 1350.0, 2800.0, 6500.0, 15000.0] | 0 | 0
Siemens NH-2-425 | Siemens NH-2-425 | 425 | [4800.0, 120.0, 7.0, 0.1, 0.004] | 0 | 0 | [850.0, 1500.0, 3050.0, 7500.0, 16500.0] | 0 | 0
Siemens NH-2-630 | Siemens NH-2-630 | 630 | [4800.0, 120.0, 7.0, 0.1, 0.004] | 0 | 0 | [1200.0, 2000.0, 4800.0, 12000.0, 26000.0] | 0 | 0

## dtypes
| element | column | dtype
0 | bus | name | object
1 | bus | vn_kv | float64
2 | bus | type | object
3 | bus | zone | object
4 | bus | in_service | bool
5 | load | name | object
6 | load | bus | uint32
7 | load | p_mw | float64
8 | load | q_mvar | float64
9 | load | const_z_percent | float64
10 | load | const_i_percent | float64
11 | load | sn_mva | float64
12 | load | scaling | float64
13 | load | in_service | bool
14 | load | type | object
15 | ext_grid | name | object
16 | ext_grid | bus | uint32
17 | ext_grid | vm_pu | float64
18 | ext_grid | va_degree | float64
19 | ext_grid | slack_weight | float64
20 | ext_grid | in_service | bool
21 | line | name | object
22 | line | std_type | object
23 | line | from_bus | uint32
24 | line | to_bus | uint32
25 | line | length_km | float64
26 | line | r_ohm_per_km | float64
27 | line | x_ohm_per_km | float64
28 | line | c_nf_per_km | float64
29 | line | g_us_per_km | float64
30 | line | max_i_ka | float64
31 | line | df | float64
32 | line | parallel | uint32
33 | line | type | object
34 | line | in_service | bool
35 | trafo | name | object
36 | trafo | std_type | object
37 | trafo | hv_bus | uint32
38 | trafo | lv_bus | uint32
39 | trafo | sn_mva | float64
40 | trafo | vn_hv_kv | float64
41 | trafo | vn_lv_kv | float64
42 | trafo | vk_percent | float64
43 | trafo | vkr_percent | float64
44 | trafo | pfe_kw | float64
45 | trafo | i0_percent | float64
46 | trafo | shift_degree | float64
47 | trafo | tap_side | object
48 | trafo | tap_neutral | int32
49 | trafo | tap_min | int32
50 | trafo | tap_max | int32
51 | trafo | tap_step_percent | float64
52 | trafo | tap_step_degree | float64
53 | trafo | tap_pos | int32
54 | trafo | tap_phase_shifter | bool
55 | trafo | parallel | uint32
56 | trafo | df | float64
57 | trafo | in_service | bool
58 | line_geodata | coords | object
59 | bus_geodata | x | float64
60 | bus_geodata | y | float64
61 | bus_geodata | coords | object

## parameters
| version | format_version | converged | OPF_converged | name | f_hz | sn_mva
0 | 2.14.6 | 2.14.0 | FALSE | FALSE |  | 50 | 1