## bus
| name | vn_kv | type | zone | in_service
0 | bus_LV_908-1_0_4_node_0 | 0.4 | n |  | TRUE
1 | bus_LV_908-1_0_4_node_1 | 0.4 | n |  | TRUE
2 | bus_LV_908-1_0_4_node_2 | 0.4 | n |  | TRUE
3 | bus_LV_908-1_0_4_node_38 | 0.4 | n |  | TRUE
4 | bus_LV_908-1_0_4_node_235 | 0.4 | n |  | TRUE
5 | bus_LV_908-1_0_4_node_250 | 0.4 | n |  | TRUE
6 | bus_LV_908-1_0_4_node_37 | 0.4 | n |  | TRUE
7 | bus_LV_908-1_0_4_node_34 | 0.4 | n |  | TRUE
8 | bus_LV_908-1_0_4_node_234 | 0.4 | n |  | TRUE
9 | bus_LV_908-1_0_4_node_31 | 0.4 | n |  | TRUE
10 | bus_LV_908-1_0_4_node_236 | 0.4 | n |  | TRUE
11 | bus_LV_908-1_0_4_node_14 | 0.4 | n |  | TRUE
12 | bus_LV_908-1_0_4_node_15 | 0.4 | n |  | TRUE
13 | bus_LV_908-1_0_4_node_16 | 0.4 | n |  | TRUE
14 | bus_LV_908-1_0_4_node_17 | 0.4 | n |  | TRUE
15 | bus_LV_908-1_0_4_node_20 | 0.4 | n |  | TRUE
16 | bus_LV_908-1_0_4_node_21 | 0.4 | n |  | TRUE
17 | bus_LV_908-1_0_4_node_320 | 0.4 | n |  | TRUE
18 | bus_LV_908-1_0_4_node_18 | 0.4 | n |  | TRUE
19 | bus_LV_908-1_0_4_node_19 | 0.4 | n |  | TRUE
20 | bus_LV_908-1_0_4_node_84 | 0.4 | n |  | TRUE
21 | bus_LV_908-1_0_4_node_305 | 0.4 | n |  | TRUE
22 | bus_LV_908-1_0_4_node_232 | 0.4 | n |  | TRUE
23 | bus_LV_908-1_0_4_node_154 | 0.4 | n |  | TRUE
24 | bus_LV_908-1_0_4_node_323 | 0.4 | n |  | TRUE
25 | bus_LV_908-1_0_4_node_22 | 0.4 | n |  | TRUE
26 | bus_LV_908-1_0_4_node_321 | 0.4 | n |  | TRUE
27 | bus_LV_908-1_0_4_node_322 | 0.4 | n |  | TRUE
28 | bus_LV_908-1_0_4_node_82 | 0.4 | n |  | TRUE
29 | bus_LV_908-1_0_4_node_306 | 0.4 | n |  | TRUE
30 | bus_LV_908-1_0_4_node_153 | 0.4 | n |  | TRUE
31 | bus_LV_908-1_0_4_node_325 | 0.4 | n |  | TRUE
32 | bus_LV_908-1_0_4_node_29 | 0.4 | n |  | TRUE
33 | bus_LV_908-1_0_4_node_30 | 0.4 | n |  | TRUE
34 | bus_LV_908-1_0_4_node_32 | 0.4 | n |  | TRUE
35 | bus_LV_908-1_0_4_node_33 | 0.4 | n |  | TRUE
36 | bus_LV_908-1_0_4_node_163 | 0.4 | n |  | TRUE
37 | bus_LV_908-1_0_4_node_35 | 0.4 | n |  | TRUE
38 | bus_LV_908-1_0_4_node_149 | 0.4 | n |  | TRUE
39 | bus_LV_908-1_0_4_node_145 | 0.4 | n |  | TRUE
40 | bus_LV_908-1_0_4_node_36 | 0.4 | n |  | TRUE
41 | bus_LV_908-1_0_4_node_237 | 0.4 | n |  | TRUE
42 | bus_LV_908-1_0_4_node_193 | 0.4 | n |  | TRUE
43 | bus_LV_908-1_0_4_node_117 | 0.4 | n |  | TRUE
44 | bus_LV_908-1_0_4_node_148 | 0.4 | n |  | TRUE
45 | bus_LV_908-1_0_4_node_196 | 0.4 | n |  | TRUE
46 | bus_LV_908-1_0_4_node_312 | 0.4 | n |  | TRUE
47 | bus_LV_908-1_0_4_node_146 | 0.4 | n |  | TRUE
48 | bus_LV_908-1_0_4_node_52 | 0.4 | n |  | TRUE
49 | bus_LV_908-1_0_4_node_53 | 0.4 | n |  | TRUE
50 | bus_LV_908-1_0_4_node_220 | 0.4 | n |  | TRUE
51 | bus_LV_908-1_0_4_node_54 | 0.4 | n |  | TRUE
52 | bus_LV_908-1_0_4_node_221 | 0.4 | n |  | TRUE
53 | bus_LV_908-1_0_4_node_278 | 0.4 | n |  | TRUE
54 | bus_LV_908-1_0_4_node_274 | 0.4 | n |  | TRUE
55 | bus_LV_908-1_0_4_node_319 | 0.4 | n |  | TRUE
56 | bus_LV_908-1_0_4_node_273 | 0.4 | n |  | TRUE
57 | bus_LV_908-1_0_4_node_55 | 0.4 | n |  | TRUE
58 | bus_LV_908-1_0_4_node_56 | 0.4 | n |  | TRUE
59 | bus_LV_908-1_0_4_node_57 | 0.4 | n |  | TRUE
60 | bus_LV_908-1_0_4_node_58 | 0.4 | n |  | TRUE
61 | bus_LV_908-1_0_4_node_194 | 0.4 | n |  | TRUE
62 | bus_LV_908-1_0_4_node_226 | 0.4 | n |  | TRUE
63 | bus_LV_908-1_0_4_node_224 | 0.4 | n |  | TRUE
64 | bus_LV_908-1_0_4_node_59 | 0.4 | n |  | TRUE
65 | bus_LV_908-1_0_4_node_130 | 0.4 | n |  | TRUE
66 | bus_LV_908-1_0_4_node_315 | 0.4 | n |  | TRUE
67 | bus_LV_908-1_0_4_node_195 | 0.4 | n |  | TRUE
68 | bus_LV_908-1_0_4_node_225 | 0.4 | n |  | TRUE
69 | bus_LV_908-1_0_4_node_115 | 0.4 | n |  | TRUE
70 | bus_LV_908-1_0_4_node_119 | 0.4 | n |  | TRUE
71 | bus_LV_908-1_0_4_node_129 | 0.4 | n |  | TRUE
72 | bus_LV_908-1_0_4_node_116 | 0.4 | n |  | TRUE
73 | bus_LV_908-1_0_4_node_144 | 0.4 | n |  | TRUE
74 | bus_LV_908-1_0_4_node_316 | 0.4 | n |  | TRUE
75 | bus_LV_908-1_0_4_node_65 | 0.4 | n |  | TRUE
76 | bus_LV_908-1_0_4_node_66 | 0.4 | n |  | TRUE
77 | bus_LV_908-1_0_4_node_67 | 0.4 | n |  | TRUE
78 | bus_LV_908-1_0_4_node_162 | 0.4 | n |  | TRUE
79 | bus_LV_908-1_0_4_node_156 | 0.4 | n |  | TRUE
80 | bus_LV_908-1_0_4_node_244 | 0.4 | n |  | TRUE
81 | bus_LV_908-1_0_4_node_245 | 0.4 | n |  | TRUE
82 | bus_LV_908-1_0_4_node_242 | 0.4 | n |  | TRUE
83 | bus_LV_908-1_0_4_node_83 | 0.4 | n |  | TRUE
84 | bus_LV_908-1_0_4_node_85 | 0.4 | n |  | TRUE
85 | bus_LV_908-1_0_4_node_86 | 0.4 | n |  | TRUE
86 | bus_LV_908-1_0_4_node_87 | 0.4 | n |  | TRUE
87 | bus_LV_908-1_0_4_node_88 | 0.4 | n |  | TRUE
88 | bus_LV_908-1_0_4_node_89 | 0.4 | n |  | TRUE
89 | bus_LV_908-1_0_4_node_90 | 0.4 | n |  | TRUE
90 | bus_LV_908-1_0_4_node_91 | 0.4 | n |  | TRUE
91 | bus_LV_908-1_0_4_node_92 | 0.4 | n |  | TRUE
92 | bus_LV_908-1_0_4_node_158 | 0.4 | n |  | TRUE
93 | bus_LV_908-1_0_4_node_178 | 0.4 | n |  | TRUE
94 | bus_LV_908-1_0_4_node_177 | 0.4 | n |  | TRUE
95 | bus_LV_908-1_0_4_node_140 | 0.4 | n |  | TRUE
96 | bus_LV_908-1_0_4_node_159 | 0.4 | n |  | TRUE
97 | bus_LV_908-1_0_4_node_248 | 0.4 | n |  | TRUE
98 | bus_LV_908-1_0_4_node_142 | 0.4 | n |  | TRUE
99 | bus_LV_908-1_0_4_node_138 | 0.4 | n |  | TRUE
100 | bus_LV_908-1_0_4_node_95 | 0.4 | n |  | TRUE
101 | bus_LV_908-1_0_4_node_96 | 0.4 | n |  | TRUE
102 | bus_LV_908-1_0_4_node_97 | 0.4 | n |  | TRUE
103 | bus_LV_908-1_0_4_node_98 | 0.4 | n |  | TRUE
104 | bus_LV_908-1_0_4_node_257 | 0.4 | n |  | TRUE
105 | bus_LV_908-1_0_4_node_317 | 0.4 | n |  | TRUE
106 | bus_LV_908-1_0_4_node_131 | 0.4 | n |  | TRUE
107 | bus_LV_908-1_0_4_node_288 | 0.4 | n |  | TRUE
108 | bus_LV_908-1_0_4_node_186 | 0.4 | n |  | TRUE
109 | bus_LV_908-1_0_4_node_182 | 0.4 | n |  | TRUE
110 | bus_LV_908-1_0_4_node_99 | 0.4 | n |  | TRUE
111 | bus_LV_908-1_0_4_node_100 | 0.4 | n |  | TRUE
112 | bus_LV_908-1_0_4_node_101 | 0.4 | n |  | TRUE
113 | bus_LV_908-1_0_4_node_102 | 0.4 | n |  | TRUE
114 | bus_LV_908-1_0_4_node_110 | 0.4 | n |  | TRUE
115 | bus_LV_908-1_0_4_node_111 | 0.4 | n |  | TRUE
116 | bus_LV_908-1_0_4_node_113 | 0.4 | n |  | TRUE
117 | bus_LV_908-1_0_4_node_132 | 0.4 | n |  | TRUE
118 | bus_LV_908-1_0_4_node_124 | 0.4 | n |  | TRUE
119 | bus_LV_908-1_0_4_node_167 | 0.4 | n |  | TRUE
120 | bus_LV_908-1_0_4_node_241 | 0.4 | n |  | TRUE
121 | bus_LV_908-1_0_4_node_114 | 0.4 | n |  | TRUE
122 | bus_LV_908-1_0_4_node_118 | 0.4 | n |  | TRUE
123 | bus_LV_908-1_0_4_node_166 | 0.4 | n |  | TRUE
124 | bus_LV_908-1_0_4_node_314 | 0.4 | n |  | TRUE
125 | bus_LV_908-1_0_4_node_168 | 0.4 | n |  | TRUE
126 | bus_LV_908-1_0_4_node_164 | 0.4 | n |  | TRUE
127 | bus_LV_908-1_0_4_node_266 | 0.4 | n |  | TRUE
128 | bus_LV_908-1_0_4_node_121 | 0.4 | n |  | TRUE
129 | bus_LV_908-1_0_4_node_122 | 0.4 | n |  | TRUE
130 | bus_LV_908-1_0_4_node_123 | 0.4 | n |  | TRUE
131 | bus_LV_908-1_0_4_node_126 | 0.4 | n |  | TRUE
132 | bus_LV_908-1_0_4_node_128 | 0.4 | n |  | TRUE
133 | bus_LV_908-1_0_4_node_127 | 0.4 | n |  | TRUE
134 | bus_LV_908-1_0_4_node_170 | 0.4 | n |  | TRUE
135 | bus_LV_908-1_0_4_node_137 | 0.4 | n |  | TRUE
136 | bus_LV_908-1_0_4_node_169 | 0.4 | n |  | TRUE
137 | bus_LV_908-1_0_4_node_135 | 0.4 | n |  | TRUE
138 | bus_LV_908-1_0_4_node_143 | 0.4 | n |  | TRUE
139 | bus_LV_908-1_0_4_node_174 | 0.4 | n |  | TRUE
140 | bus_LV_908-1_0_4_node_165 | 0.4 | n |  | TRUE
141 | bus_LV_908-1_0_4_node_136 | 0.4 | n |  | TRUE
142 | bus_LV_908-1_0_4_node_139 | 0.4 | n |  | TRUE
143 | bus_LV_908-1_0_4_node_141 | 0.4 | n |  | TRUE
144 | bus_LV_908-1_0_4_node_328 | 0.4 | n |  | TRUE
145 | bus_LV_908-1_0_4_node_155 | 0.4 | n |  | TRUE
146 | bus_LV_908-1_0_4_node_147 | 0.4 | n |  | TRUE
147 | bus_LV_908-1_0_4_node_157 | 0.4 | n |  | TRUE
148 | bus_LV_908-1_0_4_node_161 | 0.4 | n |  | TRUE
149 | bus_LV_908-1_0_4_node_197 | 0.4 | n |  | TRUE
150 | bus_LV_908-1_0_4_node_311 | 0.4 | n |  | TRUE
151 | bus_LV_908-1_0_4_node_301 | 0.4 | n |  | TRUE
152 | bus_LV_908-1_0_4_node_160 | 0.4 | n |  | TRUE
153 | bus_LV_908-1_0_4_node_281 | 0.4 | n |  | TRUE
154 | bus_LV_908-1_0_4_node_258 | 0.4 | n |  | TRUE
155 | bus_LV_908-1_0_4_node_282 | 0.4 | n |  | TRUE
156 | bus_LV_908-1_0_4_node_300 | 0.4 | n |  | TRUE
157 | bus_LV_908-1_0_4_node_173 | 0.4 | n |  | TRUE
158 | bus_LV_908-1_0_4_node_171 | 0.4 | n |  | TRUE
159 | bus_LV_908-1_0_4_node_172 | 0.4 | n |  | TRUE
160 | bus_LV_908-1_0_4_node_179 | 0.4 | n |  | TRUE
161 | bus_LV_908-1_0_4_node_180 | 0.4 | n |  | TRUE
162 | bus_LV_908-1_0_4_node_181 | 0.4 | n |  | TRUE
163 | bus_LV_908-1_0_4_node_183 | 0.4 | n |  | TRUE
164 | bus_LV_908-1_0_4_node_184 | 0.4 | n |  | TRUE
165 | bus_LV_908-1_0_4_node_283 | 0.4 | n |  | TRUE
166 | bus_LV_908-1_0_4_node_206 | 0.4 | n |  | TRUE
167 | bus_LV_908-1_0_4_node_284 | 0.4 | n |  | TRUE
168 | bus_LV_908-1_0_4_node_205 | 0.4 | n |  | TRUE
169 | bus_LV_908-1_0_4_node_198 | 0.4 | n |  | TRUE
170 | bus_LV_908-1_0_4_node_213 | 0.4 | n |  | TRUE
171 | bus_LV_908-1_0_4_node_211 | 0.4 | n |  | TRUE
172 | bus_LV_908-1_0_4_node_214 | 0.4 | n |  | TRUE
173 | bus_LV_908-1_0_4_node_280 | 0.4 | n |  | TRUE
174 | bus_LV_908-1_0_4_node_223 | 0.4 | n |  | TRUE
175 | bus_LV_908-1_0_4_node_227 | 0.4 | n |  | TRUE
176 | bus_LV_908-1_0_4_node_247 | 0.4 | n |  | TRUE
177 | bus_LV_908-1_0_4_node_327 | 0.4 | n |  | TRUE
178 | bus_LV_908-1_0_4_node_246 | 0.4 | n |  | TRUE
179 | bus_LV_908-1_0_4_node_249 | 0.4 | n |  | TRUE
180 | bus_LV_908-1_0_4_node_251 | 0.4 | n |  | TRUE
181 | bus_LV_908-1_0_4_node_318 | 0.4 | n |  | TRUE
182 | bus_LV_908-1_0_4_node_264 | 0.4 | n |  | TRUE
183 | bus_LV_908-1_0_4_node_265 | 0.4 | n |  | TRUE
184 | bus_LV_908-1_0_4_node_285 | 0.4 | n |  | TRUE
185 | bus_LV_908-1_0_4_node_313 | 0.4 | n |  | TRUE
186 | bus_MV_0_node_148 | 20 | n |  | TRUE

## load
| name | bus | p_mw | q_mvar | const_z_percent | const_i_percent | sn_mva | scaling | in_service | type
0 | LV_908-1_0_4_load_0 | 0 | 9.3975e-05 | 2.3552e-05 | 0 | 0 |  | 1 | TRUE | wye
1 | LV_908-1_0_4_load_1 | 1 | 0.00027798 | 6.9669e-05 | 0 | 0 |  | 1 | TRUE | wye
2 | LV_908-1_0_4_load_250 | 5 | 0.00027082 | 6.7874e-05 | 0 | 0 |  | 1 | TRUE | wye
3 | LV_908-1_0_4_load_234 | 8 | 6.9462e-05 | 1.7409e-05 | 0 | 0 |  | 1 | TRUE | wye
4 | LV_908-1_0_4_load_236 | 10 | 0.00018876 | 4.7307e-05 | 0 | 0 |  | 1 | TRUE | wye
5 | LV_908-1_0_4_load_14 | 11 | 4.9316e-05 | 1.236e-05 | 0 | 0 |  | 1 | TRUE | wye
6 | LV_908-1_0_4_load_20 | 15 | 4.7874e-05 | 1.1998e-05 | 0 | 0 |  | 1 | TRUE | wye
7 | LV_908-1_0_4_load_320 | 17 | 0.0010737 | 0.0002691 | 0 | 0 |  | 1 | TRUE | wye
8 | LV_908-1_0_4_load_84 | 20 | 0.000125 | 3.1327e-05 | 0 | 0 |  | 1 | TRUE | wye
9 | LV_908-1_0_4_load_305 | 21 | 8.0022e-05 | 2.0055e-05 | 0 | 0 |  | 1 | TRUE | wye
10 | LV_908-1_0_4_load_232 | 22 | 0.00017264 | 4.3267e-05 | 0 | 0 |  | 1 | TRUE | wye
11 | LV_908-1_0_4_load_154 | 23 | 0.00023514 | 5.893e-05 | 0 | 0 |  | 1 | TRUE | wye
12 | LV_908-1_0_4_load_323 | 24 | 0.0002054 | 5.1479e-05 | 0 | 0 |  | 1 | TRUE | wye
13 | LV_908-1_0_4_load_321 | 26 | 7.0734e-05 | 1.7727e-05 | 0 | 0 |  | 1 | TRUE | wye
14 | LV_908-1_0_4_load_82 | 28 | 0.00054031 | 0.00013542 | 0 | 0 |  | 1 | TRUE | wye
15 | LV_908-1_0_4_load_306 | 29 | 0.00023676 | 5.9337e-05 | 0 | 0 |  | 1 | TRUE | wye
16 | LV_908-1_0_4_load_325 | 31 | 0.00038016 | 9.5278e-05 | 0 | 0 |  | 1 | TRUE | wye
17 | LV_908-1_0_4_load_29 | 32 | 0.0042776 | 0.0010721 | 0 | 0 |  | 1 | TRUE | wye
18 | LV_908-1_0_4_load_32 | 34 | 0.00042058 | 0.00010541 | 0 | 0 |  | 1 | TRUE | wye
19 | LV_908-1_0_4_load_33 | 35 | 0.00066829 | 0.00016749 | 0 | 0 |  | 1 | TRUE | wye
20 | LV_908-1_0_4_load_145 | 39 | 0.00046107 | 0.00011556 | 0 | 0 |  | 1 | TRUE | wye
21 | LV_908-1_0_4_load_237 | 41 | 0.00043104 | 0.00010803 | 0 | 0 |  | 1 | TRUE | wye
22 | LV_908-1_0_4_load_193 | 42 | 0.00054741 | 0.00013719 | 0 | 0 |  | 1 | TRUE | wye
23 | LV_908-1_0_4_load_196 | 45 | 9.7543e-05 | 2.4446e-05 | 0 | 0 |  | 1 | TRUE | wye
24 | LV_908-1_0_4_load_312 | 46 | 0.0023806 | 0.00059663 | 0 | 0 |  | 1 | TRUE | wye
25 | LV_908-1_0_4_load_146 | 47 | 0.00030661 | 7.6844e-05 | 0 | 0 |  | 1 | TRUE | wye
26 | LV_908-1_0_4_load_52 | 48 | 0.00024548 | 6.1524e-05 | 0 | 0 |  | 1 | TRUE | wye
27 | LV_908-1_0_4_load_53 | 49 | 0.00054737 | 0.00013718 | 0 | 0 |  | 1 | TRUE | wye
28 | LV_908-1_0_4_load_220 | 50 | 0.0003277 | 8.213e-05 | 0 | 0 |  | 1 | TRUE | wye
29 | LV_908-1_0_4_load_221 | 52 | 6.6599e-05 | 1.6691e-05 | 0 | 0 |  | 1 | TRUE | wye
30 | LV_908-1_0_4_load_274 | 54 | 0.0001075 | 2.6942e-05 | 0 | 0 |  | 1 | TRUE | wye
31 | LV_908-1_0_4_load_319 | 55 | 0.00025686 | 6.4374e-05 | 0 | 0 |  | 1 | TRUE | wye
32 | LV_908-1_0_4_load_273 | 56 | 0.00011659 | 2.9221e-05 | 0 | 0 |  | 1 | TRUE | wye
33 | LV_908-1_0_4_load_55 | 57 | 0.0017953 | 0.00044995 | 0 | 0 |  | 1 | TRUE | wye
34 | LV_908-1_0_4_load_57 | 59 | 0.00038485 | 9.6453e-05 | 0 | 0 |  | 1 | TRUE | wye
35 | LV_908-1_0_4_load_226 | 62 | 0.00051159 | 0.00012822 | 0 | 0 |  | 1 | TRUE | wye
36 | LV_908-1_0_4_load_224 | 63 | 0.0014304 | 0.0003585 | 0 | 0 |  | 1 | TRUE | wye
37 | LV_908-1_0_4_load_315 | 66 | 0.0026804 | 0.00067178 | 0 | 0 |  | 1 | TRUE | wye
38 | LV_908-1_0_4_load_115 | 69 | 0.0015395 | 0.00038583 | 0 | 0 |  | 1 | TRUE | wye
39 | LV_908-1_0_4_load_129 | 71 | 0.00069918 | 0.00017523 | 0 | 0 |  | 1 | TRUE | wye
40 | LV_908-1_0_4_load_144 | 73 | 0.00080842 | 0.00020261 | 0 | 0 |  | 1 | TRUE | wye
41 | LV_908-1_0_4_load_316 | 74 | 0.0016777 | 0.00042046 | 0 | 0 |  | 1 | TRUE | wye
42 | LV_908-1_0_4_load_65 | 75 | 7.0309e-05 | 1.7621e-05 | 0 | 0 |  | 1 | TRUE | wye
43 | LV_908-1_0_4_load_67 | 77 | 0.00050852 | 0.00012745 | 0 | 0 |  | 1 | TRUE | wye
44 | LV_908-1_0_4_load_162 | 78 | 7.2997e-05 | 1.8295e-05 | 0 | 0 |  | 1 | TRUE | wye
45 | LV_908-1_0_4_load_245 | 81 | 0.0032327 | 0.00081019 | 0 | 0 |  | 1 | TRUE | wye
46 | LV_908-1_0_4_load_242 | 82 | 0.00039406 | 9.8761e-05 | 0 | 0 |  | 1 | TRUE | wye
47 | LV_908-1_0_4_load_83 | 83 | 4.7525e-05 | 1.1911e-05 | 0 | 0 |  | 1 | TRUE | wye
48 | LV_908-1_0_4_load_85 | 84 | 9.576e-05 | 2.4e-05 | 0 | 0 |  | 1 | TRUE | wye
49 | LV_908-1_0_4_load_86 | 85 | 0.00056365 | 0.00014126 | 0 | 0 |  | 1 | TRUE | wye
50 | LV_908-1_0_4_load_87 | 86 | 0.00010931 | 2.7395e-05 | 0 | 0 |  | 1 | TRUE | wye
51 | LV_908-1_0_4_load_88 | 87 | 6.396e-05 | 1.603e-05 | 0 | 0 |  | 1 | TRUE | wye
52 | LV_908-1_0_4_load_90 | 89 | 0.00010083 | 2.527e-05 | 0 | 0 |  | 1 | TRUE | wye
53 | LV_908-1_0_4_load_92 | 91 | 0.00011859 | 2.9722e-05 | 0 | 0 |  | 1 | TRUE | wye
54 | LV_908-1_0_4_load_158 | 92 | 0.00085808 | 0.00021506 | 0 | 0 |  | 1 | TRUE | wye
55 | LV_908-1_0_4_load_178 | 93 | 0.00013894 | 3.4821e-05 | 0 | 0 |  | 1 | TRUE | wye
56 | LV_908-1_0_4_load_177 | 94 | 0.0001313 | 3.2908e-05 | 0 | 0 |  | 1 | TRUE | wye
57 | LV_908-1_0_4_load_159 | 96 | 7.6134e-05 | 1.9081e-05 | 0 | 0 |  | 1 | TRUE | wye
58 | LV_908-1_0_4_load_138 | 99 | 0.00080061 | 0.00020065 | 0 | 0 |  | 1 | TRUE | wye
59 | LV_908-1_0_4_load_95 | 100 | 0.00061985 | 0.00015535 | 0 | 0 |  | 1 | TRUE | wye
60 | LV_908-1_0_4_load_97 | 102 | 0.0003425 | 8.5838e-05 | 0 | 0 |  | 1 | TRUE | wye
61 | LV_908-1_0_4_load_317 | 105 | 0.00054903 | 0.0001376 | 0 | 0 |  | 1 | TRUE | wye
62 | LV_908-1_0_4_load_288 | 107 | 8.4292e-05 | 2.1126e-05 | 0 | 0 |  | 1 | TRUE | wye
63 | LV_908-1_0_4_load_182 | 109 | 0.00078714 | 0.00019728 | 0 | 0 |  | 1 | TRUE | wye
64 | LV_908-1_0_4_load_99 | 110 | 0.00063577 | 0.00015934 | 0 | 0 |  | 1 | TRUE | wye
65 | LV_908-1_0_4_load_101 | 112 | 0.0034169 | 0.00085635 | 0 | 0 |  | 1 | TRUE | wye
66 | LV_908-1_0_4_load_102 | 113 | 0.00058033 | 0.00014544 | 0 | 0 |  | 1 | TRUE | wye
67 | LV_908-1_0_4_load_110 | 114 | 0.0004016 | 0.00010065 | 0 | 0 |  | 1 | TRUE | wye
68 | LV_908-1_0_4_load_124 | 118 | 8.5125e-05 | 2.1334e-05 | 0 | 0 |  | 1 | TRUE | wye
69 | LV_908-1_0_4_load_241 | 120 | 0.00014878 | 3.7288e-05 | 0 | 0 |  | 1 | TRUE | wye
70 | LV_908-1_0_4_load_114 | 121 | 0.0018138 | 0.00045459 | 0 | 0 |  | 1 | TRUE | wye
71 | LV_908-1_0_4_load_314 | 124 | 0.0011104 | 0.0002783 | 0 | 0 |  | 1 | TRUE | wye
72 | LV_908-1_0_4_load_168 | 125 | 7.3012e-05 | 1.8298e-05 | 0 | 0 |  | 1 | TRUE | wye
73 | LV_908-1_0_4_load_164 | 126 | 0.00031787 | 7.9665e-05 | 0 | 0 |  | 1 | TRUE | wye
74 | LV_908-1_0_4_load_266 | 127 | 0.00099382 | 0.00024908 | 0 | 0 |  | 1 | TRUE | wye
75 | LV_908-1_0_4_load_121 | 128 | 0.00010334 | 2.5899e-05 | 0 | 0 |  | 1 | TRUE | wye
76 | LV_908-1_0_4_load_126 | 131 | 8.3455e-05 | 2.0916e-05 | 0 | 0 |  | 1 | TRUE | wye
77 | LV_908-1_0_4_load_170 | 134 | 0.00013753 | 3.4468e-05 | 0 | 0 |  | 1 | TRUE | wye
78 | LV_908-1_0_4_load_137 | 135 | 8.7376e-05 | 2.1898e-05 | 0 | 0 |  | 1 | TRUE | wye
79 | LV_908-1_0_4_load_169 | 136 | 9.9723e-05 | 2.4993e-05 | 0 | 0 |  | 1 | TRUE | wye
80 | LV_908-1_0_4_load_135 | 137 | 0.00010786 | 2.7031e-05 | 0 | 0 |  | 1 | TRUE | wye
81 | LV_908-1_0_4_load_143 | 138 | 0.00080705 | 0.00020227 | 0 | 0 |  | 1 | TRUE | wye
82 | LV_908-1_0_4_load_174 | 139 | 0.00010319 | 2.5863e-05 | 0 | 0 |  | 1 | TRUE | wye
83 | LV_908-1_0_4_load_165 | 140 | 0.00034303 | 8.5971e-05 | 0 | 0 |  | 1 | TRUE | wye
84 | LV_908-1_0_4_load_136 | 141 | 0.00029555 | 7.4072e-05 | 0 | 0 |  | 1 | TRUE | wye
85 | LV_908-1_0_4_load_139 | 142 | 6.0911e-05 | 1.5266e-05 | 0 | 0 |  | 1 | TRUE | wye
86 | LV_908-1_0_4_load_141 | 143 | 0.00018201 | 4.5616e-05 | 0 | 0 |  | 1 | TRUE | wye
87 | LV_908-1_0_4_load_328 | 144 | 0.00017909 | 4.4884e-05 | 0 | 0 |  | 1 | TRUE | wye
88 | LV_908-1_0_4_load_147 | 146 | 0.00098758 | 0.00024751 | 0 | 0 |  | 1 | TRUE | wye
89 | LV_908-1_0_4_load_157 | 147 | 0.00023043 | 5.7752e-05 | 0 | 0 |  | 1 | TRUE | wye
90 | LV_908-1_0_4_load_197 | 149 | 0.00076272 | 0.00019116 | 0 | 0 |  | 1 | TRUE | wye
91 | LV_908-1_0_4_load_311 | 150 | 0.00052591 | 0.00013181 | 0 | 0 |  | 1 | TRUE | wye
92 | LV_908-1_0_4_load_301 | 151 | 4.7639e-05 | 1.194e-05 | 0 | 0 |  | 1 | TRUE | wye
93 | LV_908-1_0_4_load_258 | 154 | 0.0002584 | 6.476e-05 | 0 | 0 |  | 1 | TRUE | wye
94 | LV_908-1_0_4_load_300 | 156 | 0.00025637 | 6.4252e-05 | 0 | 0 |  | 1 | TRUE | wye
95 | LV_908-1_0_4_load_173 | 157 | 0.00027448 | 6.8791e-05 | 0 | 0 |  | 1 | TRUE | wye
96 | LV_908-1_0_4_load_171 | 158 | 0.0010604 | 0.00026576 | 0 | 0 |  | 1 | TRUE | wye
97 | LV_908-1_0_4_load_172 | 159 | 0.0010178 | 0.00025507 | 0 | 0 |  | 1 | TRUE | wye
98 | LV_908-1_0_4_load_179 | 160 | 0.00040736 | 0.00010209 | 0 | 0 |  | 1 | TRUE | wye
99 | LV_908-1_0_4_load_180 | 161 | 0.00031067 | 7.7862e-05 | 0 | 0 |  | 1 | TRUE | wye
100 | LV_908-1_0_4_load_283 | 165 | 0.00018735 | 4.6954e-05 | 0 | 0 |  | 1 | TRUE | wye
101 | LV_908-1_0_4_load_206 | 166 | 0.0020729 | 0.00051951 | 0 | 0 |  | 1 | TRUE | wye
102 | LV_908-1_0_4_load_284 | 167 | 6.7244e-05 | 1.6853e-05 | 0 | 0 |  | 1 | TRUE | wye
103 | LV_908-1_0_4_load_205 | 168 | 0.00068067 | 0.00017059 | 0 | 0 |  | 1 | TRUE | wye
104 | LV_908-1_0_4_load_198 | 169 | 0.0003105 | 7.7819e-05 | 0 | 0 |  | 1 | TRUE | wye
105 | LV_908-1_0_4_load_211 | 171 | 0.00021353 | 5.3514e-05 | 0 | 0 |  | 1 | TRUE | wye
106 | LV_908-1_0_4_load_214 | 172 | 0.00033997 | 8.5203e-05 | 0 | 0 |  | 1 | TRUE | wye
107 | LV_908-1_0_4_load_280 | 173 | 0.00053194 | 0.00013332 | 0 | 0 |  | 1 | TRUE | wye
108 | LV_908-1_0_4_load_223 | 174 | 8.7338e-05 | 2.1889e-05 | 0 | 0 |  | 1 | TRUE | wye
109 | LV_908-1_0_4_load_227 | 175 | 0.00077442 | 0.00019409 | 0 | 0 |  | 1 | TRUE | wye
110 | LV_908-1_0_4_load_327 | 177 | 0.0001235 | 3.0951e-05 | 0 | 0 |  | 1 | TRUE | wye
111 | LV_908-1_0_4_load_246 | 178 | 0.00015567 | 3.9016e-05 | 0 | 0 |  | 1 | TRUE | wye
112 | LV_908-1_0_4_load_249 | 179 | 0.00042081 | 0.00010547 | 0 | 0 |  | 1 | TRUE | wye
113 | LV_908-1_0_4_load_318 | 181 | 0.0001091 | 2.7343e-05 | 0 | 0 |  | 1 | TRUE | wye
114 | LV_908-1_0_4_load_264 | 182 | 0.00084528 | 0.00021185 | 0 | 0 |  | 1 | TRUE | wye
115 | LV_908-1_0_4_load_265 | 183 | 0.0013966 | 0.00035003 | 0 | 0 |  | 1 | TRUE | wye
116 | LV_908-1_0_4_load_285 | 184 | 0.00058518 | 0.00014666 | 0 | 0 |  | 1 | TRUE | wye
117 | LV_908-1_0_4_load_313 | 185 | 0.0013426 | 0.00033648 | 0 | 0 |  | 1 | TRUE | wye

## ext_grid
| name | bus | vm_pu | va_degree | slack_weight | in_service
0 |  | 44 | 1 | 0 | 1 | TRUE

## line
| name | std_type | from_bus | to_bus | length_km | r_ohm_per_km | x_ohm_per_km | c_nf_per_km | g_us_per_km | max_i_ka | df | parallel | type | in_service
0 | LV_908-1_0_4_line_0 | NAYY 4x150 SE | 0 | 1 | 0.014605 | 0.208 | 0.08 | 261 | 0 | 0.27 | 1 | 1 | cs | TRUE
1 | LV_908-1_0_4_line_1 | NAYY 4x150 SE | 1 | 2 | 0.0039902 | 0.208 | 0.08 | 261 | 0 | 0.27 | 1 | 1 | cs | TRUE
2 | LV_908-1_0_4_line_2 | NAYY 4x150 SE | 2 | 3 | 0.016172 | 0.208 | 0.08 | 261 | 0 | 0.27 | 1 | 1 | cs | TRUE
3 | LV_908-1_0_4_line_3 | NAYY 4x150 SE | 3 | 8 | 0.055119 | 0.208 | 0.08 | 261 | 0 | 0.27 | 1 | 3 | cs | TRUE
4 | LV_908-1_0_4_line_4 | NAYY 4x150 SE | 3 | 6 | 0.0096049 | 0.208 | 0.08 | 261 | 0 | 0.27 | 1 | 3 | cs | TRUE
5 | LV_908-1_0_4_line_5 | NAYY 4x150 SE | 4 | 5 | 0.022388 | 0.208 | 0.08 | 261 | 0 | 0.27 | 1 | 3 | cs | TRUE
6 | LV_908-1_0_4_line_6 | NAYY 4x150 SE | 4 | 6 | 0.22605 | 0.208 | 0.08 | 261 | 0 | 0.27 | 1 | 3 | cs | TRUE
7 | LV_908-1_0_4_line_7 | NAYY 4x150 SE | 5 | 176 | 0.038535 | 0.208 | 0.08 | 261 | 0 | 0.27 | 1 | 3 | cs | TRUE
8 | LV_908-1_0_4_line_8 | NAYY 4x150 SE | 6 | 10 | 0.026359 | 0.208 | 0.08 | 261 | 0 | 0.27 | 1 | 1 | cs | TRUE
9 | LV_908-1_0_4_line_9 | NAYY 4x150 SE | 7 | 8 | 0.047026 | 0.208 | 0.08 | 261 | 0 | 0.27 | 1 | 3 | cs | TRUE
10 | LV_908-1_0_4_line_10 | NAYY 4x150 SE | 7 | 9 | 0.10556 | 0.208 | 0.08 | 261 | 0 | 0.27 | 1 | 3 | cs | TRUE
11 | LV_908-1_0_4_line_11 | NAYY 4x150 SE | 9 | 32 | 0.057296 | 0.208 | 0.08 | 261 | 0 | 0.27 | 1 | 3 | cs | TRUE
12 | LV_908-1_0_4_line_12 | NAYY 4x150 SE | 10 | 40 | 0.0081944 | 0.208 | 0.08 | 261 | 0 | 0.27 | 1 | 1 | cs | TRUE
13 | LV_908-1_0_4_line_13 | NAYY 4x150 SE | 11 | 12 | 0.043848 | 0.208 | 0.08 | 261 | 0 | 0.27 | 1 | 1 | cs | TRUE
14 | LV_908-1_0_4_line_14 | NAYY 4x150 SE | 11 | 13 | 0.067126 | 0.208 | 0.08 | 261 | 0 | 0.27 | 1 | 1 | cs | TRUE
15 | LV_908-1_0_4_line_15 | NAYY 4x150 SE | 12 | 14 | 0.054857 | 0.208 | 0.08 | 261 | 0 | 0.27 | 1 | 1 | cs | TRUE
16 | LV_908-1_0_4_line_16 | NAYY 4x150 SE | 13 | 15 | 0.013391 | 0.208 | 0.08 | 261 | 0 | 0.27 | 1 | 1 | cs | TRUE
17 | LV_908-1_0_4_line_17 | NAYY 4x150 SE | 13 | 16 | 0.2256 | 0.208 | 0.08 | 261 | 0 | 0.27 | 1 | 1 | cs | TRUE
18 | LV_908-1_0_4_line_18 | NAYY 4x150 SE | 14 | 17 | 0.003943 | 0.208 | 0.08 | 261 | 0 | 0.27 | 1 | 1 | cs | TRUE
19 | LV_908-1_0_4_line_19 | NAYY 4x150 SE | 15 | 22 | 0.027589 | 0.208 | 0.08 | 261 | 0 | 0.27 | 1 | 1 | cs | TRUE
20 | LV_908-1_0_4_line_20 | NAYY 4x150 SE | 16 | 24 | 0.11559 | 0.208 | 0.08 | 261 | 0 | 0.27 | 1 | 1 | cs | TRUE
21 | LV_908-1_0_4_line_21 | NAYY 4x150 SE | 16 | 25 | 0.25467 | 0.208 | 0.08 | 261 | 0 | 0.27 | 1 | 1 | cs | TRUE
22 | LV_908-1_0_4_line_22 | NAYY 4x150 SE | 18 | 19 | 0.30191 | 0.208 | 0.08 | 261 | 0 | 0.27 | 1 | 1 | cs | TRUE
23 | LV_908-1_0_4_line_23 | NAYY 4x150 SE | 18 | 20 | 0.00028609 | 0.208 | 0.08 | 261 | 0 | 0.27 | 1 | 1 | cs | TRUE
24 | LV_908-1_0_4_line_24 | NAYY 4x150 SE | 18 | 21 | 0.04462 | 0.208 | 0.08 | 261 | 0 | 0.27 | 1 | 1 | cs | TRUE
25 | LV_908-1_0_4_line_25 | NAYY 4x150 SE | 19 | 22 | 0.19001 | 0.208 | 0.08 | 261 | 0 | 0.27 | 1 | 1 | cs | TRUE
26 | LV_908-1_0_4_line_26 | NAYY 4x150 SE | 19 | 23 | 0.063269 | 0.208 | 0.08 | 261 | 0 | 0.27 | 1 | 1 | cs | TRUE
27 | LV_908-1_0_4_line_27 | NAYY 4x150 SE | 20 | 28 | 0.035921 | 0.208 | 0.08 | 261 | 0 | 0.27 | 1 | 1 | cs | TRUE
28 | LV_908-1_0_4_line_28 | NAYY 4x150 SE | 21 | 29 | 0.02838 | 0.208 | 0.08 | 261 | 0 | 0.27 | 1 | 1 | cs | TRUE
29 | LV_908-1_0_4_line_29 | NAYY 4x150 SE | 23 | 30 | 0.07444 | 0.208 | 0.08 | 261 | 0 | 0.27 | 1 | 1 | cs | TRUE
30 | LV_908-1_0_4_line_30 | NAYY 4x150 SE | 25 | 26 | 0.009515 | 0.208 | 0.08 | 261 | 0 | 0.27 | 1 | 1 | cs | TRUE
31 | LV_908-1_0_4_line_31 | NAYY 4x150 SE | 25 | 27 | 0.048774 | 0.208 | 0.08 | 261 | 0 | 0.27 | 1 | 1 | cs | TRUE
32 | LV_908-1_0_4_line_32 | NAYY 4x150 SE | 27 | 31 | 0.005597 | 0.208 | 0.08 | 261 | 0 | 0.27 | 1 | 1 | cs | TRUE
33 | LV_908-1_0_4_line_33 | NAYY 4x150 SE | 28 | 83 | 0.021308 | 0.208 | 0.08 | 261 | 0 | 0.27 | 1 | 1 | cs | TRUE
34 | LV_908-1_0_4_line_34 | NAYY 4x150 SE | 30 | 145 | 0.09817 | 0.208 | 0.08 | 261 | 0 | 0.27 | 1 | 1 | cs | TRUE
35 | LV_908-1_0_4_line_35 | NAYY 4x150 SE | 30 | 143 | 0.16354 | 0.208 | 0.08 | 261 | 0 | 0.27 | 1 | 1 | cs | TRUE
36 | LV_908-1_0_4_line_36 | NAYY 4x150 SE | 32 | 33 | 0.010231 | 0.208 | 0.08 | 261 | 0 | 0.27 | 1 | 3 | cs | TRUE
37 | LV_908-1_0_4_line_37 | NAYY 4x150 SE | 33 | 34 | 0.019162 | 0.208 | 0.08 | 261 | 0 | 0.27 | 1 | 3 | cs | TRUE
38 | LV_908-1_0_4_line_38 | NAYY 4x150 SE | 33 | 35 | 0.25003 | 0.208 | 0.08 | 261 | 0 | 0.27 | 1 | 1 | cs | TRUE
39 | LV_908-1_0_4_line_39 | NAYY 4x150 SE | 34 | 36 | 0.13556 | 0.208 | 0.08 | 261 | 0 | 0.27 | 1 | 3 | cs | TRUE
40 | LV_908-1_0_4_line_40 | NAYY 4x150 SE | 36 | 42 | 0.13344 | 0.208 | 0.08 | 261 | 0 | 0.27 | 1 | 1 | cs | TRUE
41 | LV_908-1_0_4_line_41 | NAYY 4x150 SE | 36 | 43 | 0.013334 | 0.208 | 0.08 | 261 | 0 | 0.27 | 1 | 3 | cs | TRUE
42 | LV_908-1_0_4_line_42 | NAYY 4x150 SE | 37 | 38 | 0.047562 | 0.208 | 0.08 | 261 | 0 | 0.27 | 1 | 3 | cs | TRUE
43 | LV_908-1_0_4_line_43 | NAYY 4x150 SE | 37 | 39 | 0.14653 | 0.208 | 0.08 | 261 | 0 | 0.27 | 1 | 3 | cs | TRUE
44 | LV_908-1_0_4_line_44 | NAYY 4x150 SE | 38 | 46 | 0.011635 | 0.208 | 0.08 | 261 | 0 | 0.27 | 1 | 1 | cs | TRUE
45 | LV_908-1_0_4_line_45 | NAYY 4x150 SE | 38 | 44 | 0.013452 | 0.208 | 0.08 | 261 | 0 | 0.27 | 1 | 3 | cs | TRUE
46 | LV_908-1_0_4_line_46 | NAYY 4x150 SE | 39 | 47 | 0.034035 | 0.208 | 0.08 | 261 | 0 | 0.27 | 1 | 3 | cs | TRUE
47 | LV_908-1_0_4_line_47 | NAYY 4x150 SE | 40 | 41 | 0.01228 | 0.208 | 0.08 | 261 | 0 | 0.27 | 1 | 1 | cs | TRUE
48 | LV_908-1_0_4_line_48 | NAYY 4x150 SE | 42 | 61 | 0.34168 | 0.208 | 0.08 | 261 | 0 | 0.27 | 1 | 1 | cs | TRUE
49 | LV_908-1_0_4_line_49 | NAYY 4x150 SE | 43 | 65 | 0.13524 | 0.208 | 0.08 | 261 | 0 | 0.27 | 1 | 1 | cs | TRUE
50 | LV_908-1_0_4_line_50 | NAYY 4x150 SE | 43 | 69 | 0.012977 | 0.208 | 0.08 | 261 | 0 | 0.27 | 1 | 3 | cs | TRUE
51 | LV_908-1_0_4_line_51 | NAYY 4x150 SE | 44 | 45 | 0.48717 | 0.208 | 0.08 | 261 | 0 | 0.27 | 1 | 1 | cs | TRUE
52 | LV_908-1_0_4_line_52 | NAYY 4x150 SE | 45 | 149 | 0.037033 | 0.208 | 0.08 | 261 | 0 | 0.27 | 1 | 1 | cs | TRUE
53 | LV_908-1_0_4_line_53 | NAYY 4x150 SE | 46 | 150 | 0.012247 | 0.208 | 0.08 | 261 | 0 | 0.27 | 1 | 1 | cs | TRUE
54 | LV_908-1_0_4_line_54 | NAYY 4x150 SE | 47 | 146 | 0.016105 | 0.208 | 0.08 | 261 | 0 | 0.27 | 1 | 3 | cs | TRUE
55 | LV_908-1_0_4_line_55 | NAYY 4x150 SE | 48 | 49 | 0.0062342 | 0.208 | 0.08 | 261 | 0 | 0.27 | 1 | 1 | cs | TRUE
56 | LV_908-1_0_4_line_56 | NAYY 4x150 SE | 48 | 50 | 0.44971 | 0.208 | 0.08 | 261 | 0 | 0.27 | 1 | 1 | cs | TRUE
57 | LV_908-1_0_4_line_57 | NAYY 4x150 SE | 49 | 51 | 0.020376 | 0.208 | 0.08 | 261 | 0 | 0.27 | 1 | 1 | cs | TRUE
58 | LV_908-1_0_4_line_58 | NAYY 4x150 SE | 50 | 52 | 0.11825 | 0.208 | 0.08 | 261 | 0 | 0.27 | 1 | 1 | cs | TRUE
59 | LV_908-1_0_4_line_59 | NAYY 4x150 SE | 51 | 53 | 0.15748 | 0.208 | 0.08 | 261 | 0 | 0.27 | 1 | 1 | cs | TRUE
60 | LV_908-1_0_4_line_60 | NAYY 4x150 SE | 51 | 54 | 0.016887 | 0.208 | 0.08 | 261 | 0 | 0.27 | 1 | 1 | cs | TRUE
61 | LV_908-1_0_4_line_61 | NAYY 4x150 SE | 52 | 103 | 0.029008 | 0.208 | 0.08 | 261 | 0 | 0.27 | 1 | 1 | cs | TRUE
62 | LV_908-1_0_4_line_62 | NAYY 4x150 SE | 53 | 55 | 0.11761 | 0.208 | 0.08 | 261 | 0 | 0.27 | 1 | 1 | cs | TRUE
63 | LV_908-1_0_4_line_63 | NAYY 4x150 SE | 54 | 56 | 0.096895 | 0.208 | 0.08 | 261 | 0 | 0.27 | 1 | 1 | cs | TRUE
64 | LV_908-1_0_4_line_64 | NAYY 4x150 SE | 55 | 174 | 0.33112 | 0.208 | 0.08 | 261 | 0 | 0.27 | 1 | 1 | cs | TRUE
65 | LV_908-1_0_4_line_65 | NAYY 4x150 SE | 57 | 58 | 0.011591 | 0.208 | 0.08 | 261 | 0 | 0.27 | 1 | 1 | cs | TRUE
66 | LV_908-1_0_4_line_66 | NAYY 4x150 SE | 58 | 59 | 0.021252 | 0.208 | 0.08 | 261 | 0 | 0.27 | 1 | 1 | cs | TRUE
67 | LV_908-1_0_4_line_67 | NAYY 4x150 SE | 58 | 60 | 0.067156 | 0.208 | 0.08 | 261 | 0 | 0.27 | 1 | 1 | cs | TRUE
68 | LV_908-1_0_4_line_68 | NAYY 4x150 SE | 59 | 61 | 0.17759 | 0.208 | 0.08 | 261 | 0 | 0.27 | 1 | 1 | cs | TRUE
69 | LV_908-1_0_4_line_69 | NAYY 4x150 SE | 60 | 62 | 0.057656 | 0.208 | 0.08 | 261 | 0 | 0.27 | 1 | 1 | cs | TRUE
70 | LV_908-1_0_4_line_70 | NAYY 4x150 SE | 60 | 63 | 0.015419 | 0.208 | 0.08 | 261 | 0 | 0.27 | 1 | 1 | cs | TRUE
71 | LV_908-1_0_4_line_71 | NAYY 4x150 SE | 61 | 67 | 0.20147 | 0.208 | 0.08 | 261 | 0 | 0.27 | 1 | 1 | cs | TRUE
72 | LV_908-1_0_4_line_72 | NAYY 4x150 SE | 63 | 68 | 0.084076 | 0.208 | 0.08 | 261 | 0 | 0.27 | 1 | 1 | cs | TRUE
73 | LV_908-1_0_4_line_73 | NAYY 4x150 SE | 64 | 65 | 0.1431 | 0.208 | 0.08 | 261 | 0 | 0.27 | 1 | 1 | cs | TRUE
74 | LV_908-1_0_4_line_74 | NAYY 4x150 SE | 64 | 66 | 0.034541 | 0.208 | 0.08 | 261 | 0 | 0.27 | 1 | 1 | cs | TRUE
75 | LV_908-1_0_4_line_75 | NAYY 4x150 SE | 65 | 73 | 0.081267 | 0.208 | 0.08 | 261 | 0 | 0.27 | 1 | 1 | cs | TRUE
76 | LV_908-1_0_4_line_76 | NAYY 4x150 SE | 66 | 74 | 0.022805 | 0.208 | 0.08 | 261 | 0 | 0.27 | 1 | 1 | cs | TRUE
77 | LV_908-1_0_4_line_77 | NAYY 4x150 SE | 67 | 113 | 0.03999 | 0.208 | 0.08 | 261 | 0 | 0.27 | 1 | 1 | cs | TRUE
78 | LV_908-1_0_4_line_78 | NAYY 4x150 SE | 68 | 175 | 0.004242 | 0.208 | 0.08 | 261 | 0 | 0.27 | 1 | 1 | cs | TRUE
79 | LV_908-1_0_4_line_79 | NAYY 4x150 SE | 69 | 121 | 0.075796 | 0.208 | 0.08 | 261 | 0 | 0.27 | 1 | 3 | cs | TRUE
80 | LV_908-1_0_4_line_80 | NAYY 4x150 SE | 70 | 71 | 0.0043563 | 0.208 | 0.08 | 261 | 0 | 0.27 | 1 | 1 | cs | TRUE
81 | LV_908-1_0_4_line_81 | NAYY 4x150 SE | 70 | 72 | 0.019018 | 0.208 | 0.08 | 261 | 0 | 0.27 | 1 | 1 | cs | TRUE
82 | LV_908-1_0_4_line_82 | NAYY 4x150 SE | 72 | 122 | 0.072594 | 0.208 | 0.08 | 261 | 0 | 0.27 | 1 | 3 | cs | TRUE
83 | LV_908-1_0_4_line_83 | NAYY 4x150 SE | 72 | 121 | 0.026507 | 0.208 | 0.08 | 261 | 0 | 0.27 | 1 | 3 | cs | TRUE
84 | LV_908-1_0_4_line_84 | NAYY 4x150 SE | 73 | 138 | 0.042528 | 0.208 | 0.08 | 261 | 0 | 0.27 | 1 | 1 | cs | TRUE
85 | LV_908-1_0_4_line_85 | NAYY 4x150 SE | 75 | 76 | 0.01043 | 0.208 | 0.08 | 261 | 0 | 0.27 | 1 | 1 | cs | TRUE
86 | LV_908-1_0_4_line_86 | NAYY 4x150 SE | 76 | 77 | 0.0028045 | 0.208 | 0.08 | 261 | 0 | 0.27 | 1 | 1 | cs | TRUE
87 | LV_908-1_0_4_line_87 | NAYY 4x150 SE | 77 | 78 | 0.011048 | 0.208 | 0.08 | 261 | 0 | 0.27 | 1 | 1 | cs | TRUE
88 | LV_908-1_0_4_line_88 | NAYY 4x150 SE | 78 | 79 | 0.52183 | 0.208 | 0.08 | 261 | 0 | 0.27 | 1 | 1 | cs | TRUE
89 | LV_908-1_0_4_line_89 | NAYY 4x150 SE | 79 | 152 | 0.15959 | 0.208 | 0.08 | 261 | 0 | 0.27 | 1 | 1 | cs | TRUE
90 | LV_908-1_0_4_line_90 | NAYY 4x150 SE | 80 | 81 | 0.028513 | 0.208 | 0.08 | 261 | 0 | 0.27 | 1 | 1 | cs | TRUE
91 | LV_908-1_0_4_line_91 | NAYY 4x150 SE | 80 | 82 | 0.012018 | 0.208 | 0.08 | 261 | 0 | 0.27 | 1 | 1 | cs | TRUE
92 | LV_908-1_0_4_line_92 | NAYY 4x150 SE | 81 | 177 | 0.43806 | 0.208 | 0.08 | 261 | 0 | 0.27 | 1 | 1 | cs | TRUE
93 | LV_908-1_0_4_line_93 | NAYY 4x150 SE | 83 | 84 | 0.075632 | 0.208 | 0.08 | 261 | 0 | 0.27 | 1 | 1 | cs | TRUE
94 | LV_908-1_0_4_line_94 | NAYY 4x150 SE | 85 | 86 | 0.027817 | 0.208 | 0.08 | 261 | 0 | 0.27 | 1 | 1 | cs | TRUE
95 | LV_908-1_0_4_line_95 | NAYY 4x150 SE | 85 | 87 | 0.071251 | 0.208 | 0.08 | 261 | 0 | 0.27 | 1 | 1 | cs | TRUE
96 | LV_908-1_0_4_line_96 | NAYY 4x150 SE | 86 | 88 | 0.017702 | 0.208 | 0.08 | 261 | 0 | 0.27 | 1 | 1 | cs | TRUE
97 | LV_908-1_0_4_line_97 | NAYY 4x150 SE | 87 | 89 | 0.012091 | 0.208 | 0.08 | 261 | 0 | 0.27 | 1 | 1 | cs | TRUE
98 | LV_908-1_0_4_line_98 | NAYY 4x150 SE | 88 | 90 | 0.036118 | 0.208 | 0.08 | 261 | 0 | 0.27 | 1 | 1 | cs | TRUE
99 | LV_908-1_0_4_line_99 | NAYY 4x150 SE | 88 | 91 | 0.058377 | 0.208 | 0.08 | 261 | 0 | 0.27 | 1 | 1 | cs | TRUE
100 | LV_908-1_0_4_line_100 | NAYY 4x150 SE | 89 | 92 | 0.0083962 | 0.208 | 0.08 | 261 | 0 | 0.27 | 1 | 1 | cs | TRUE
101 | LV_908-1_0_4_line_101 | NAYY 4x150 SE | 90 | 93 | 0.065569 | 0.208 | 0.08 | 261 | 0 | 0.27 | 1 | 1 | cs | TRUE
102 | LV_908-1_0_4_line_102 | NAYY 4x150 SE | 90 | 94 | 0.15201 | 0.208 | 0.08 | 261 | 0 | 0.27 | 1 | 1 | cs | TRUE
103 | LV_908-1_0_4_line_103 | NAYY 4x150 SE | 91 | 95 | 0.024555 | 0.208 | 0.08 | 261 | 0 | 0.27 | 1 | 1 | cs | TRUE
104 | LV_908-1_0_4_line_104 | NAYY 4x150 SE | 92 | 96 | 0.0069237 | 0.208 | 0.08 | 261 | 0 | 0.27 | 1 | 1 | cs | TRUE
105 | LV_908-1_0_4_line_105 | NAYY 4x150 SE | 94 | 97 | 0.51146 | 0.208 | 0.08 | 261 | 0 | 0.27 | 1 | 2 | cs | TRUE
106 | LV_908-1_0_4_line_106 | NAYY 4x150 SE | 95 | 98 | 0.26283 | 0.208 | 0.08 | 261 | 0 | 0.27 | 1 | 1 | cs | TRUE
107 | LV_908-1_0_4_line_107 | NAYY 4x150 SE | 95 | 99 | 0.010392 | 0.208 | 0.08 | 261 | 0 | 0.27 | 1 | 1 | cs | TRUE
108 | LV_908-1_0_4_line_108 | NAYY 4x150 SE | 96 | 152 | 0.16488 | 0.208 | 0.08 | 261 | 0 | 0.27 | 1 | 1 | cs | TRUE
109 | LV_908-1_0_4_line_109 | NAYY 4x150 SE | 97 | 180 | 0.42749 | 0.208 | 0.08 | 261 | 0 | 0.27 | 1 | 1 | cs | TRUE
110 | LV_908-1_0_4_line_110 | NAYY 4x150 SE | 97 | 178 | 0.09938 | 0.208 | 0.08 | 261 | 0 | 0.27 | 1 | 3 | cs | TRUE
111 | LV_908-1_0_4_line_111 | NAYY 4x150 SE | 98 | 144 | 0.03074 | 0.208 | 0.08 | 261 | 0 | 0.27 | 1 | 1 | cs | TRUE
112 | LV_908-1_0_4_line_112 | NAYY 4x150 SE | 99 | 142 | 0.019184 | 0.208 | 0.08 | 261 | 0 | 0.27 | 1 | 1 | cs | TRUE
113 | LV_908-1_0_4_line_113 | NAYY 4x150 SE | 100 | 101 | 0.043061 | 0.208 | 0.08 | 261 | 0 | 0.27 | 1 | 1 | cs | TRUE
114 | LV_908-1_0_4_line_114 | NAYY 4x150 SE | 100 | 102 | 0.0095118 | 0.208 | 0.08 | 261 | 0 | 0.27 | 1 | 1 | cs | TRUE
115 | LV_908-1_0_4_line_115 | NAYY 4x150 SE | 101 | 103 | 0.13948 | 0.208 | 0.08 | 261 | 0 | 0.27 | 1 | 1 | cs | TRUE
116 | LV_908-1_0_4_line_116 | NAYY 4x150 SE | 101 | 104 | 0.4129 | 0.208 | 0.08 | 261 | 0 | 0.27 | 1 | 1 | cs | TRUE
117 | LV_908-1_0_4_line_117 | NAYY 4x150 SE | 103 | 107 | 0.12569 | 0.208 | 0.08 | 261 | 0 | 0.27 | 1 | 1 | cs | TRUE
118 | LV_908-1_0_4_line_118 | NAYY 4x150 SE | 104 | 105 | 0.018418 | 0.208 | 0.08 | 261 | 0 | 0.27 | 1 | 1 | cs | TRUE
119 | LV_908-1_0_4_line_119 | NAYY 4x150 SE | 104 | 106 | 0.24197 | 0.208 | 0.08 | 261 | 0 | 0.27 | 1 | 1 | cs | TRUE
120 | LV_908-1_0_4_line_120 | NAYY 4x150 SE | 105 | 181 | 0.026458 | 0.208 | 0.08 | 261 | 0 | 0.27 | 1 | 1 | cs | TRUE
121 | LV_908-1_0_4_line_121 | NAYY 4x150 SE | 106 | 118 | 0.078796 | 0.208 | 0.08 | 261 | 0 | 0.27 | 1 | 1 | cs | TRUE
122 | LV_908-1_0_4_line_122 | NAYY 4x150 SE | 106 | 116 | 0.026708 | 0.208 | 0.08 | 261 | 0 | 0.27 | 1 | 1 | cs | TRUE
123 | LV_908-1_0_4_line_123 | NAYY 4x150 SE | 107 | 108 | 0.41883 | 0.208 | 0.08 | 261 | 0 | 0.27 | 1 | 1 | cs | TRUE
124 | LV_908-1_0_4_line_124 | NAYY 4x150 SE | 108 | 109 | 0.011386 | 0.208 | 0.08 | 261 | 0 | 0.27 | 1 | 1 | cs | TRUE
125 | LV_908-1_0_4_line_125 | NAYY 4x150 SE | 109 | 161 | 0.019817 | 0.208 | 0.08 | 261 | 0 | 0.27 | 1 | 1 | cs | TRUE
126 | LV_908-1_0_4_line_126 | NAYY 4x150 SE | 110 | 111 | 0.019049 | 0.208 | 0.08 | 261 | 0 | 0.27 | 1 | 1 | cs | TRUE
127 | LV_908-1_0_4_line_127 | NAYY 4x150 SE | 111 | 112 | 0.10327 | 0.208 | 0.08 | 261 | 0 | 0.27 | 1 | 1 | cs | TRUE
128 | LV_908-1_0_4_line_128 | NAYY 4x150 SE | 111 | 113 | 0.01871 | 0.208 | 0.08 | 261 | 0 | 0.27 | 1 | 1 | cs | TRUE
129 | LV_908-1_0_4_line_129 | NAYY 4x150 SE | 114 | 115 | 0.019805 | 0.208 | 0.08 | 261 | 0 | 0.27 | 1 | 1 | cs | TRUE
130 | LV_908-1_0_4_line_130 | NAYY 4x150 SE | 115 | 116 | 0.29303 | 0.208 | 0.08 | 261 | 0 | 0.27 | 1 | 1 | cs | TRUE
131 | LV_908-1_0_4_line_131 | NAYY 4x150 SE | 116 | 117 | 0.036986 | 0.208 | 0.08 | 261 | 0 | 0.27 | 1 | 1 | cs | TRUE
132 | LV_908-1_0_4_line_132 | NAYY 4x150 SE | 117 | 119 | 0.009725 | 0.208 | 0.08 | 261 | 0 | 0.27 | 1 | 1 | cs | TRUE
133 | LV_908-1_0_4_line_133 | NAYY 4x150 SE | 117 | 120 | 0.050977 | 0.208 | 0.08 | 261 | 0 | 0.27 | 1 | 1 | cs | TRUE
134 | LV_908-1_0_4_line_134 | NAYY 4x150 SE | 118 | 129 | 0.20733 | 0.208 | 0.08 | 261 | 0 | 0.27 | 1 | 1 | cs | TRUE
135 | LV_908-1_0_4_line_135 | NAYY 4x150 SE | 119 | 139 | 0.0070138 | 0.208 | 0.08 | 261 | 0 | 0.27 | 1 | 1 | cs | TRUE
136 | LV_908-1_0_4_line_136 | NAYY 4x150 SE | 119 | 140 | 0.21362 | 0.208 | 0.08 | 261 | 0 | 0.27 | 1 | 2 | cs | TRUE
137 | LV_908-1_0_4_line_137 | NAYY 4x150 SE | 120 | 133 | 0.044179 | 0.208 | 0.08 | 261 | 0 | 0.27 | 1 | 1 | cs | TRUE
138 | LV_908-1_0_4_line_138 | NAYY 4x150 SE | 122 | 123 | 0.027927 | 0.208 | 0.08 | 261 | 0 | 0.27 | 1 | 3 | cs | TRUE
139 | LV_908-1_0_4_line_139 | NAYY 4x150 SE | 122 | 124 | 0.016434 | 0.208 | 0.08 | 261 | 0 | 0.27 | 1 | 1 | cs | TRUE
140 | LV_908-1_0_4_line_140 | NAYY 4x150 SE | 123 | 125 | 0.014926 | 0.208 | 0.08 | 261 | 0 | 0.27 | 1 | 3 | cs | TRUE
141 | LV_908-1_0_4_line_141 | NAYY 4x150 SE | 123 | 126 | 0.063105 | 0.208 | 0.08 | 261 | 0 | 0.27 | 1 | 3 | cs | TRUE
142 | LV_908-1_0_4_line_142 | NAYY 4x150 SE | 124 | 127 | 0.031398 | 0.208 | 0.08 | 261 | 0 | 0.27 | 1 | 1 | cs | TRUE
143 | LV_908-1_0_4_line_143 | NAYY 4x150 SE | 125 | 148 | 0.013441 | 0.208 | 0.08 | 261 | 0 | 0.27 | 1 | 3 | cs | TRUE
144 | LV_908-1_0_4_line_144 | NAYY 4x150 SE | 126 | 140 | 0.043893 | 0.208 | 0.08 | 261 | 0 | 0.27 | 1 | 3 | cs | TRUE
145 | LV_908-1_0_4_line_145 | NAYY 4x150 SE | 127 | 183 | 0.013454 | 0.208 | 0.08 | 261 | 0 | 0.27 | 1 | 1 | cs | TRUE
146 | LV_908-1_0_4_line_146 | NAYY 4x150 SE | 128 | 129 | 0.14551 | 0.208 | 0.08 | 261 | 0 | 0.27 | 1 | 1 | cs | TRUE
147 | LV_908-1_0_4_line_147 | NAYY 4x150 SE | 128 | 130 | 0.067503 | 0.208 | 0.08 | 261 | 0 | 0.27 | 1 | 1 | cs | TRUE
148 | LV_908-1_0_4_line_148 | NAYY 4x150 SE | 130 | 131 | 0.011623 | 0.208 | 0.08 | 261 | 0 | 0.27 | 1 | 1 | cs | TRUE
149 | LV_908-1_0_4_line_149 | NAYY 4x150 SE | 130 | 132 | 0.11294 | 0.208 | 0.08 | 261 | 0 | 0.27 | 1 | 1 | cs | TRUE
150 | LV_908-1_0_4_line_150 | NAYY 4x150 SE | 132 | 135 | 0.025154 | 0.208 | 0.08 | 261 | 0 | 0.27 | 1 | 1 | cs | TRUE
151 | LV_908-1_0_4_line_151 | NAYY 4x150 SE | 133 | 134 | 0.11251 | 0.208 | 0.08 | 261 | 0 | 0.27 | 1 | 1 | cs | TRUE
152 | LV_908-1_0_4_line_152 | NAYY 4x150 SE | 134 | 136 | 0.024765 | 0.208 | 0.08 | 261 | 0 | 0.27 | 1 | 1 | cs | TRUE
153 | LV_908-1_0_4_line_153 | NAYY 4x150 SE | 135 | 137 | 0.0091957 | 0.208 | 0.08 | 261 | 0 | 0.27 | 1 | 1 | cs | TRUE
154 | LV_908-1_0_4_line_154 | NAYY 4x150 SE | 136 | 158 | 0.053364 | 0.208 | 0.08 | 261 | 0 | 0.27 | 1 | 1 | cs | TRUE
155 | LV_908-1_0_4_line_155 | NAYY 4x150 SE | 137 | 141 | 0.011409 | 0.208 | 0.08 | 261 | 0 | 0.27 | 1 | 1 | cs | TRUE
156 | LV_908-1_0_4_line_156 | NAYY 4x150 SE | 139 | 157 | 0.12167 | 0.208 | 0.08 | 261 | 0 | 0.27 | 1 | 1 | cs | TRUE
157 | LV_908-1_0_4_line_157 | NAYY 4x150 SE | 142 | 143 | 0.016044 | 0.208 | 0.08 | 261 | 0 | 0.27 | 1 | 1 | cs | TRUE
158 | LV_908-1_0_4_line_158 | NAYY 4x150 SE | 145 | 151 | 0.090243 | 0.208 | 0.08 | 261 | 0 | 0.27 | 1 | 1 | cs | TRUE
159 | LV_908-1_0_4_line_159 | NAYY 4x150 SE | 146 | 147 | 0.0071883 | 0.208 | 0.08 | 261 | 0 | 0.27 | 1 | 3 | cs | TRUE
160 | LV_908-1_0_4_line_160 | NAYY 4x150 SE | 147 | 148 | 0.023395 | 0.208 | 0.08 | 261 | 0 | 0.27 | 1 | 3 | cs | TRUE
161 | LV_908-1_0_4_line_161 | NAYY 4x150 SE | 148 | 154 | 0.022764 | 0.208 | 0.08 | 261 | 0 | 0.27 | 1 | 1 | cs | TRUE
162 | LV_908-1_0_4_line_162 | NAYY 4x150 SE | 149 | 169 | 0.03656 | 0.208 | 0.08 | 261 | 0 | 0.27 | 1 | 1 | cs | TRUE
163 | LV_908-1_0_4_line_163 | NAYY 4x150 SE | 150 | 185 | 0.049003 | 0.208 | 0.08 | 261 | 0 | 0.27 | 1 | 1 | cs | TRUE
164 | LV_908-1_0_4_line_164 | NAYY 4x150 SE | 152 | 153 | 0.24004 | 0.208 | 0.08 | 261 | 0 | 0.27 | 1 | 1 | cs | TRUE
165 | LV_908-1_0_4_line_165 | NAYY 4x150 SE | 153 | 155 | 0.13852 | 0.208 | 0.08 | 261 | 0 | 0.27 | 1 | 1 | cs | TRUE
166 | LV_908-1_0_4_line_166 | NAYY 4x150 SE | 155 | 156 | 0.10363 | 0.208 | 0.08 | 261 | 0 | 0.27 | 1 | 1 | cs | TRUE
167 | LV_908-1_0_4_line_167 | NAYY 4x150 SE | 156 | 172 | 0.49482 | 0.208 | 0.08 | 261 | 0 | 0.27 | 1 | 1 | cs | TRUE
168 | LV_908-1_0_4_line_168 | NAYY 4x150 SE | 157 | 159 | 0.0013665 | 0.208 | 0.08 | 261 | 0 | 0.27 | 1 | 1 | cs | TRUE
169 | LV_908-1_0_4_line_169 | NAYY 4x150 SE | 160 | 161 | 0.029367 | 0.208 | 0.08 | 261 | 0 | 0.27 | 1 | 1 | cs | TRUE
170 | LV_908-1_0_4_line_170 | NAYY 4x150 SE | 160 | 162 | 0.025802 | 0.208 | 0.08 | 261 | 0 | 0.27 | 1 | 1 | cs | TRUE
171 | LV_908-1_0_4_line_171 | NAYY 4x150 SE | 162 | 163 | 0.47724 | 0.208 | 0.08 | 261 | 0 | 0.27 | 1 | 1 | cs | TRUE
172 | LV_908-1_0_4_line_172 | NAYY 4x150 SE | 163 | 164 | 0.070303 | 0.208 | 0.08 | 261 | 0 | 0.27 | 1 | 1 | cs | TRUE
173 | LV_908-1_0_4_line_173 | NAYY 4x150 SE | 163 | 165 | 0.30054 | 0.208 | 0.08 | 261 | 0 | 0.27 | 1 | 1 | cs | TRUE
174 | LV_908-1_0_4_line_174 | NAYY 4x150 SE | 164 | 166 | 0.039601 | 0.208 | 0.08 | 261 | 0 | 0.27 | 1 | 1 | cs | TRUE
175 | LV_908-1_0_4_line_175 | NAYY 4x150 SE | 165 | 167 | 0.0214 | 0.208 | 0.08 | 261 | 0 | 0.27 | 1 | 1 | cs | TRUE
176 | LV_908-1_0_4_line_176 | NAYY 4x150 SE | 166 | 168 | 0.02538 | 0.208 | 0.08 | 261 | 0 | 0.27 | 1 | 1 | cs | TRUE
177 | LV_908-1_0_4_line_177 | NAYY 4x150 SE | 167 | 184 | 0.0060121 | 0.208 | 0.08 | 261 | 0 | 0.27 | 1 | 1 | cs | TRUE
178 | LV_908-1_0_4_line_178 | NAYY 4x150 SE | 169 | 170 | 0.035119 | 0.208 | 0.08 | 261 | 0 | 0.27 | 1 | 1 | cs | TRUE
179 | LV_908-1_0_4_line_179 | NAYY 4x150 SE | 170 | 171 | 0.00413 | 0.208 | 0.08 | 261 | 0 | 0.27 | 1 | 1 | cs | TRUE
180 | LV_908-1_0_4_line_180 | NAYY 4x150 SE | 172 | 173 | 0.13312 | 0.208 | 0.08 | 261 | 0 | 0.27 | 1 | 1 | cs | TRUE
181 | LV_908-1_0_4_line_181 | NAYY 4x150 SE | 176 | 179 | 0.023116 | 0.208 | 0.08 | 261 | 0 | 0.27 | 1 | 1 | cs | TRUE
182 | LV_908-1_0_4_line_182 | NAYY 4x150 SE | 176 | 178 | 0.006788 | 0.208 | 0.08 | 261 | 0 | 0.27 | 1 | 3 | cs | TRUE
183 | LV_908-1_0_4_line_183 | NAYY 4x150 SE | 177 | 180 | 0.14434 | 0.208 | 0.08 | 261 | 0 | 0.27 | 1 | 1 | cs | TRUE
184 | LV_908-1_0_4_line_184 | NAYY 4x150 SE | 182 | 183 | 0.026898 | 0.208 | 0.08 | 261 | 0 | 0.27 | 1 | 1 | cs | TRUE

## trafo
| name | std_type | hv_bus | lv_bus | sn_mva | vn_hv_kv | vn_lv_kv | vk_percent | vkr_percent | pfe_kw | i0_percent | shift_degree | tap_side | tap_neutral | tap_min | tap_max | tap_step_percent | tap_step_degree | tap_pos | tap_phase_shifter | parallel | df | in_service
0 | LV_908-1_0_4_trafo_148 | 0.25 MVA 20/0.4 kV | 186 | 44 | 0.25 | 20 | 0.4 | 6 | 1.44 | 0.8 | 0.32 | 150 | hv | 0 | -2 | 2 | 2.5 | 0 | 0 | FALSE | 1 | 1 | TRUE

## line_geodata
| x0 | y0 | x1 | y1 | x2 | y2 | x3 | y3 | x4 | y4 | x5 | y5 | x6 | y6 | x7 | y7 | x8 | y8 | x9 | y9 | x10 | y10 | x11 | y11 | x12 | y12 | x13 | y13 | x14 | y14 | x15 | y15 | x16 | y16 | x17 | y17 | x18 | y18 | x19 | y19 | x20 | y20 | x21 | y21 | x22 | y22 | x23 | y23 | x24 | y24 | x25 | y25 | x26 | y26 | x27 | y27 | x28 | y28 | x29 | y29 | x30 | y30
0 | 2635555.8771 | 1202214.3684 | 2635562.805 | 1202217.641 | 2635568.6933 | 1202221.3189
1 | 2635572.0776 | 1202223.4327 | 2635568.6933 | 1202221.3189
2 | 2635585.786 | 1202231.919 | 2635578.7697 | 1202226.7855 | 2635574.7994 | 1202225.1388 | 2635572.0776 | 1202223.4327
3 | 2635585.786 | 1202231.919 | 2635594.6557 | 1202215.8962 | 2635607.0505 | 1202181.2406
4 | 2635584.9443 | 1202239.0847 | 2635587.6801 | 1202238.445 | 2635585.786 | 1202231.919
5 | 2635425.2263 | 1202393.0447 | 2635441.3596 | 1202408.5668
6 | 2635425.2263 | 1202393.0447 | 2635428.4699 | 1202382.458 | 2635486.5067 | 1202330.473 | 2635541.127 | 1202276.0114 | 2635551.9534 | 1202257.2542 | 2635564.7702 | 1202246.7467 | 2635576.7444 | 1202241.0147 | 2635584.9443 | 1202239.0847
7 | 2635441.7523 | 1202444.8159 | 2635446.0497 | 1202413.0792 | 2635441.3596 | 1202408.5668
8 | 2635584.9443 | 1202239.0847 | 2635584.0724 | 1202244.9272 | 2635584.949 | 1202252.3588 | 2635588.7684 | 1202261.4421 | 2635590.0678 | 1202264.273
9 | 2635619.4693 | 1202135.8993 | 2635608.5626 | 1202177.0128 | 2635607.0505 | 1202181.2406
10 | 2635619.4693 | 1202135.8993 | 2635624.9093 | 1202123.3358 | 2635656.473 | 1202086.8702 | 2635666.37 | 1202084.9726 | 2635671.9141 | 1202079.2135 | 2635674.4632 | 1202053.7701
11 | 2635674.4632 | 1202053.7701 | 2635677.3264 | 1202044.5487 | 2635690.0296 | 1202018.7768 | 2635697.1053 | 1202001.2426
12 | 2635593.4863 | 1202271.7203 | 2635590.0678 | 1202264.273
13 | 2634366.8303 | 1203080.3311 | 2634369.5539 | 1203085.6942 | 2634374.1052 | 1203088.1328 | 2634378.7509 | 1203088.7154 | 2634383.1972 | 1203088.2518 | 2634387.5936 | 1203085.8647 | 2634394.4881 | 1203080.4346 | 2634398.9092 | 1203079.0593 | 2634403.2173 | 1203078.8061 | 2634403.9847 | 1203079.0041
14 | 2634460.2455 | 1203086.85 | 2634457.9526 | 1203087.2926 | 2634447.1627 | 1203091.3327 | 2634436.0263 | 1203097.4164 | 2634432.571 | 1203098.8862 | 2634428.4383 | 1203099.0737 | 2634424.2565 | 1203097.2152 | 2634422.3578 | 1203095.281 | 2634414.5812 | 1203084.7637 | 2634411.7725 | 1203082.2906 | 2634408.7712 | 1203080.2389 | 2634403.9847 | 1203079.0041
15 | 2634376.7263 | 1203116.6082 | 2634367.1624 | 1203117.854 | 2634361.0626 | 1203114.7617 | 2634356.8275 | 1203104.9763 | 2634356.8871 | 1203094.5931 | 2634366.8303 | 1203080.3311
16 | 2634460.2455 | 1203086.85 | 2634460.0725 | 1203083.8585 | 2634460.0807 | 1203083.7473 | 2634459.8534 | 1203079.6215 | 2634460.1172 | 1203073.4766
17 | 2634460.2455 | 1203086.85 | 2634460.4935 | 1203091.3428 | 2634461.0447 | 1203101.3182 | 2634473.9703 | 1203188.7304 | 2634476.0746 | 1203205.1406 | 2634476.9993 | 1203214.9847 | 2634476.8459 | 1203227.0795 | 2634476.0132 | 1203235.5794 | 2634475.4772 | 1203238.8004 | 2634488.0233 | 1203244.1868 | 2634491.0919 | 1203243.7932 | 2634494.13 | 1203243.4105 | 2634497.2011 | 1203238.6255 | 2634499.8952 | 1203231.9262 | 2634499.4512 | 1203220.5284 | 2634497.4744 | 1203209.7332 | 2634497.6173 | 1203202.1075 | 2634498.3882 | 1203192.451
18 | 2634380.6478 | 1203116.0972 | 2634376.7263 | 1203116.6082
19 | 2634461.3005 | 1203045.9127 | 2634460.1172 | 1203073.4766
20 | 2634498.3882 | 1203192.451 | 2634500.3557 | 1203177.1872 | 2634507.9388 | 1203153.9513 | 2634511.6239 | 1203136.4072 | 2634512.0194 | 1203117.9881 | 2634509.818 | 1203101.2661 | 2634505.0755 | 1203079.2375
21 | 2634498.3882 | 1203192.451 | 2634497.6173 | 1203202.1075 | 2634497.4744 | 1203209.7332 | 2634499.4512 | 1203220.5284 | 2634499.8952 | 1203231.9262 | 2634497.2011 | 1203238.6255 | 2634494.13 | 1203243.4105 | 2634491.0919 | 1203243.7932 | 2634493.5058 | 1203251.378 | 2634492.4298 | 1203261.1439 | 2634484.9287 | 1203287.3375 | 2634484.2684 | 1203296.2831 | 2634487.2542 | 1203308.9185 | 2634492.2908 | 1203319.5312 | 2634500.3806 | 1203332.3851 | 2634516.5977 | 1203351.6116 | 2634521.2483 | 1203361.8442 | 2634525.0241 | 1203375.9961 | 2634530.1675 | 1203394.4361 | 2634535.8421 | 1203411.7785 | 2634536.0239 | 1203421.1515 | 2634534.5523 | 1203428.2803
22 | 2634160.0369 | 1202901.5691 | 2634174.9799 | 1202900.4872 | 2634230.3178 | 1202899.7477 | 2634263.4434 | 1202897.9141 | 2634339.6739 | 1202890.9362 | 2634345.0654 | 1202890.189 | 2634358.3998 | 1202888.3312 | 2634380.5783 | 1202882.0885 | 2634441.4394 | 1202860.4599 | 2634449.2621 | 1202857.7368 | 2634456.1122 | 1202856.1086
23 | 2634159.7516 | 1202901.5897 | 2634160.0369 | 1202901.5691
24 | 2634160.0369 | 1202901.5691 | 2634161.1422 | 1202878.596 | 2634159.966 | 1202870.0401 | 2634158.9754 | 1202864.9538 | 2634155.9399 | 1202860.8675 | 2634153.7243 | 1202859.3045
25 | 2634456.1122 | 1202856.1086 | 2634461.632 | 1202950.5931 | 2634462.9191 | 1202995.2699 | 2634462.2792 | 1203023.1151 | 2634461.3005 | 1203045.9127
26 | 2634456.1122 | 1202856.1086 | 2634456.2488 | 1202832.3962 | 2634457.9522 | 1202804.8573 | 2634459.6377 | 1202793.0118
27 | 2634159.7516 | 1202901.5897 | 2634151.0164 | 1202902.218 | 2634136.2424 | 1202901.7 | 2634124.2156 | 1202898.7634
28 | 2634127.3944 | 1202854.8012 | 2634135.5693 | 1202853.0135 | 2634142.5109 | 1202852.6529 | 2634149.8391 | 1202856.5636 | 2634153.7243 | 1202859.3045
29 | 2634466.2012 | 1202718.9792 | 2634465.1849 | 1202754.0262 | 2634459.6377 | 1202793.0118
30 | 2634534.5523 | 1203428.2803 | 2634531.5194 | 1203425.1499 | 2634528.1027 | 1203421.2725
31 | 2634534.5523 | 1203428.2803 | 2634541.8319 | 1203435.1595 | 2634558.5271 | 1203441.3594 | 2634560.1581 | 1203442.1804 | 2634554.5363 | 1203460.4581
32 | 2634554.5363 | 1203460.4581 | 2634549.6678 | 1203457.6729
33 | 2634103.5154 | 1202893.7089 | 2634124.2156 | 1202898.7634
34 | 2634466.2012 | 1202718.9792 | 2634465.7739 | 1202654.5075 | 2634465.8373 | 1202648.7825 | 2634456.716 | 1202649.686 | 2634445.9478 | 1202649.824 | 2634438.1446 | 1202651.7468
35 | 2634466.2012 | 1202718.9792 | 2634476.7036 | 1202718.7285 | 2634482.462 | 1202717.7389 | 2634487.8608 | 1202715.7578 | 2634494.769 | 1202712.0067 | 2634501.8137 | 1202707.0112 | 2634506.5108 | 1202702.6914 | 2634509.361 | 1202699.3171 | 2634511.2699 | 1202695.5371 | 2634512.6006 | 1202691.7427 | 2634514.8098 | 1202683.4063 | 2634516.7126 | 1202678.0588 | 2634518.5694 | 1202674.0895 | 2634521.4052 | 1202669.2587 | 2634525.1451 | 1202664.6667 | 2634529.4655 | 1202661.034 | 2634534.793 | 1202656.918 | 2634540.6042 | 1202653.3829 | 2634548.3645 | 1202649.6701 | 2634560.4922 | 1202644.7263 | 2634572.8765 | 1202640.1398 | 2634582.968 | 1202637.2743 | 2634591.5006 | 1202635.556 | 2634593.8988 | 1202635.3645
36 | 2635702.7422 | 1201992.7048 | 2635697.1053 | 1202001.2426
37 | 2635702.7422 | 1201992.7048 | 2635709.7899 | 1201988.8002 | 2635717.8461 | 1201986.7805 | 2635720.6124 | 1201986.3516
38 | 2635702.7422 | 1201992.7048 | 2635717.5465 | 1202017.8183 | 2635725.6343 | 1202028.3391 | 2635737.8735 | 1202040.7525 | 2635751.6562 | 1202055.9433 | 2635757.9801 | 1202064.875 | 2635765.4932 | 1202078.5719 | 2635771.9278 | 1202094.4415 | 2635776.0734 | 1202104.9499 | 2635783.6704 | 1202117.3245 | 2635829.4554 | 1202170.2836 | 2635843.5646 | 1202186.7662 | 2635850.8614 | 1202191.0264
39 | 2635746.7535 | 1201871.6669 | 2635741.5004 | 1201874.5148 | 2635739.4081 | 1201876.9704 | 2635738.1887 | 1201879.798 | 2635737.9101 | 1201883.1204 | 2635738.3285 | 1201886.9695 | 2635739.1388 | 1201890.1872 | 2635740.7008 | 1201893.6985 | 2635744.3018 | 1201899.8568 | 2635746.275 | 1201904.5934 | 2635747.3483 | 1201909.6471 | 2635747.7011 | 1201913.0178 | 2635747.109 | 1201920.3961 | 2635741.6269 | 1201942.4646 | 2635740.4181 | 1201951.1733 | 2635740.2018 | 1201959.3432 | 2635741.1795 | 1201968.9322 | 2635741.1043 | 1201975.1574 | 2635739.1673 | 1201979.6261 | 2635736.0839 | 1201982.3759 | 2635731.1004 | 1201984.7252 | 2635720.6124 | 1201986.3516
40 | 2635746.7535 | 1201871.6669 | 2635764.3161 | 1201905.146 | 2635766.6996 | 1201911.2526 | 2635768.651 | 1201917.1008 | 2635769.9018 | 1201923.0116 | 2635770.6056 | 1201930.0308 | 2635771.0939 | 1201945.0866 | 2635771.2034 | 1201962.408 | 2635772.4526 | 1201969.853 | 2635774.1184 | 1201976.3554 | 2635776.167 | 1201982.4711 | 2635778.0232 | 1201986.4066 | 2635780.8217 | 1201990.5812 | 2635784.254 | 1201994.3817 | 2635785.9096 | 1201995.8631
41 | 2635740.7439 | 1201859.7576 | 2635746.7535 | 1201871.6669
42 | 2635594.9538 | 1201876.9424 | 2635592.4401 | 1201900.3405 | 2635589.8268 | 1201913.6101 | 2635585.5925 | 1201916.6533 | 2635580.3129 | 1201916.3217
43 | 2635594.9538 | 1201876.9424 | 2635594.1609 | 1201866.9655 | 2635585.1304 | 1201840.8639 | 2635576.6968 | 1201818.0232 | 2635573.1839 | 1201803.4275 | 2635570.3751 | 1201781.7654 | 2635567.8659 | 1201758.3486 | 2635568.6255 | 1201743.2447 | 2635571.0669 | 1201734.5544
44 | 2635580.3129 | 1201916.3217 | 2635576.2501 | 1201914.8411 | 2635570.0252 | 1201914.7707 | 2635569.0586 | 1201915.2648
45 | 2635580.3129 | 1201916.3217 | 2635582.7837 | 1201929.5437
46 | 2635571.0669 | 1201734.5544 | 2635571.0669 | 1201734.5544 | 2635575.8724 | 1201726.3562 | 2635585.2652 | 1201715.9173 | 2635592.963 | 1201708.7916
47 | 2635593.4863 | 1202271.7203 | 2635591.4656 | 1202271.1191 | 2635587.5892 | 1202271.6074 | 2635582.2613 | 1202274.3217 | 2635582.0907 | 1202274.5503
48 | 2636089.939 | 1202144.2461 | 2636031.5837 | 1202125.4394 | 2635987.2463 | 1202109.1078 | 2635941.6612 | 1202092.6579 | 2635904.7886 | 1202077.6503 | 2635888.5466 | 1202069.0703 | 2635871.7203 | 1202056.4068 | 2635841.94 | 1202031.2476 | 2635834.6309 | 1202025.445 | 2635826.9148 | 1202020.2292 | 2635808.6713 | 1202010.3367 | 2635797.1281 | 1202003.7083 | 2635792.3199 | 1202000.9225 | 2635787.4561 | 1201997.2469 | 2635785.9096 | 1201995.8631
49 | 2635740.7439 | 1201859.7576 | 2635752.7882 | 1201852.6368 | 2635759.3514 | 1201849.5965 | 2635767.489 | 1201849.2783 | 2635777.8789 | 1201835.0325 | 2635807.2945 | 1201855.2086 | 2635809.759 | 1201851.6103 | 2635810.4924 | 1201848.6019 | 2635810.59 | 1201845.0227 | 2635810.2215 | 1201841.7409 | 2635808.9577 | 1201838.009 | 2635806.6216 | 1201834.1262 | 2635800.8222 | 1201826.5317 | 2635798.777 | 1201823.6623 | 2635797.3474 | 1201820.9189 | 2635796.6978 | 1201817.5576 | 2635795.5253 | 1201807.4672
50 | 2635740.7439 | 1201859.7576 | 2635735.7219 | 1201847.7913
51 | 2635582.7837 | 1201929.5437 | 2635578.7585 | 1201946.0401 | 2635517.5794 | 1202025.3429 | 2635501.0077 | 1202036.2951 | 2635490.5694 | 1202040.9135 | 2635483.8197 | 1202042.0964 | 2635466.8955 | 1202039.35 | 2635452.8553 | 1202031.5291 | 2635443.7315 | 1202021.1026 | 2635435.0042 | 1202013.1131 | 2635426.8832 | 1202005.5385 | 2635411.6223 | 1201998.2219 | 2635373.0971 | 1201988.2217 | 2635361.4734 | 1201986.1185 | 2635356.7954 | 1201983.1448 | 2635355.0904 | 1201978.0429 | 2635357.9818 | 1201972.9794 | 2635367.1164 | 1201964.8956 | 2635386.4618 | 1201954.6265 | 2635411.1571 | 1201937.9856 | 2635417.8402 | 1201930.0874 | 2635422.8008 | 1201920.0445 | 2635423.2433 | 1201913.4324 | 2635420.1471 | 1201902.9415 | 2635412.2737 | 1201888.2423 | 2635402.295 | 1201866.6156 | 2635397.1601 | 1201854.6786 | 2635391.9788 | 1201850.579 | 2635385.1427 | 1201849.6158 | 2635378.8448 | 1201851.6124
52 | 2635343.2988 | 1201859.9075 | 2635347.5217 | 1201860.2882 | 2635356.9188 | 1201859.321 | 2635366.323 | 1201857.142 | 2635378.1888 | 1201851.8203 | 2635378.8448 | 1201851.6124
53 | 2635558.1538 | 1201920.838 | 2635569.0586 | 1201915.2648
54 | 2635592.963 | 1201708.7916 | 2635595.5277 | 1201706.4175 | 2635605.8651 | 1201699.6753 | 2635606.0918 | 1201699.5317
55 | 2635651.3636 | 1200740.4549 | 2635649.4286 | 1200734.5286
56 | 2635651.3636 | 1200740.4549 | 2636086.1301 | 1200855.4237
57 | 2635643.7526 | 1200714.9757 | 2635645.6835 | 1200723.0584 | 2635649.4286 | 1200734.5286
58 | 2636159.0874 | 1200941.9294 | 2636159.4384 | 1200940.5621 | 2636154.0545 | 1200919.5734 | 2636151.6344 | 1200914.4671 | 2636147.9962 | 1200908.1416 | 2636132.7966 | 1200890.3399 | 2636117.1512 | 1200877.0158 | 2636093.7548 | 1200864.0563 | 2636086.1301 | 1200855.4237
59 | 2635643.7526 | 1200714.9757 | 2635644.4845 | 1200709.6771 | 2635646.408 | 1200702.4068 | 2635648.4212 | 1200696.6934 | 2635651.7296 | 1200690.7765 | 2635658.087 | 1200682.8877 | 2635668.372 | 1200669.9196 | 2635673.701 | 1200662.1582 | 2635678.3061 | 1200653.2585 | 2635681.8107 | 1200643.8186 | 2635684.184 | 1200635.1613 | 2635685.3997 | 1200626.6082 | 2635685.9201 | 1200619.7631 | 2635685.9189 | 1200611.036 | 2635684.3669 | 1200593.039 | 2635684.8309 | 1200587.9834 | 2635685.4818 | 1200584.7855 | 2635687.4784 | 1200580.5951 | 2635690.7126 | 1200576.9235 | 2635695.9347 | 1200573.0636
60 | 2635643.7526 | 1200714.9757 | 2635628.4588 | 1200722.1358
61 | 2636143.0372 | 1200965.4324 | 2636157.3493 | 1200948.6984 | 2636159.0874 | 1200941.9294
62 | 2635695.9347 | 1200573.0636 | 2635709.1517 | 1200566.3054 | 2635716.679 | 1200561.392 | 2635722.6383 | 1200556.4693 | 2635731.2108 | 1200548.6272 | 2635774.2061 | 1200505.06 | 2635778.5744 | 1200501.4285 | 2635782.3221 | 1200499.7389 | 2635785.8587 | 1200498.9929
63 | 2635585.0558 | 1200712.3582 | 2635584.9607 | 1200719.6172 | 2635586.6418 | 1200740.2831 | 2635588.2004 | 1200748.2524 | 2635590.0967 | 1200751.9435 | 2635592.8757 | 1200754.3947 | 2635595.7292 | 1200755.8347 | 2635598.5913 | 1200755.8184 | 2635602.176 | 1200754.628 | 2635605.2417 | 1200752.4005 | 2635609.1227 | 1200747.4542 | 2635612.268 | 1200742.0811 | 2635619.7781 | 1200727.2286 | 2635622.5322 | 1200724.9104 | 2635628.4588 | 1200722.1358
64 | 2635785.8587 | 1200498.9929 | 2636016.2772 | 1200261.1925
65 | 2636206.6639 | 1202017.2473 | 2636216.9472 | 1202022.5962
66 | 2636206.6639 | 1202017.2473 | 2636206.2856 | 1202025.672 | 2636207.7967 | 1202035.0308 | 2636209.5284 | 1202037.885
67 | 2636206.6639 | 1202017.2473 | 2636198.2317 | 1202008.447 | 2636195.0166 | 1202004.0028 | 2636193.0016 | 1201999.9439 | 2636192.0729 | 1201996.214 | 2636194.2539 | 1201992.9698 | 2636197.3349 | 1201989.3865 | 2636203.697 | 1201983.1215 | 2636213.933 | 1201978.0917 | 2636225.5897 | 1201974.7049
68 | 2636089.939 | 1202144.2461 | 2636093.555 | 1202136.497 | 2636099.641 | 1202128.029 | 2636103.2009 | 1202124.5152 | 2636110.9659 | 1202121.5604 | 2636129.6028 | 1202120.3611 | 2636146.0259 | 1202116.536 | 2636161.4175 | 1202110.8703 | 2636179.1048 | 1202093.0562 | 2636195.4872 | 1202074.5895 | 2636208.5654 | 1202060.1494 | 2636212.8224 | 1202050.8812 | 2636212.7321 | 1202043.1652 | 2636209.5284 | 1202037.885
69 | 2636225.5897 | 1201974.7049 | 2636234.8607 | 1201985.7449 | 2636240.6185 | 1201988.7926 | 2636248.2096 | 1201991.9737 | 2636261.7758 | 1201983.6847 | 2636270.8206 | 1201985.5739 | 2636274.0971 | 1201984.8494
70 | 2636225.5897 | 1201974.7049 | 2636236.4778 | 1201963.7869
71 | 2636279.6643 | 1202135.9892 | 2636258.0581 | 1202124.8631 | 2636235.7893 | 1202122.5825 | 2636221.4579 | 1202124.0743 | 2636203.2404 | 1202130.1563 | 2636165.0527 | 1202151.5261 | 2636142.2596 | 1202157.9586 | 2636124.6203 | 1202155.2727 | 2636089.939 | 1202144.2461
72 | 2636286.3614 | 1201896.474 | 2636278.8521 | 1201909.9137 | 2636258.2997 | 1201933.191 | 2636246.1591 | 1201948.5816 | 2636236.4778 | 1201963.7869
73 | 2635795.5253 | 1201807.4672 | 2635796.6978 | 1201817.5576 | 2635797.3474 | 1201820.9189 | 2635798.777 | 1201823.6623 | 2635800.8222 | 1201826.5317 | 2635806.6216 | 1201834.1262 | 2635808.9577 | 1201838.009 | 2635810.2215 | 1201841.7409 | 2635810.59 | 1201845.0227 | 2635810.4924 | 1201848.6019 | 2635809.759 | 1201851.6103 | 2635807.2945 | 1201855.2086 | 2635817.3494 | 1201861.3167 | 2635833.2252 | 1201870.1611 | 2635851.5413 | 1201879.4316 | 2635865.0032 | 1201887.2166 | 2635874.2024 | 1201895.1318 | 2635882.5877 | 1201904.2427
74 | 2635882.5877 | 1201904.2427 | 2635875.8295 | 1201928.3712 | 2635869.3977 | 1201935.3405
75 | 2635795.5253 | 1201807.4672 | 2635794.4558 | 1201796.6992 | 2635790.4776 | 1201781.0889 | 2635789.6331 | 1201769.5886 | 2635790.6944 | 1201762.6689 | 2635793.7881 | 1201756.9397 | 2635797.8288 | 1201751.95 | 2635804.461 | 1201747.5873 | 2635818.3908 | 1201742.2028
76 | 2635849.981 | 1201944.1917 | 2635853.2232 | 1201945.4229 | 2635865.6261 | 1201939.4272 | 2635869.3977 | 1201935.3405
77 | 2636279.6643 | 1202135.9892 | 2636265.5363 | 1202152.8908 | 2636253.8329 | 1202166.5159
78 | 2636286.3614 | 1201896.474 | 2636285.8999 | 1201892.2577
79 | 2635709.5222 | 1201776.722 | 2635710.2525 | 1201778.8305 | 2635723.7181 | 1201819.1889 | 2635735.7219 | 1201847.7913
80 | 2635718.9542 | 1201754.1576 | 2635718.2254 | 1201749.8627
81 | 2635700.4057 | 1201751.8456 | 2635706.4233 | 1201750.981 | 2635716.4042 | 1201752.9639 | 2635718.9542 | 1201754.1576
82 | 2635700.4057 | 1201751.8456 | 2635697.8864 | 1201746.7833 | 2635690.4593 | 1201733.8873 | 2635663.647 | 1201689.2137
83 | 2635700.4057 | 1201751.8456 | 2635703.0402 | 1201758.0092 | 2635709.5222 | 1201776.722
84 | 2635855.7904 | 1201722.7284 | 2635845.8153 | 1201727.5905 | 2635833.0029 | 1201737.0857 | 2635820.4347 | 1201741.4128 | 2635818.3908 | 1201742.2028
85 | 2634258.3138 | 1202049.4791 | 2634254.4537 | 1202045.7994 | 2634249.6272 | 1202044.1622
86 | 2634258.3138 | 1202049.4791 | 2634259.5063 | 1202052.0174
87 | 2634258.5127 | 1202062.5764 | 2634260.3985 | 1202057.54 | 2634260.1258 | 1202053.3361 | 2634259.5063 | 1202052.0174
88 | 2634522.2023 | 1202470.5971 | 2634519.1401 | 1202468.4894 | 2634507.3591 | 1202459.4719 | 2634504.3961 | 1202453.3737 | 2634502.4695 | 1202433.8295 | 2634501.3395 | 1202417.336 | 2634500.4031 | 1202402.8892 | 2634495.5742 | 1202390.4544 | 2634488.508 | 1202377.9956 | 2634455.6503 | 1202340.7745 | 2634421.4305 | 1202295.5189 | 2634410.4956 | 1202282.2042 | 2634398.3557 | 1202260.0776 | 2634383.5951 | 1202235.7792 | 2634374.262 | 1202225.7533 | 2634359.4089 | 1202217.5301 | 2634338.856 | 1202206.6283 | 2634324.8275 | 1202196.5755 | 2634307.5729 | 1202179.7894 | 2634287.0851 | 1202157.4929 | 2634267.4126 | 1202134.9899 | 2634253.2279 | 1202117.6212 | 2634245.7384 | 1202107.1947 | 2634242.1245 | 1202096.3903 | 2634242.5837 | 1202086.6319 | 2634247.7518 | 1202075.8777 | 2634258.5127 | 1202062.5764 | 2634258.5127 | 1202062.5764
89 | 2634541.6114 | 1202314.4222 | 2634543.3108 | 1202350.8856 | 2634544.553 | 1202382.1769 | 2634543.7004 | 1202398.0364 | 2634541.9592 | 1202408.3321 | 2634540.0744 | 1202418.449 | 2634534.5609 | 1202436.2604 | 2634529.0516 | 1202452.0597 | 2634522.2023 | 1202470.5971
90 | 2635857.3393 | 1202776.6336 | 2635834.752 | 1202778.377 | 2635829.7584 | 1202781.44
91 | 2635857.3393 | 1202776.6336 | 2635866.5903 | 1202768.9621
92 | 2635396.2906 | 1202844.681 | 2635829.7584 | 1202781.44
93 | 2634103.5154 | 1202893.7089 | 2634103.5154 | 1202893.7089 | 2634090.3186 | 1202892.8221 | 2634051.5486 | 1202903.7518 | 2634030.6869 | 1202911.1194
94 | 2634693.1918 | 1202525.8653 | 2634692.1825 | 1202531.8368 | 2634691.3998 | 1202539.5144 | 2634691.1713 | 1202548.7293 | 2634691.6042 | 1202553.5357
95 | 2634660.4548 | 1202463.6158 | 2634671.0806 | 1202479.4186 | 2634677.5264 | 1202489.8396 | 2634691.0505 | 1202514.4762 | 2634693.2919 | 1202520.3035 | 2634693.5773 | 1202523.5848 | 2634693.1918 | 1202525.8653
96 | 2634695.0912 | 1202570.8532 | 2634692.0149 | 1202558.095 | 2634691.6042 | 1202553.5357
97 | 2634660.4548 | 1202463.6158 | 2634655.5613 | 1202456.3381 | 2634653.5194 | 1202453.7186
98 | 2634695.0912 | 1202570.8532 | 2634704.1597 | 1202569.9053 | 2634711.7242 | 1202568.504 | 2634716.5751 | 1202566.5644 | 2634720.8679 | 1202563.7766 | 2634725.2042 | 1202560.0442 | 2634727.4254 | 1202557.5668
99 | 2634695.0912 | 1202570.8532 | 2634664.0903 | 1202606.2043 | 2634656.2856 | 1202614.4572
100 | 2634648.3576 | 1202447.0965 | 2634653.5194 | 1202453.7186
101 | 2634727.4254 | 1202557.5668 | 2634733.6891 | 1202540.3714 | 2634739.1281 | 1202518.424 | 2634744.1439 | 1202497.297 | 2634745.3504 | 1202494.613
102 | 2634727.4254 | 1202557.5668 | 2634738.8247 | 1202558.8448 | 2634756.1645 | 1202561.8917 | 2634769.2894 | 1202564.7918 | 2634805.6981 | 1202574.4867 | 2634817.4389 | 1202577.2232 | 2634824.779 | 1202577.7663 | 2634831.707 | 1202577.2063 | 2634838.8149 | 1202575.8025 | 2634845.79 | 1202573.6863 | 2634853.9588 | 1202569.1203 | 2634858.071 | 1202564.6973 | 2634860.8837 | 1202559.9555 | 2634863.9421 | 1202552.2357 | 2634864.4992 | 1202550.6319
103 | 2634639.4136 | 1202632.2981 | 2634656.2856 | 1202614.4572
104 | 2634643.7949 | 1202441.8962 | 2634646.9955 | 1202445.349 | 2634648.3576 | 1202447.0965
105 | 2635375.3168 | 1202524.9562 | 2634864.4992 | 1202550.6319
106 | 2634639.4136 | 1202632.2981 | 2634631.1721 | 1202645.5133 | 2634624.1345 | 1202661.0701 | 2634599.9655 | 1202707.3227 | 2634596.7441 | 1202715.6643 | 2634594.9443 | 1202722.9357 | 2634594.6924 | 1202729.6491 | 2634595.2981 | 1202735.4336 | 2634596.8845 | 1202740.0565 | 2634599.4774 | 1202744.3294 | 2634603.428 | 1202748.0432 | 2634608.3278 | 1202750.7731 | 2634615.356 | 1202753.8933 | 2634635.4244 | 1202761.3358 | 2634652.8746 | 1202768.8633 | 2634692.2158 | 1202785.7341 | 2634721.0684 | 1202804.4008 | 2634723.6486 | 1202805.5942
107 | 2634639.4136 | 1202632.2981 | 2634629.0429 | 1202632.9588
108 | 2634541.6114 | 1202314.4222 | 2634554.0009 | 1202335.3832 | 2634569.7619 | 1202361.5444 | 2634579.1162 | 1202377.0182 | 2634583.4628 | 1202383.3468 | 2634587.8446 | 1202388.8752 | 2634594.9328 | 1202396.1536 | 2634619.369 | 1202416.9955 | 2634630.532 | 1202427.5882 | 2634643.7949 | 1202441.8962
109 | 2635347.7326 | 1202750.041 | 2635370.2192 | 1202743.4591 | 2635415.9243 | 1202733.9131 | 2635420.0478 | 1202727.6229 | 2635412.7468 | 1202719.2417 | 2635402.0501 | 1202709.8843 | 2635388.7289 | 1202684.9804 | 2635357.8677 | 1202680.6622 | 2635344.0415 | 1202671.631 | 2635325.26 | 1202673.1542 | 2635304.6311 | 1202660.2141 | 2635292.683 | 1202659.1207 | 2635277.0367 | 1202645.154 | 2635274.4909 | 1202631.6759 | 2635275.1907 | 1202602.0635 | 2635291.0839 | 1202576.8209 | 2635320.994 | 1202554.1626 | 2635340.7179 | 1202545.1852 | 2635375.3168 | 1202524.9562
110 | 2635375.3168 | 1202524.9562 | 2635403.9723 | 1202476.5432 | 2635416.7346 | 1202460.9879 | 2635436.0517 | 1202448.5009
111 | 2634704.7477 | 1202826.474 | 2634713.9508 | 1202823.2478 | 2634720.4692 | 1202817.1711 | 2634722.8531 | 1202811.5485 | 2634723.6486 | 1202805.5942
112 | 2634629.0429 | 1202632.9588 | 2634609.898 | 1202634.1785
113 | 2636012.2526 | 1201012.4143 | 2636023.3348 | 1201042.7757 | 2636026.6393 | 1201046.3865 | 2636031.6507 | 1201049.3957
114 | 2636039.8053 | 1201054.2924 | 2636031.6507 | 1201049.3957
115 | 2636143.0372 | 1200965.4324 | 2636137.2604 | 1200966.6092 | 2636124.6811 | 1200969.9462 | 2636117.274 | 1200972.6252 | 2636108.2834 | 1200976.6065 | 2636100.5483 | 1200979.4058 | 2636089.6785 | 1200981.9972 | 2636069.7098 | 1200986.357 | 2636062.3175 | 1200987.8466 | 2636053.8119 | 1200990.9415 | 2636041.8705 | 1200997.0619 | 2636012.2526 | 1201012.4143
116 | 2635623.7392 | 1201152.2105 | 2636012.2526 | 1201012.4143
117 | 2636143.0372 | 1200965.4324 | 2636150.0284 | 1200963.5625 | 2636158.1525 | 1200960.6321 | 2636165.3579 | 1200957.3294 | 2636217.0031 | 1200929.6598 | 2636232.4206 | 1200922.7382 | 2636247.0767 | 1200918.3912 | 2636257.8513 | 1200915.69
118 | 2635623.7392 | 1201152.2105 | 2635620.271 | 1201151.7785 | 2635615.356 | 1201153.9949 | 2635611.0552 | 1201156.6152 | 2635606.6247 | 1201157.3745
119 | 2635503.1615 | 1201349.27 | 2635504.2529 | 1201344.9185 | 2635506.7252 | 1201340.0193 | 2635513.8618 | 1201331.5014 | 2635523.8082 | 1201322.7667 | 2635549.6208 | 1201308.1674 | 2635556.8997 | 1201302.6076 | 2635562.3665 | 1201294.6023 | 2635566.1887 | 1201287.9658 | 2635569.0334 | 1201281.8904 | 2635571.3235 | 1201276.9235 | 2635573.5704 | 1201268.988 | 2635576.2571 | 1201261.3108 | 2635581.7938 | 1201253.0947 | 2635588.838 | 1201244.7765 | 2635593.0181 | 1201238.131 | 2635596.0962 | 1201231.2121 | 2635597.5403 | 1201226.4403 | 2635598.4212 | 1201221.6651 | 2635599.7927 | 1201213.7466 | 2635600.4183 | 1201205.8348 | 2635600.9733 | 1201198.2673 | 2635603.0984 | 1201190.3422 | 2635605.3296 | 1201185.0414 | 2635609.237 | 1201178.1942 | 2635617.9323 | 1201167.4399 | 2635623.6907 | 1201160.3481 | 2635625.1531 | 1201155.0649 | 2635623.7392 | 1201152.2105
120 | 2635583.545 | 1201148.1024 | 2635594.7181 | 1201157.1294 | 2635601.1503 | 1201158.3128 | 2635606.6247 | 1201157.3745
121 | 2635503.1615 | 1201349.27 | 2635497.0357 | 1201346.521 | 2635491.0741 | 1201344.2955 | 2635485.4848 | 1201340.9049 | 2635480.4596 | 1201336.0946 | 2635472.9672 | 1201326.3337 | 2635465.9043 | 1201321.1556 | 2635456.2267 | 1201316.6624 | 2635449.4014 | 1201315.0433 | 2635435.9251 | 1201314.8776
122 | 2635503.1615 | 1201349.27 | 2635503.079 | 1201354.2056 | 2635502.7589 | 1201364.5205 | 2635502.5583 | 1201368.8328 | 2635503.2392 | 1201375.9297
123 | 2636482.9485 | 1201268.8866 | 2636257.8513 | 1200915.69
124 | 2636482.9485 | 1201268.8866 | 2636481.9016 | 1201277.0514 | 2636481.7099 | 1201280.2004
125 | 2636481.7099 | 1201280.2004 | 2636481.4279 | 1201284.8307 | 2636481.5272 | 1201292.2687 | 2636482.515 | 1201297.5221 | 2636483.4358 | 1201299.7321
126 | 2636240.474 | 1202179.5982 | 2636242.0731 | 1202185.7113 | 2636242.0574 | 1202194.5828 | 2636241.371 | 1202198.3803
127 | 2636240.474 | 1202179.5982 | 2636233.1567 | 1202177.7529 | 2636224.9351 | 1202175.6797 | 2636212.9431 | 1202180.4542 | 2636204.1796 | 1202188.6946 | 2636199.5928 | 1202208.4668 | 2636200.6794 | 1202230.1077 | 2636205.7475 | 1202230.1384 | 2636214.7496 | 1202217.6637
128 | 2636240.474 | 1202179.5982 | 2636251.9706 | 1202168.684 | 2636253.8329 | 1202166.5159
129 | 2635595.1277 | 1201377.2876 | 2635592.5114 | 1201392.3026 | 2635591.2289 | 1201396.6826
130 | 2635503.2392 | 1201375.9297 | 2635527.5593 | 1201362.6778 | 2635551.9073 | 1201352.439 | 2635581.7076 | 1201344.3227 | 2635589.846 | 1201341.4029 | 2635596.3271 | 1201338.1841 | 2635601.8454 | 1201334.3036 | 2635606.6311 | 1201329.485 | 2635610.5397 | 1201323.6939 | 2635613.2497 | 1201318.5072 | 2635616.7123 | 1201310.9236 | 2635622.4747 | 1201300.5743 | 2635626.3189 | 1201295.3832 | 2635629.6007 | 1201292.5901 | 2635634.4899 | 1201290.8516 | 2635640.6701 | 1201290.8773 | 2635647.466 | 1201292.3075 | 2635653.1348 | 1201295.1206 | 2635654.459 | 1201298.9751 | 2635654.6785 | 1201303.0009 | 2635653.904 | 1201307.7989 | 2635652.4016 | 1201312.1257 | 2635649.9689 | 1201315.4797 | 2635646.2385 | 1201318.1923 | 2635613.1306 | 1201339.785 | 2635605.1174 | 1201345.9407 | 2635601.1733 | 1201350.0417 | 2635598.2544 | 1201354.5157 | 2635596.1994 | 1201360.9071 | 2635594.8848 | 1201368.2144 | 2635595.1277 | 1201377.2876
131 | 2635503.2392 | 1201375.9297 | 2635498.8839 | 1201378.7832 | 2635491.5107 | 1201383.5866 | 2635481.0506 | 1201390.4061 | 2635472.1952 | 1201396.1679
132 | 2635478.9656 | 1201403.1675 | 2635472.1952 | 1201396.1679
133 | 2635472.1952 | 1201396.1679 | 2635468.4944 | 1201392.6218 | 2635456.2075 | 1201384.0775 | 2635446.9376 | 1201378.8641 | 2635433.8301 | 1201372.6386 | 2635428.5389 | 1201370.4136
134 | 2635290.4189 | 1201195.1145 | 2635297.5915 | 1201195.9462 | 2635305.3783 | 1201197.1706 | 2635316.9778 | 1201217.8172 | 2635326.0682 | 1201232.857 | 2635340.2353 | 1201250.4726 | 2635346.0733 | 1201254.3093 | 2635362.0482 | 1201267.3665 | 2635377.826 | 1201271.273 | 2635387.6893 | 1201284.283 | 2635398.5679 | 1201298.0662 | 2635396.99 | 1201306.1836 | 2635400.2691 | 1201311.5393 | 2635419.8751 | 1201315.4686 | 2635433.6855 | 1201314.8501 | 2635435.9251 | 1201314.8776
135 | 2635478.9656 | 1201403.1675 | 2635475.0816 | 1201404.8454 | 2635472.3208 | 1201404.4955 | 2635472.3208 | 1201404.4955
136 | 2635478.9656 | 1201403.1675 | 2635499.4605 | 1201430.3709 | 2635531.0149 | 1201462.5539 | 2635559.2539 | 1201487.7913 | 2635591.0039 | 1201520.2426 | 2635617.9535 | 1201559.9695 | 2635619.413 | 1201562.8287
137 | 2635387.8137 | 1201353.2888 | 2635428.5389 | 1201370.4136
138 | 2635652.6191 | 1201663.6782 | 2635654.5944 | 1201670.6494 | 2635659.2103 | 1201681.494 | 2635663.647 | 1201689.2137
139 | 2635663.647 | 1201689.2137 | 2635654.0903 | 1201696.483 | 2635650.4044 | 1201698.934
140 | 2635652.6191 | 1201663.6782 | 2635641.8546 | 1201674.0172
141 | 2635652.6191 | 1201663.6782 | 2635649.7786 | 1201648.6529 | 2635645.8842 | 1201625.2833 | 2635638.1664 | 1201602.43
142 | 2635650.4044 | 1201698.934 | 2635646.816 | 1201701.3201 | 2635644.0201 | 1201706.9065 | 2635644.1868 | 1201713.4111 | 2635650.889 | 1201726.0833
143 | 2635631.5161 | 1201682.5741 | 2635638.3663 | 1201677.3675 | 2635641.8546 | 1201674.0172
144 | 2635619.413 | 1201562.8287 | 2635635.3092 | 1201593.9696 | 2635638.1664 | 1201602.43
145 | 2635657.1792 | 1201737.9765 | 2635650.889 | 1201726.0833
146 | 2635290.4189 | 1201195.1145 | 2635288.9235 | 1201199.5971 | 2635286.1808 | 1201202.627 | 2635281.4307 | 1201204.022 | 2635276.2719 | 1201203.7359 | 2635270.0805 | 1201201.7316 | 2635255.4644 | 1201190.5059 | 2635199.8278 | 1201146.1536 | 2635181.8361 | 1201127.7598 | 2635178.4418 | 1201124.4169
147 | 2635126.0161 | 1201084.6301 | 2635130.956 | 1201084.6258 | 2635142.5557 | 1201089.8301 | 2635151.8003 | 1201098.178 | 2635178.4418 | 1201124.4169
148 | 2635126.0161 | 1201084.6301 | 2635130.1342 | 1201075.5048 | 2635130.334 | 1201073.9057
149 | 2635024.4477 | 1201109.4707 | 2635027.2313 | 1201104.6399 | 2635031.3882 | 1201100.5619 | 2635042.9435 | 1201100.3851 | 2635060.8402 | 1201100.0119 | 2635080.1381 | 1201094.333 | 2635092.2135 | 1201091.1131 | 2635095.8266 | 1201096.7041 | 2635104.1597 | 1201093.0732 | 2635114.1746 | 1201089.4744 | 2635117.1756 | 1201087.8244 | 2635122.9867 | 1201084.6346 | 2635126.0161 | 1201084.6301
150 | 2635024.4477 | 1201109.4707 | 2635031.4104 | 1201133.642
151 | 2635387.8137 | 1201353.2888 | 2635383.2615 | 1201362.4114 | 2635374.5269 | 1201369.6415 | 2635364.4338 | 1201372.3389 | 2635327.9039 | 1201369.1769 | 2635316.8733 | 1201364.3758 | 2635301.1097 | 1201356.8008 | 2635297.4807 | 1201355.2563 | 2635292.892 | 1201355.1291 | 2635287.8742 | 1201358.0456 | 2635287.8742 | 1201358.0456
152 | 2635270.6467 | 1201375.8371 | 2635287.8742 | 1201358.0456
153 | 2635027.6347 | 1201141.1776 | 2635032.0342 | 1201135.8075 | 2635031.4104 | 1201133.642
154 | 2635291.5667 | 1201388.8067 | 2635281.7074 | 1201399.6323 | 2635277.3093 | 1201400.7292 | 2635272.5152 | 1201400.5898 | 2635268.2395 | 1201397.7185 | 2635266.2226 | 1201393.8378 | 2635265.0248 | 1201389.1504 | 2635265.2621 | 1201383.7599 | 2635268.7681 | 1201377.7772 | 2635270.6467 | 1201375.8371
155 | 2635027.6347 | 1201141.1776 | 2635020.4046 | 1201150.0029
156 | 2635472.3208 | 1201404.4955 | 2635464.6983 | 1201398.736 | 2635459.7528 | 1201395.8718 | 2635454.617 | 1201394.3071 | 2635447.2782 | 1201393.3075 | 2635427.9035 | 1201395.3606 | 2635408.7109 | 1201401.3503 | 2635396.6198 | 1201408.5716 | 2635373.9993 | 1201425.3694 | 2635365.5085 | 1201433.5259
157 | 2634593.8988 | 1202635.3645 | 2634604.2219 | 1202634.5401 | 2634609.898 | 1202634.1785
158 | 2634438.1446 | 1202651.7468 | 2634429.4895 | 1202658.901 | 2634420.0055 | 1202669.9192 | 2634400.5517 | 1202690.4632 | 2634394.9525 | 1202695.5227 | 2634390.6069 | 1202698.277 | 2634385.175 | 1202700.7138 | 2634375.4132 | 1202704.5043 | 2634369.3269 | 1202708.0942
159 | 2635612.1652 | 1201695.6865 | 2635606.0918 | 1201699.5317
160 | 2635631.5161 | 1201682.5741 | 2635624.8264 | 1201687.6704 | 2635612.1652 | 1201695.6865
161 | 2635625.5965 | 1201660.5932 | 2635631.5161 | 1201682.5741
162 | 2635343.2988 | 1201859.9075 | 2635319.6746 | 1201857.7779 | 2635312.1318 | 1201856.6105 | 2635307.2279 | 1201854.8577
163 | 2635519.7276 | 1201948.1349 | 2635533.8224 | 1201930.1419 | 2635549.0175 | 1201925.5074 | 2635558.1538 | 1201920.838
164 | 2634541.6114 | 1202314.4222 | 2634538.4332 | 1202294.1926 | 2634536.8233 | 1202279.0971 | 2634536.4053 | 1202271.1014 | 2634536.9997 | 1202264.3788 | 2634538.6108 | 1202258.1736 | 2634541.2493 | 1202251.9631 | 2634544.7713 | 1202245.6244 | 2634549.5354 | 1202238.9926 | 2634571.8617 | 1202211.6064 | 2634593.4439 | 1202185.2721 | 2634609.2462 | 1202162.2618 | 2634612.9259 | 1202155.0012 | 2634614.6251 | 1202150.6753 | 2634615.7689 | 1202146.3462 | 2634616.0235 | 1202141.8007 | 2634615.7129 | 1202138.9306 | 2634625.9601 | 1202132.9866 | 2634633.7681 | 1202125.1052 | 2634639.5704 | 1202110.0749
165 | 2634586.7437 | 1202043.7768 | 2634608.5488 | 1202117.0993 | 2634615.7129 | 1202138.9306 | 2634625.9601 | 1202132.9866 | 2634633.7681 | 1202125.1052 | 2634639.5704 | 1202110.0749
166 | 2634586.7437 | 1202043.7768 | 2634582.6223 | 1202043.186 | 2634579.8889 | 1202040.78 | 2634575.6599 | 1202032.4842 | 2634562.8447 | 1202010.031 | 2634551.0045 | 1201988.7174 | 2634542.093 | 1201978.1379 | 2634539.3348 | 1201974.7534 | 2634535.6703 | 1201972.8089 | 2634531.5624 | 1201972.5184 | 2634522.1813 | 1201975.3897
167 | 2634806.566 | 1201570.4552 | 2634522.1813 | 1201975.3897
168 | 2635364.523 | 1201434.4726 | 2635365.5085 | 1201433.5259
169 | 2636483.4358 | 1201299.7321 | 2636484.5629 | 1201302.4374 | 2636488.9649 | 1201309.4792 | 2636494.8442 | 1201316.3856 | 2636499.4576 | 1201319.9602 | 2636502.1804 | 1201321.6902
170 | 2636525.8499 | 1201331.7278 | 2636512.0115 | 1201326.9407 | 2636505.0227 | 1201323.4961 | 2636502.1804 | 1201321.6902
171 | 2636277.9963 | 1201579.3465 | 2636276.5316 | 1201597.4699 | 2636282.133 | 1201592.4789 | 2636289.4926 | 1201587.4874 | 2636295.8186 | 1201583.4902 | 2636304.2345 | 1201580.0172 | 2636312.5352 | 1201576.7101 | 2636317.3172 | 1201573.8153 | 2636322.1013 | 1201570.5759 | 2636338.3391 | 1201553.6651 | 2636377.2856 | 1201518.3821 | 2636390.0771 | 1201496.281 | 2636394.4096 | 1201473.4835 | 2636388.9944 | 1201439.087 | 2636383.2552 | 1201409.1354 | 2636358.4 | 1201384.9263 | 2636367.2804 | 1201378.9659 | 2636375.507 | 1201374.1243 | 2636383.4927 | 1201370.1151 | 2636393.67 | 1201366.1637 | 2636402.8971 | 1201363.2738 | 2636415.4808 | 1201360.3598 | 2636425.5747 | 1201358.8538 | 2636441.5566 | 1201357.8617 | 2636472.8503 | 1201355.9068 | 2636488.5238 | 1201354.3126 | 2636497.6839 | 1201352.423 | 2636504.9684 | 1201349.8327 | 2636511.6658 | 1201346.1604 | 2636517.3271 | 1201341.4034 | 2636525.8499 | 1201331.7278
172 | 2636266.8401 | 1201648.1394 | 2636269.0065 | 1201644.8174 | 2636270.6488 | 1201641.3143 | 2636271.8631 | 1201636.8636 | 2636273.0176 | 1201628.4659 | 2636275.0755 | 1201609.1565 | 2636276.5316 | 1201597.4699 | 2636277.9963 | 1201579.3465
173 | 2636277.9963 | 1201579.3465 | 2636240.6498 | 1201536.663 | 2636227.7412 | 1201525.4341 | 2636210.9334 | 1201515.8493 | 2636196.2659 | 1201508.512 | 2636182.5232 | 1201494.232 | 2636171.2638 | 1201485.8815 | 2636163.0663 | 1201478.4166 | 2636156.3859 | 1201470.5274 | 2636151.4295 | 1201467.0177 | 2636147.3162 | 1201466.3036 | 2636142.3795 | 1201467.1075 | 2636138.6238 | 1201468.9303 | 2636126.1478 | 1201478.0156 | 2636120.2339 | 1201480.5591 | 2636114.0589 | 1201480.9665 | 2636105.6775 | 1201479.9931 | 2636091.5014 | 1201476.9503 | 2636083.3279 | 1201476.8232 | 2636038.4491 | 1201480.0878 | 2636026.4934 | 1201482.0132
174 | 2636266.8401 | 1201648.1394 | 2636277.574 | 1201653.9633 | 2636287.0401 | 1201656.7556 | 2636298.6339 | 1201661.3396 | 2636302.8161 | 1201664.174
175 | 2636026.4934 | 1201482.0132 | 2636010.6344 | 1201484.5672 | 2636005.8481 | 1201486.9286
176 | 2636302.8161 | 1201664.174 | 2636309.4423 | 1201668.6648 | 2636312.5059 | 1201674.2643 | 2636323.4515 | 1201675.2807
177 | 2636005.8481 | 1201486.9286 | 2636005.8481 | 1201486.9286 | 2636003.4768 | 1201488.9043 | 2636002.3645 | 1201491.6103
178 | 2635299.4561 | 1201825.107 | 2635297.8917 | 1201830.99 | 2635296.4249 | 1201837.0847 | 2635296.5877 | 1201844.3119 | 2635299.4097 | 1201849.7205 | 2635305.2057 | 1201854.1349 | 2635307.2279 | 1201854.8577
179 | 2635299.4561 | 1201825.107 | 2635301.9565 | 1201821.82
180 | 2634806.566 | 1201570.4552 | 2634682.4806 | 1201618.6725
181 | 2635441.7523 | 1202444.8159 | 2635454.6556 | 1202450.4177 | 2635463.6441 | 1202449.375
182 | 2635441.7523 | 1202444.8159 | 2635436.0517 | 1202448.5009
183 | 2635347.7326 | 1202750.041 | 2635341.4898 | 1202758.2976 | 2635336.533 | 1202767.8292 | 2635337.9022 | 1202778.2097 | 2635346.8111 | 1202790.069 | 2635349.0149 | 1202796.997 | 2635345.8779 | 1202810.1969 | 2635343.1622 | 1202820.3532 | 2635346.1805 | 1202828.5089 | 2635349.6382 | 1202830.5639 | 2635384.736 | 1202831.1828 | 2635391.041 | 1202834.2774 | 2635394.8927 | 1202839.1807 | 2635396.2906 | 1202844.681
184 | 2635672.4864 | 1201759.8304 | 2635667.1401 | 1201750.4908 | 2635659.7351 | 1201742.8091 | 2635657.1792 | 1201737.9765

## bus_geodata
| x | y | coords
0 | 2635555.8771 | 1202214.3684
1 | 2635568.6933 | 1202221.3189
2 | 2635572.0776 | 1202223.4327
3 | 2635585.786 | 1202231.919
4 | 2635425.2263 | 1202393.0447
5 | 2635441.3596 | 1202408.5668
6 | 2635584.9443 | 1202239.0847
7 | 2635619.4693 | 1202135.8993
8 | 2635607.0505 | 1202181.2406
9 | 2635674.4632 | 1202053.7701
10 | 2635590.0678 | 1202264.273
11 | 2634403.9847 | 1203079.0041
12 | 2634366.8303 | 1203080.3311
13 | 2634460.2455 | 1203086.85
14 | 2634376.7263 | 1203116.6082
15 | 2634460.1172 | 1203073.4766
16 | 2634498.3882 | 1203192.451
17 | 2634380.6478 | 1203116.0972
18 | 2634160.0369 | 1202901.5691
19 | 2634456.1122 | 1202856.1086
20 | 2634159.7516 | 1202901.5897
21 | 2634153.7244 | 1202859.3045
22 | 2634461.3005 | 1203045.9127
23 | 2634459.6377 | 1202793.0118
24 | 2634505.0755 | 1203079.2375
25 | 2634534.5523 | 1203428.2803
26 | 2634528.1027 | 1203421.2725
27 | 2634554.5363 | 1203460.4581
28 | 2634124.2156 | 1202898.7634
29 | 2634127.3944 | 1202854.8012
30 | 2634466.2012 | 1202718.9792
31 | 2634549.6678 | 1203457.6729
32 | 2635697.1053 | 1202001.2426
33 | 2635702.7422 | 1201992.7048
34 | 2635720.6124 | 1201986.3516
35 | 2635850.8614 | 1202191.0264
36 | 2635746.7535 | 1201871.6669
37 | 2635594.9538 | 1201876.9424
38 | 2635580.3129 | 1201916.3217
39 | 2635571.0669 | 1201734.5544
40 | 2635593.4863 | 1202271.7203
41 | 2635582.0907 | 1202274.5503
42 | 2635785.9096 | 1201995.8631
43 | 2635740.7439 | 1201859.7576
44 | 2635582.7837 | 1201929.5437
45 | 2635378.8448 | 1201851.6124
46 | 2635569.0586 | 1201915.2648
47 | 2635592.963 | 1201708.7916
48 | 2635651.3636 | 1200740.4549
49 | 2635649.4286 | 1200734.5286
50 | 2636086.1301 | 1200855.4237
51 | 2635643.7526 | 1200714.9757
52 | 2636159.0874 | 1200941.9294
53 | 2635695.9347 | 1200573.0636
54 | 2635628.4588 | 1200722.1358
55 | 2635785.8587 | 1200498.9929
56 | 2635585.0558 | 1200712.3582
57 | 2636216.9472 | 1202022.5962
58 | 2636206.6639 | 1202017.2473
59 | 2636209.5284 | 1202037.885
60 | 2636225.5897 | 1201974.7049
61 | 2636089.939 | 1202144.2461
62 | 2636274.0971 | 1201984.8494
63 | 2636236.4778 | 1201963.7869
64 | 2635882.5877 | 1201904.2427
65 | 2635795.5253 | 1201807.4672
66 | 2635869.3977 | 1201935.3404
67 | 2636279.6643 | 1202135.9892
68 | 2636286.3614 | 1201896.474
69 | 2635735.7219 | 1201847.7913
70 | 2635718.9542 | 1201754.1576
71 | 2635718.2254 | 1201749.8627
72 | 2635700.4057 | 1201751.8456
73 | 2635818.3908 | 1201742.2028
74 | 2635849.981 | 1201944.1917
75 | 2634249.6272 | 1202044.1622
76 | 2634258.3138 | 1202049.4791
77 | 2634259.5063 | 1202052.0174
78 | 2634258.5127 | 1202062.5764
79 | 2634522.2023 | 1202470.5971
80 | 2635857.3393 | 1202776.6336
81 | 2635829.7584 | 1202781.44
82 | 2635866.5903 | 1202768.9621
83 | 2634103.5154 | 1202893.7089
84 | 2634030.6869 | 1202911.1194
85 | 2634693.1918 | 1202525.8653
86 | 2634691.6042 | 1202553.5357
87 | 2634660.4548 | 1202463.6158
88 | 2634695.0912 | 1202570.8532
89 | 2634653.5194 | 1202453.7186
90 | 2634727.4254 | 1202557.5668
91 | 2634656.2856 | 1202614.4572
92 | 2634648.3576 | 1202447.0965
93 | 2634745.3504 | 1202494.613
94 | 2634864.4992 | 1202550.6319
95 | 2634639.4136 | 1202632.2981
96 | 2634643.7949 | 1202441.8962
97 | 2635375.3168 | 1202524.9562
98 | 2634723.6486 | 1202805.5942
99 | 2634629.0429 | 1202632.9588
100 | 2636031.6507 | 1201049.3957
101 | 2636012.2526 | 1201012.4143
102 | 2636039.8053 | 1201054.2924
103 | 2636143.0372 | 1200965.4324
104 | 2635623.7392 | 1201152.2105
105 | 2635606.6248 | 1201157.3745
106 | 2635503.1615 | 1201349.27
107 | 2636257.8513 | 1200915.69
108 | 2636482.9485 | 1201268.8866
109 | 2636481.7099 | 1201280.2004
110 | 2636241.371 | 1202198.3803
111 | 2636240.474 | 1202179.5982
112 | 2636214.7496 | 1202217.6637
113 | 2636253.8329 | 1202166.5159
114 | 2635591.2289 | 1201396.6826
115 | 2635595.1277 | 1201377.2876
116 | 2635503.2392 | 1201375.9297
117 | 2635472.1952 | 1201396.1679
118 | 2635435.9251 | 1201314.8776
119 | 2635478.9656 | 1201403.1675
120 | 2635428.5389 | 1201370.4136
121 | 2635709.5222 | 1201776.722
122 | 2635663.647 | 1201689.2137
123 | 2635652.6191 | 1201663.6782
124 | 2635650.4044 | 1201698.934
125 | 2635641.8546 | 1201674.0172
126 | 2635638.1664 | 1201602.43
127 | 2635650.889 | 1201726.0833
128 | 2635178.4418 | 1201124.4169
129 | 2635290.4189 | 1201195.1145
130 | 2635126.0161 | 1201084.6301
131 | 2635130.334 | 1201073.9057
132 | 2635024.4477 | 1201109.4707
133 | 2635387.8137 | 1201353.2888
134 | 2635287.8742 | 1201358.0456
135 | 2635031.4104 | 1201133.642
136 | 2635270.6468 | 1201375.8371
137 | 2635027.6347 | 1201141.1776
138 | 2635855.7904 | 1201722.7284
139 | 2635472.3208 | 1201404.4955
140 | 2635619.413 | 1201562.8287
141 | 2635020.4046 | 1201150.0029
142 | 2634609.898 | 1202634.1785
143 | 2634593.8988 | 1202635.3645
144 | 2634704.7477 | 1202826.474
145 | 2634438.1446 | 1202651.7468
146 | 2635606.0918 | 1201699.5317
147 | 2635612.1652 | 1201695.6865
148 | 2635631.5161 | 1201682.5741
149 | 2635343.2988 | 1201859.9075
150 | 2635558.1538 | 1201920.838
151 | 2634369.3269 | 1202708.0942
152 | 2634541.6114 | 1202314.4222
153 | 2634639.5704 | 1202110.0749
154 | 2635625.5965 | 1201660.5932
155 | 2634586.7437 | 1202043.7768
156 | 2634522.1813 | 1201975.3897
157 | 2635365.5085 | 1201433.5259
158 | 2635291.5667 | 1201388.8067
159 | 2635364.523 | 1201434.4726
160 | 2636502.1804 | 1201321.6902
161 | 2636483.4358 | 1201299.7321
162 | 2636525.8499 | 1201331.7278
163 | 2636277.9963 | 1201579.3465
164 | 2636266.8401 | 1201648.1394
165 | 2636026.4934 | 1201482.0132
166 | 2636302.8161 | 1201664.174
167 | 2636005.8481 | 1201486.9286
168 | 2636323.4515 | 1201675.2807
169 | 2635307.2279 | 1201854.8577
170 | 2635299.4561 | 1201825.107
171 | 2635301.9565 | 1201821.82
172 | 2634806.566 | 1201570.4552
173 | 2634682.4806 | 1201618.6725
174 | 2636016.2772 | 1200261.1925
175 | 2636285.8999 | 1201892.2577
176 | 2635441.7523 | 1202444.8159
177 | 2635396.2906 | 1202844.681
178 | 2635436.0517 | 1202448.5009
179 | 2635463.6441 | 1202449.375
180 | 2635347.7326 | 1202750.041
181 | 2635583.545 | 1201148.1024
182 | 2635672.4864 | 1201759.8304
183 | 2635657.1792 | 1201737.9765
184 | 2636002.3645 | 1201491.6103
185 | 2635519.7276 | 1201948.1349
186 | 2635582.7837 | 1201929.5437

## line_std_types
| c_nf_per_km | r_ohm_per_km | x_ohm_per_km | max_i_ka | type | q_mm2 | alpha | voltage_rating
NAYY 4x50 SE | 210 | 0.642 | 0.083 | 0.142 | cs | 50 | 0.00403 | LV
NAYY 4x120 SE | 264 | 0.225 | 0.08 | 0.242 | cs | 120 | 0.00403 | LV
NAYY 4x150 SE | 261 | 0.208 | 0.08 | 0.27 | cs | 150 | 0.00403 | LV
NA2XS2Y 1x95 RM/25 12/20 kV | 216 | 0.313 | 0.132 | 0.252 | cs | 95 | 0.00403 | MV
NA2XS2Y 1x185 RM/25 12/20 kV | 273 | 0.161 | 0.117 | 0.362 | cs | 185 | 0.00403 | MV
NA2XS2Y 1x240 RM/25 12/20 kV | 304 | 0.122 | 0.112 | 0.421 | cs | 240 | 0.00403 | MV
NA2XS2Y 1x95 RM/25 6/10 kV | 315 | 0.313 | 0.123 | 0.249 | cs | 95 | 0.00403 | MV
NA2XS2Y 1x185 RM/25 6/10 kV | 406 | 0.161 | 0.11 | 0.358 | cs | 185 | 0.00403 | MV
NA2XS2Y 1x240 RM/25 6/10 kV | 456 | 0.122 | 0.105 | 0.416 | cs | 240 | 0.00403 | MV
NA2XS2Y 1x150 RM/25 12/20 kV | 250 | 0.206 | 0.116 | 0.319 | cs | 150 | 0.00403 | MV
NA2XS2Y 1x120 RM/25 12/20 kV | 230 | 0.253 | 0.119 | 0.283 | cs | 120 | 0.00403 | MV
NA2XS2Y 1x70 RM/25 12/20 kV | 190 | 0.443 | 0.132 | 0.22 | cs | 70 | 0.00403 | MV
NA2XS2Y 1x150 RM/25 6/10 kV | 360 | 0.206 | 0.11 | 0.315 | cs | 150 | 0.00403 | MV
NA2XS2Y 1x120 RM/25 6/10 kV | 340 | 0.253 | 0.113 | 0.28 | cs | 120 | 0.00403 | MV
NA2XS2Y 1x70 RM/25 6/10 kV | 280 | 0.443 | 0.123 | 0.217 | cs | 70 | 0.00403 | MV
N2XS(FL)2Y 1x120 RM/35 64/110 kV | 112 | 0.153 | 0.166 | 0.366 | cs | 120 | 0.00393 | HV
N2XS(FL)2Y 1x185 RM/35 64/110 kV | 125 | 0.099 | 0.156 | 0.457 | cs | 185 | 0.00393 | HV
N2XS(FL)2Y 1x240 RM/35 64/110 kV | 135 | 0.075 | 0.149 | 0.526 | cs | 240 | 0.00393 | HV
N2XS(FL)2Y 1x300 RM/35 64/110 kV | 144 | 0.06 | 0.144 | 0.588 | cs | 300 | 0.00393 | HV
15-AL1/3-ST1A 0.4 | 11 | 1.8769 | 0.35 | 0.105 | ol | 16 | 0.00403 | LV
24-AL1/4-ST1A 0.4 | 11.25 | 1.2012 | 0.335 | 0.14 | ol | 24 | 0.00403 | LV
48-AL1/8-ST1A 0.4 | 12.2 | 0.5939 | 0.3 | 0.21 | ol | 48 | 0.00403 | LV
94-AL1/15-ST1A 0.4 | 13.2 | 0.306 | 0.29 | 0.35 | ol | 94 | 0.00403 | LV
34-AL1/6-ST1A 10.0 | 9.7 | 0.8342 | 0.36 | 0.17 | ol | 34 | 0.00403 | MV
48-AL1/8-ST1A 10.0 | 10.1 | 0.5939 | 0.35 | 0.21 | ol | 48 | 0.00403 | MV
70-AL1/11-ST1A 10.0 | 10.4 | 0.4132 | 0.339 | 0.29 | ol | 70 | 0.00403 | MV
94-AL1/15-ST1A 10.0 | 10.75 | 0.306 | 0.33 | 0.35 | ol | 94 | 0.00403 | MV
122-AL1/20-ST1A 10.0 | 11.1 | 0.2376 | 0.323 | 0.41 | ol | 122 | 0.00403 | MV
149-AL1/24-ST1A 10.0 | 11.25 | 0.194 | 0.315 | 0.47 | ol | 149 | 0.00403 | MV
34-AL1/6-ST1A 20.0 | 9.15 | 0.8342 | 0.382 | 0.17 | ol | 34 | 0.00403 | MV
48-AL1/8-ST1A 20.0 | 9.5 | 0.5939 | 0.372 | 0.21 | ol | 48 | 0.00403 | MV
70-AL1/11-ST1A 20.0 | 9.7 | 0.4132 | 0.36 | 0.29 | ol | 70 | 0.00403 | MV
94-AL1/15-ST1A 20.0 | 10 | 0.306 | 0.35 | 0.35 | ol | 94 | 0.00403 | MV
122-AL1/20-ST1A 20.0 | 10.3 | 0.2376 | 0.344 | 0.41 | ol | 122 | 0.00403 | MV
149-AL1/24-ST1A 20.0 | 10.5 | 0.194 | 0.337 | 0.47 | ol | 149 | 0.00403 | MV
184-AL1/30-ST1A 20.0 | 10.75 | 0.1571 | 0.33 | 0.535 | ol | 184 | 0.00403 | MV
243-AL1/39-ST1A 20.0 | 11 | 0.1188 | 0.32 | 0.645 | ol | 243 | 0.00403 | MV
48-AL1/8-ST1A 110.0 | 8 | 0.5939 | 0.46 | 0.21 | ol | 48 | 0.00403 | HV
70-AL1/11-ST1A 110.0 | 8.4 | 0.4132 | 0.45 | 0.29 | ol | 70 | 0.00403 | HV
94-AL1/15-ST1A 110.0 | 8.65 | 0.306 | 0.44 | 0.35 | ol | 94 | 0.00403 | HV
122-AL1/20-ST1A 110.0 | 8.5 | 0.2376 | 0.43 | 0.41 | ol | 122 | 0.00403 | HV
149-AL1/24-ST1A 110.0 | 8.75 | 0.194 | 0.41 | 0.47 | ol | 149 | 0.00403 | HV
184-AL1/30-ST1A 110.0 | 8.8 | 0.1571 | 0.4 | 0.535 | ol | 184 | 0.00403 | HV
243-AL1/39-ST1A 110.0 | 9 | 0.1188 | 0.39 | 0.645 | ol | 243 | 0.00403 | HV
305-AL1/39-ST1A 110.0 | 9.2 | 0.0949 | 0.38 | 0.74 | ol | 305 | 0.00403 | HV
490-AL1/64-ST1A 110.0 | 9.75 | 0.059 | 0.37 | 0.96 | ol | 490 | 0.00403 | HV
679-AL1/86-ST1A 110.0 | 9.95 | 0.042 | 0.36 | 1.15 | ol | 679 | 0.00403 | HV
490-AL1/64-ST1A 220.0 | 10 | 0.059 | 0.285 | 0.96 | ol | 490 | 0.00403 | HV
679-AL1/86-ST1A 220.0 | 11.7 | 0.042 | 0.275 | 1.15 | ol | 679 | 0.00403 | HV
490-AL1/64-ST1A 380.0 | 11 | 0.059 | 0.253 | 0.96 | ol | 490 | 0.00403 | HV
679-AL1/86-ST1A 380.0 | 14.6 | 0.042 | 0.25 | 1.15 | ol | 679 | 0.00403 | HV

## trafo_std_types
| i0_percent | pfe_kw | vkr_percent | sn_mva | vn_lv_kv | vn_hv_kv | vk_percent | shift_degree | vector_group | tap_side | tap_neutral | tap_min | tap_max | tap_step_degree | tap_step_percent | tap_phase_shifter
160 MVA 380/110 kV | 0.06 | 60 | 0.25 | 160 | 110 | 380 | 12.2 | 0 | Yy0 | hv | 0 | -9 | 9 | 0 | 1.5 | FALSE
100 MVA 220/110 kV | 0.06 | 55 | 0.26 | 100 | 110 | 220 | 12 | 0 | Yy0 | hv | 0 | -9 | 9 | 0 | 1.5 | FALSE
63 MVA 110/20 kV | 0.04 | 22 | 0.32 | 63 | 20 | 110 | 18 | 150 | YNd5 | hv | 0 | -9 | 9 | 0 | 1.5 | FALSE
40 MVA 110/20 kV | 0.05 | 18 | 0.34 | 40 | 20 | 110 | 16.2 | 150 | YNd5 | hv | 0 | -9 | 9 | 0 | 1.5 | FALSE
25 MVA 110/20 kV | 0.07 | 14 | 0.41 | 25 | 20 | 110 | 12 | 150 | YNd5 | hv | 0 | -9 | 9 | 0 | 1.5 | FALSE
63 MVA 110/10 kV | 0.04 | 22 | 0.32 | 63 | 10 | 110 | 18 | 150 | YNd5 | hv | 0 | -9 | 9 | 0 | 1.5 | FALSE
40 MVA 110/10 kV | 0.05 | 18 | 0.34 | 40 | 10 | 110 | 16.2 | 150 | YNd5 | hv | 0 | -9 | 9 | 0 | 1.5 | FALSE
25 MVA 110/10 kV | 0.07 | 14 | 0.41 | 25 | 10 | 110 | 12 | 150 | YNd5 | hv | 0 | -9 | 9 | 0 | 1.5 | FALSE
0.25 MVA 20/0.4 kV | 0.32 | 0.8 | 1.44 | 0.25 | 0.4 | 20 | 6 | 150 | Yzn5 | hv | 0 | -2 | 2 | 0 | 2.5 | FALSE
0.4 MVA 20/0.4 kV | 0.3375 | 1.35 | 1.425 | 0.4 | 0.4 | 20 | 6 | 150 | Dyn5 | hv | 0 | -2 | 2 | 0 | 2.5 | FALSE
0.63 MVA 20/0.4 kV | 0.2619 | 1.65 | 1.206 | 0.63 | 0.4 | 20 | 6 | 150 | Dyn5 | hv | 0 | -2 | 2 | 0 | 2.5 | FALSE
0.25 MVA 10/0.4 kV | 0.24 | 0.6 | 1.2 | 0.25 | 0.4 | 10 | 4 | 150 | Dyn5 | hv | 0 | -2 | 2 | 0 | 2.5 | FALSE
0.4 MVA 10/0.4 kV | 0.2375 | 0.95 | 1.325 | 0.4 | 0.4 | 10 | 4 | 150 | Dyn5 | hv | 0 | -2 | 2 | 0 | 2.5 | FALSE
0.63 MVA 10/0.4 kV | 0.1873 | 1.18 | 1.0794 | 0.63 | 0.4 | 10 | 4 | 150 | Dyn5 | hv | 0 | -2 | 2 | 0 | 2.5 | FALSE

## trafo3w_std_types
| sn_hv_mva | sn_mv_mva | sn_lv_mva | vn_hv_kv | vn_mv_kv | vn_lv_kv | vk_hv_percent | vk_mv_percent | vk_lv_percent | vkr_hv_percent | vkr_mv_percent | vkr_lv_percent | pfe_kw | i0_percent | shift_mv_degree | shift_lv_degree | vector_group | tap_side | tap_neutral | tap_min | tap_max | tap_step_percent
63/25/38 MVA 110/20/10 kV | 63 | 25 | 38 | 110 | 20 | 10 | 10.4 | 10.4 | 10.4 | 0.28 | 0.32 | 0.35 | 35 | 0.89 | 0 | 0 | YN0yn0yn0 | hv | 0 | -10 | 10 | 1.2
63/25/38 MVA 110/10/10 kV | 63 | 25 | 38 | 110 | 10 | 10 | 10.4 | 10.4 | 10.4 | 0.28 | 0.32 | 0.35 | 35 | 0.89 | 0 | 0 | YN0yn0yn0 | hv | 0 | -10 | 10 | 1.2

## fuse_std_types
| fuse_type | i_rated_a | t_avg | t_min | t_total | x_avg | x_min | x_total
HV 100A | HV 100A | 100 | 0 | [10.0, 3.64, 0.854, 0.281, 0.1, 0.0531, 0.022, 0.01] | [10.0, 4.267, 1.21, 0.403, 0.1, 0.058, 0.022, 0.01] | 0 | [300.0, 350.0, 450.0, 550.0, 700.0, 850.0, 1200.0, 1752.0] | [600.0, 700.0, 900.0, 1150.0, 1665.0, 2000.0, 3000.0, 4313.0]
HV 10A | HV 10A | 10 | 0 | [10.0, 1675.0, 0.344, 0.156, 0.1, 0.0417, 0.0171, 0.01] | [10.0, 1.3, 0.3, 0.155, 0.1, 0.0555, 0.023, 0.01] | 0 | [30.0, 32.0, 35.0, 37.0, 39.0, 50.0, 70.0, 88.0] | [60.0, 70.0, 80.0, 87.0, 94.0, 110.0, 150.0, 216.0]
HV 125A | HV 125A | 125 | 0 | [10.0, 1.82, 0.344, 0.1, 0.0467, 0.0269, 0.01] | [10.0, 2.478, 0.426, 0.1, 0.0427, 0.0211, 0.01] | 0 | [375.0, 500.0, 700.0, 925.0, 1200.0, 1500.0, 2341.0] | [750.0, 1000.0, 1500.0, 2200.0, 3000.0, 4000.0, 5765.0]
HV 160A | HV 160A | 160 | 0 | [10.0, 4.15, 1.03, 0.198, 0.1, 0.051, 0.0172, 0.01] | [10.0, 2.3, 0.734, 0.274, 0.1, 0.046, 0.0177, 0.01] | 0 | [480.0, 550.0, 700.0, 1000.0, 1260.0, 1600.0, 2500.0, 3227.0] | [960.0, 1300.0, 1700.0, 2200.0, 2996.0, 4000.0, 6000.0, 7946.0]
HV 16A | HV 16A | 16 | 0 | [10.0, 0.352, 0.164, 0.1, 0.0649, 0.0342, 0.01] | [10.0, 2.34, 0.722, 0.181, 0.1, 0.055, 0.0296, 0.01] | 0 | [48.0, 60.0, 65.0, 71.0, 80.0, 100.0, 162.0] | [96.0, 110.0, 125.0, 150.0, 168.0, 200.0, 250.0, 398.0]
HV 200A | HV 200A | 200 | 0 | [10.0, 4.267, 1.21, 0.403, 0.1, 0.058, 0.022, 0.01] | [10.0, 3.73, 1.654, 0.328, 0.1, 0.0531, 0.019, 0.01] | 0 | [600.0, 700.0, 900.0, 1150.0, 1665.0, 2000.0, 3000.0, 4313.0] | [1200.0, 1500.0, 1800.0, 2700.0, 3960.0, 5000.0, 7500.0, 10620.0]
HV 20A | HV 20A | 20 | 0 | [10.0, 1.3, 0.3, 0.155, 0.1, 0.0555, 0.023, 0.01] | [10.0, 1.3, 0.161, 0.1, 0.0611, 0.0399, 0.0141, 0.01] | 0 | [60.0, 70.0, 80.0, 87.0, 94.0, 110.0, 150.0, 216.0] | [120.0, 150.0, 200.0, 223.0, 260.0, 300.0, 450.0, 532.0]
HV 25A | HV 25A | 25 | 0 | [10.0, 2.512, 0.833, 0.299, 0.1, 0.0372, 0.0223, 0.01] | [10.0, 3.125, 0.597, 0.198, 0.1, 0.0378, 0.022, 0.01] | 0 | [75.0, 82.0, 90.0, 100.0, 124.0, 170.0, 200.0, 289.0] | [150.0, 170.0, 210.0, 250.0, 294.0, 400.0, 500.0, 711.0]
HV 31.5A | HV 31.5A | 31.5 | 0 | [10.0, 2.34, 0.722, 0.181, 0.1, 0.055, 0.0296, 0.01] | [10.0, 2.84, 0.368, 0.164, 0.1, 0.0621, 0.0378, 0.0195, 0.01] | 0 | [95.0, 110.0, 125.0, 150.0, 165.0, 200.0, 250.0, 390.0] | [189.0, 220.0, 300.0, 350.0, 393.0, 450.0, 530.0, 700.0, 960.0]
HV 40A | HV 40A | 40 | 0 | [10.0, 1.3, 0.161, 0.1, 0.0611, 0.0399, 0.0141, 0.01] | [10.0, 2.05, 0.369, 0.198, 0.1, 0.051, 0.0298, 0.01] | 0 | [120.0, 150.0, 200.0, 223.0, 260.0, 300.0, 450.0, 532.0] | [240.0, 300.0, 400.0, 450.0, 530.0, 650.0, 800.0, 1311.0]
HV 50A | HV 50A | 50 | 0 | [10.0, 3.215, 0.597, 0.198, 0.1, 0.0378, 0.022, 0.01] | [10.0, 3.64, 0.854, 0.281, 0.1, 0.0531, 0.022, 0.01] | 0 | [150.0, 170.0, 210.0, 250.0, 294.0, 400.0, 500.0, 711.0] | [300.0, 350.0, 450.0, 550.0, 700.0, 850.0, 1200.0, 1752.0]
HV 6.3A | HV 6.3A | 6.3 | 0 | [10.0, 1.39, 0.344, 0.168, 0.1, 0.056, 0.0263, 0.01] | [10.0, 1.711, 0.516, 0.198, 0.1, 0.0634, 0.0303, 0.01] | 0 | [19.0, 19.5, 20.4, 20.8, 22.0, 25.0, 32.0, 48.0] | [38.0, 40.0, 43.0, 48.0, 53.0, 60.0, 75.0, 118.0]
HV 63A | HV 63A | 63 | 0 | [10.0, 2.84, 0.368, 0.164, 0.1, 0.0621, 0.0378, 0.0195, 0.01] | [10.0, 1.82, 0.344, 0.1, 0.0467, 0.0269, 0.01] | 0 | [189.0, 220.0, 300.0, 350.0, 393.0, 450.0, 530.0, 700.0, 961.0] | [378.0, 500.0, 700.0, 934.0, 1200.0, 1500.0, 2366.0]
HV 80A | HV 80A | 80 | 0 | [10.0, 2.05, 0.369, 0.198, 0.1, 0.051, 0.0298, 0.01] | [10.0, 4.15, 1.03, 0.198, 0.1, 0.051, 0.0172, 0.01] | 0 | [240.0, 300.0, 400.0, 450.0, 530.0, 650.0, 800.0, 1311.0] | [480.0, 550.0, 700.0, 1000.0, 1260.0, 1600.0, 2500.0, 3227.0]
Siemens NH-1-100 | Siemens NH-1-100 | 100 | [5400.0, 2000.0, 400.0, 20.0, 1.0, 0.2, 0.012, 0.004] | 0 | 0 | [150.0, 190.0, 250.0, 430.0, 900.0, 1250.0, 2700.0, 3600.0] | 0 | 0
Siemens NH-1-125 | Siemens NH-1-125 | 125 | [4800.0, 120.0, 7.0, 0.1, 0.004] | 0 | 0 | [180.0, 400.0, 740.0, 2000.0, 4250.0] | 0 | 0
Siemens NH-1-16 | Siemens NH-1-16 | 16 | [4000.0, 400.0, 2.0, 0.1, 0.04, 0.01] | 0 | 0 | [26.0, 35.0, 75.0, 150.0, 200.0, 300.0] | 0 | 0
Siemens NH-1-160 | Siemens NH-1-160 | 160 | [4800.0, 120.0, 7.0, 0.1, 0.004] | 0 | 0 | [210.0, 500.0, 900.0, 2300.0, 5000.0] | 0 | 0
Siemens NH-1-25 | Siemens NH-1-25 | 25 | [4000.0, 1000.0, 10.0, 0.2, 0.02, 0.01] | 0 | 0 | [40.0, 50.0, 100.0, 210.0, 400.0, 500.0] | 0 | 0
Siemens NH-1-50 | Siemens NH-1-50 | 50 | [4000.0, 40.0, 4.0, 1.0, 0.02, 0.01] | 0 | 0 | [86.0, 200.0, 300.0, 400.0, 1000.0, 1280.0] | 0 | 0
Siemens NH-1-63 | Siemens NH-1-63 | 63 | [4000.0, 100.0, 10.0, 2.0, 0.04, 0.01] | 0 | 0 | [100.0, 200.0, 300.0, 400.0, 1000.0, 1500.0] | 0 | 0
Siemens NH-1-80 | Siemens NH-1-80 | 80 | [4800.0, 120.0, 7.0, 0.1, 0.01] | 0 | 0 | [150.58, 250.0, 450.0, 1150.0, 2470.0] | 0 | 0
Siemens NH-2-1000 | Siemens NH-2-1000 | 1000 | [4800.0, 120.0, 7.0, 0.1, 0.004] | 0 | 0 | [1900.0, 3500.0, 8400.0, 24000.0, 52000.0] | 0 | 0
Siemens NH-2-200 | Siemens NH-2-200 | 200 | [4800.0, 120.0, 7.0, 0.1, 0.004] | 0 | 0 | [280.0, 650.0, 1200.0, 3000.0, 7000.0] | 0 | 0
Siemens NH-2-224 | Siemens NH-2-224 | 224 | [4800.0, 120.0, 7.0, 0.2, 0.04, 0.004] | 0 | 0 | [400.0, 750.0, 1453.0, 3025.0, 4315.0, 7600.0] | 0 | 0
Siemens NH-2-250 | Siemens NH-2-250 | 250 | [4800.0, 120.0, 7.0, 0.1, 0.004] | 0 | 0 | [450.0, 800.0, 1650.0, 4000.0, 8500.0] | 0 | 0
Siemens NH-2-315 | Siemens NH-2-315 | 315 | [4800.0, 120.0, 7.0, 0.1, 0.004] | 0 | 0 | [550.0, 920.0, 1900.0, 5000.0, 11000.0] | 0 | 0
Siemens NH-2-355 | Siemens NH-2-355 | 355 | [4800.0, 120.0, 6.0, 0.1, 0.004] | 0 | 0 | [650.0, 1116.27, 2350.0, 5840.0, 12790.0] | 0 | 0
Siemens NH-2-400 | Siemens NH-2-400 | 400 | [4800.0, 120.0, 7.0, 0.1, 0.004] | 0 | 0 | [720.0, 1350.0, 2800.0, 6500.0, 15000.0] | 0 | 0
Siemens NH-2-425 | Siemens NH-2-425 | 425 | [4800.0, 120.0, 7.0, 0.1, 0.004] | 0 | 0 | [850.0, 1500.0, 3050.0, 7500.0, 16500.0] | 0 | 0
Siemens NH-2-630 | Siemens NH-2-630 | 630 | [4800.0, 120.0, 7.0, 0.1, 0.004] | 0 | 0 | [1200.0, 2000.0, 4800.0, 12000.0, 26000.0] | 0 | 0

## dtypes
| element | column | dtype
0 | bus | name | object
1 | bus | vn_kv | float64
2 | bus | type | object
3 | bus | zone | object
4 | bus | in_service | bool
5 | load | name | object
6 | load | bus | uint32
7 | load | p_mw | float64
8 | load | q_mvar | float64
9 | load | const_z_percent | float64
10 | load | const_i_percent | float64
11 | load | sn_mva | float64
12 | load | scaling | float64
13 | load | in_service | bool
14 | load | type | object
15 | ext_grid | name | object
16 | ext_grid | bus | uint32
17 | ext_grid | vm_pu | float64
18 | ext_grid | va_degree | float64
19 | ext_grid | slack_weight | float64
20 | ext_grid | in_service | bool
21 | line | name | object
22 | line | std_type | object
23 | line | from_bus | uint32
24 | line | to_bus | uint32
25 | line | length_km | float64
26 | line | r_ohm_per_km | float64
27 | line | x_ohm_per_km | float64
28 | line | c_nf_per_km | float64
29 | line | g_us_per_km | float64
30 | line | max_i_ka | float64
31 | line | df | float64
32 | line | parallel | uint32
33 | line | type | object
34 | line | in_service | bool
35 | trafo | name | object
36 | trafo | std_type | object
37 | trafo | hv_bus | uint32
38 | trafo | lv_bus | uint32
39 | trafo | sn_mva | float64
40 | trafo | vn_hv_kv | float64
41 | trafo | vn_lv_kv | float64
42 | trafo | vk_percent | float64
43 | trafo | vkr_percent | float64
44 | trafo | pfe_kw | float64
45 | trafo | i0_percent | float64
46 | trafo | shift_degree | float64
47 | trafo | tap_side | object
48 | trafo | tap_neutral | int32
49 | trafo | tap_min | int32
50 | trafo | tap_max | int32
51 | trafo | tap_step_percent | float64
52 | trafo | tap_step_degree | float64
53 | trafo | tap_pos | int32
54 | trafo | tap_phase_shifter | bool
55 | trafo | parallel | uint32
56 | trafo | df | float64
57 | trafo | in_service | bool
58 | line_geodata | coords | object
59 | bus_geodata | x | float64
60 | bus_geodata | y | float64
61 | bus_geodata | coords | object

## parameters
| version | format_version | converged | OPF_converged | name | f_hz | sn_mva
0 | 2.14.6 | 2.14.0 | FALSE | FALSE |  | 50 | 1