## bus
| name | vn_kv | type | zone | in_service
0 | bus_LV_908-4_0_4_node_0 | 0.4 | n |  | TRUE
1 | bus_LV_908-4_0_4_node_1 | 0.4 | n |  | TRUE
2 | bus_LV_908-4_0_4_node_2 | 0.4 | n |  | TRUE
3 | bus_LV_908-4_0_4_node_48 | 0.4 | n |  | TRUE
4 | bus_LV_908-4_0_4_node_51 | 0.4 | n |  | TRUE
5 | bus_LV_908-4_0_4_node_46 | 0.4 | n |  | TRUE
6 | bus_LV_908-4_0_4_node_109 | 0.4 | n |  | TRUE
7 | bus_LV_908-4_0_4_node_110 | 0.4 | n |  | TRUE
8 | bus_LV_908-4_0_4_node_10 | 0.4 | n |  | TRUE
9 | bus_LV_908-4_0_4_node_11 | 0.4 | n |  | TRUE
10 | bus_LV_908-4_0_4_node_12 | 0.4 | n |  | TRUE
11 | bus_LV_908-4_0_4_node_13 | 0.4 | n |  | TRUE
12 | bus_LV_908-4_0_4_node_14 | 0.4 | n |  | TRUE
13 | bus_LV_908-4_0_4_node_126 | 0.4 | n |  | TRUE
14 | bus_LV_908-4_0_4_node_24 | 0.4 | n |  | TRUE
15 | bus_LV_908-4_0_4_node_127 | 0.4 | n |  | TRUE
16 | bus_LV_908-4_0_4_node_128 | 0.4 | n |  | TRUE
17 | bus_LV_908-4_0_4_node_89 | 0.4 | n |  | TRUE
18 | bus_LV_908-4_0_4_node_22 | 0.4 | n |  | TRUE
19 | bus_LV_908-4_0_4_node_16 | 0.4 | n |  | TRUE
20 | bus_LV_908-4_0_4_node_18 | 0.4 | n |  | TRUE
21 | bus_LV_908-4_0_4_node_20 | 0.4 | n |  | TRUE
22 | bus_LV_908-4_0_4_node_19 | 0.4 | n |  | TRUE
23 | bus_LV_908-4_0_4_node_61 | 0.4 | n |  | TRUE
24 | bus_LV_908-4_0_4_node_67 | 0.4 | n |  | TRUE
25 | bus_LV_908-4_0_4_node_60 | 0.4 | n |  | TRUE
26 | bus_LV_908-4_0_4_node_21 | 0.4 | n |  | TRUE
27 | bus_LV_908-4_0_4_node_97 | 0.4 | n |  | TRUE
28 | bus_LV_908-4_0_4_node_62 | 0.4 | n |  | TRUE
29 | bus_LV_908-4_0_4_node_66 | 0.4 | n |  | TRUE
30 | bus_LV_908-4_0_4_node_153 | 0.4 | n |  | TRUE
31 | bus_LV_908-4_0_4_node_85 | 0.4 | n |  | TRUE
32 | bus_LV_908-4_0_4_node_23 | 0.4 | n |  | TRUE
33 | bus_LV_908-4_0_4_node_25 | 0.4 | n |  | TRUE
34 | bus_LV_908-4_0_4_node_178 | 0.4 | n |  | TRUE
35 | bus_LV_908-4_0_4_node_87 | 0.4 | n |  | TRUE
36 | bus_LV_908-4_0_4_node_88 | 0.4 | n |  | TRUE
37 | bus_LV_908-4_0_4_node_90 | 0.4 | n |  | TRUE
38 | bus_LV_908-4_0_4_node_175 | 0.4 | n |  | TRUE
39 | bus_LV_908-4_0_4_node_176 | 0.4 | n |  | TRUE
40 | bus_LV_908-4_0_4_node_177 | 0.4 | n |  | TRUE
41 | bus_LV_908-4_0_4_node_113 | 0.4 | n |  | TRUE
42 | bus_LV_908-4_0_4_node_179 | 0.4 | n |  | TRUE
43 | bus_LV_908-4_0_4_node_26 | 0.4 | n |  | TRUE
44 | bus_LV_908-4_0_4_node_27 | 0.4 | n |  | TRUE
45 | bus_LV_908-4_0_4_node_28 | 0.4 | n |  | TRUE
46 | bus_LV_908-4_0_4_node_29 | 0.4 | n |  | TRUE
47 | bus_LV_908-4_0_4_node_30 | 0.4 | n |  | TRUE
48 | bus_LV_908-4_0_4_node_119 | 0.4 | n |  | TRUE
49 | bus_LV_908-4_0_4_node_152 | 0.4 | n |  | TRUE
50 | bus_LV_908-4_0_4_node_120 | 0.4 | n |  | TRUE
51 | bus_LV_908-4_0_4_node_111 | 0.4 | n |  | TRUE
52 | bus_LV_908-4_0_4_node_31 | 0.4 | n |  | TRUE
53 | bus_LV_908-4_0_4_node_32 | 0.4 | n |  | TRUE
54 | bus_LV_908-4_0_4_node_33 | 0.4 | n |  | TRUE
55 | bus_LV_908-4_0_4_node_35 | 0.4 | n |  | TRUE
56 | bus_LV_908-4_0_4_node_36 | 0.4 | n |  | TRUE
57 | bus_LV_908-4_0_4_node_95 | 0.4 | n |  | TRUE
58 | bus_LV_908-4_0_4_node_96 | 0.4 | n |  | TRUE
59 | bus_LV_908-4_0_4_node_41 | 0.4 | n |  | TRUE
60 | bus_LV_908-4_0_4_node_42 | 0.4 | n |  | TRUE
61 | bus_LV_908-4_0_4_node_44 | 0.4 | n |  | TRUE
62 | bus_LV_908-4_0_4_node_159 | 0.4 | n |  | TRUE
63 | bus_LV_908-4_0_4_node_43 | 0.4 | n |  | TRUE
64 | bus_LV_908-4_0_4_node_45 | 0.4 | n |  | TRUE
65 | bus_LV_908-4_0_4_node_156 | 0.4 | n |  | TRUE
66 | bus_LV_908-4_0_4_node_157 | 0.4 | n |  | TRUE
67 | bus_LV_908-4_0_4_node_158 | 0.4 | n |  | TRUE
68 | bus_LV_908-4_0_4_node_160 | 0.4 | n |  | TRUE
69 | bus_LV_908-4_0_4_node_163 | 0.4 | n |  | TRUE
70 | bus_LV_908-4_0_4_node_164 | 0.4 | n |  | TRUE
71 | bus_LV_908-4_0_4_node_181 | 0.4 | n |  | TRUE
72 | bus_LV_908-4_0_4_node_47 | 0.4 | n |  | TRUE
73 | bus_LV_908-4_0_4_node_49 | 0.4 | n |  | TRUE
74 | bus_LV_908-4_0_4_node_50 | 0.4 | n |  | TRUE
75 | bus_LV_908-4_0_4_node_168 | 0.4 | n |  | TRUE
76 | bus_LV_908-4_0_4_node_169 | 0.4 | n |  | TRUE
77 | bus_LV_908-4_0_4_node_121 | 0.4 | n |  | TRUE
78 | bus_LV_908-4_0_4_node_130 | 0.4 | n |  | TRUE
79 | bus_LV_908-4_0_4_node_63 | 0.4 | n |  | TRUE
80 | bus_LV_908-4_0_4_node_64 | 0.4 | n |  | TRUE
81 | bus_LV_908-4_0_4_node_65 | 0.4 | n |  | TRUE
82 | bus_LV_908-4_0_4_node_68 | 0.4 | n |  | TRUE
83 | bus_LV_908-4_0_4_node_69 | 0.4 | n |  | TRUE
84 | bus_LV_908-4_0_4_node_139 | 0.4 | n |  | TRUE
85 | bus_LV_908-4_0_4_node_138 | 0.4 | n |  | TRUE
86 | bus_LV_908-4_0_4_node_118 | 0.4 | n |  | TRUE
87 | bus_LV_908-4_0_4_node_70 | 0.4 | n |  | TRUE
88 | bus_LV_908-4_0_4_node_71 | 0.4 | n |  | TRUE
89 | bus_LV_908-4_0_4_node_72 | 0.4 | n |  | TRUE
90 | bus_LV_908-4_0_4_node_73 | 0.4 | n |  | TRUE
91 | bus_LV_908-4_0_4_node_74 | 0.4 | n |  | TRUE
92 | bus_LV_908-4_0_4_node_75 | 0.4 | n |  | TRUE
93 | bus_LV_908-4_0_4_node_165 | 0.4 | n |  | TRUE
94 | bus_LV_908-4_0_4_node_170 | 0.4 | n |  | TRUE
95 | bus_LV_908-4_0_4_node_141 | 0.4 | n |  | TRUE
96 | bus_LV_908-4_0_4_node_166 | 0.4 | n |  | TRUE
97 | bus_LV_908-4_0_4_node_134 | 0.4 | n |  | TRUE
98 | bus_LV_908-4_0_4_node_142 | 0.4 | n |  | TRUE
99 | bus_LV_908-4_0_4_node_140 | 0.4 | n |  | TRUE
100 | bus_LV_908-4_0_4_node_171 | 0.4 | n |  | TRUE
101 | bus_LV_908-4_0_4_node_172 | 0.4 | n |  | TRUE
102 | bus_LV_908-4_0_4_node_180 | 0.4 | n |  | TRUE
103 | bus_LV_908-4_0_4_node_167 | 0.4 | n |  | TRUE
104 | bus_LV_908-4_0_4_node_173 | 0.4 | n |  | TRUE
105 | bus_LV_908-4_0_4_node_98 | 0.4 | n |  | TRUE
106 | bus_LV_908-4_0_4_node_155 | 0.4 | n |  | TRUE
107 | bus_LV_908-4_0_4_node_161 | 0.4 | n |  | TRUE
108 | bus_LV_908-4_0_4_node_99 | 0.4 | n |  | TRUE
109 | bus_LV_908-4_0_4_node_108 | 0.4 | n |  | TRUE
110 | bus_LV_908-4_0_4_node_162 | 0.4 | n |  | TRUE
111 | bus_LV_908-4_0_4_node_154 | 0.4 | n |  | TRUE
112 | bus_LV_908-4_0_4_node_106 | 0.4 | n |  | TRUE
113 | bus_LV_908-4_0_4_node_100 | 0.4 | n |  | TRUE
114 | bus_LV_908-4_0_4_node_101 | 0.4 | n |  | TRUE
115 | bus_LV_908-4_0_4_node_102 | 0.4 | n |  | TRUE
116 | bus_LV_908-4_0_4_node_103 | 0.4 | n |  | TRUE
117 | bus_LV_908-4_0_4_node_135 | 0.4 | n |  | TRUE
118 | bus_LV_908-4_0_4_node_131 | 0.4 | n |  | TRUE
119 | bus_LV_908-4_0_4_node_144 | 0.4 | n |  | TRUE
120 | bus_LV_908-4_0_4_node_132 | 0.4 | n |  | TRUE
121 | bus_LV_908-4_0_4_node_104 | 0.4 | n |  | TRUE
122 | bus_LV_908-4_0_4_node_105 | 0.4 | n |  | TRUE
123 | bus_LV_908-4_0_4_node_107 | 0.4 | n |  | TRUE
124 | bus_LV_908-4_0_4_node_136 | 0.4 | n |  | TRUE
125 | bus_LV_908-4_0_4_node_137 | 0.4 | n |  | TRUE
126 | bus_LV_908-4_0_4_node_112 | 0.4 | n |  | TRUE
127 | bus_LV_908-4_0_4_node_114 | 0.4 | n |  | TRUE
128 | bus_LV_908-4_0_4_node_115 | 0.4 | n |  | TRUE
129 | bus_LV_908-4_0_4_node_116 | 0.4 | n |  | TRUE
130 | bus_LV_908-4_0_4_node_117 | 0.4 | n |  | TRUE
131 | bus_LV_908-4_0_4_node_143 | 0.4 | n |  | TRUE
132 | bus_LV_908-4_0_4_node_151 | 0.4 | n |  | TRUE
133 | bus_LV_908-4_0_4_node_129 | 0.4 | n |  | TRUE
134 | bus_LV_908-4_0_4_node_123 | 0.4 | n |  | TRUE
135 | bus_LV_908-4_0_4_node_124 | 0.4 | n |  | TRUE
136 | bus_LV_908-4_0_4_node_125 | 0.4 | n |  | TRUE
137 | bus_LV_908-4_0_4_node_150 | 0.4 | n |  | TRUE
138 | bus_LV_908-4_0_4_node_146 | 0.4 | n |  | TRUE
139 | bus_LV_908-4_0_4_node_147 | 0.4 | n |  | TRUE
140 | bus_LV_908-4_0_4_node_148 | 0.4 | n |  | TRUE
141 | bus_LV_908-4_0_4_node_149 | 0.4 | n |  | TRUE
142 | bus_LV_908-4_0_4_node_133 | 0.4 | n |  | TRUE
143 | bus_LV_908-4_0_4_node_145 | 0.4 | n |  | TRUE
144 | bus_MV_199_0_node_205 | 20 | n |  | TRUE

## load
| name | bus | p_mw | q_mvar | const_z_percent | const_i_percent | sn_mva | scaling | in_service | type
0 | LV_908-4_0_4_load_0 | 0 | 0.0011371 | 0.00028499 | 0 | 0 |  | 1 | TRUE | wye
1 | LV_908-4_0_4_load_1 | 1 | 0.00025187 | 6.3125e-05 | 0 | 0 |  | 1 | TRUE | wye
2 | LV_908-4_0_4_load_46 | 5 | 0.0010412 | 0.00026094 | 0 | 0 |  | 1 | TRUE | wye
3 | LV_908-4_0_4_load_109 | 6 | 0.00089293 | 0.00022379 | 0 | 0 |  | 1 | TRUE | wye
4 | LV_908-4_0_4_load_110 | 7 | 0.00038283 | 9.5945e-05 | 0 | 0 |  | 1 | TRUE | wye
5 | LV_908-4_0_4_load_10 | 8 | 0.00025808 | 6.4681e-05 | 0 | 0 |  | 1 | TRUE | wye
6 | LV_908-4_0_4_load_11 | 9 | 0.00024318 | 6.0947e-05 | 0 | 0 |  | 1 | TRUE | wye
7 | LV_908-4_0_4_load_13 | 11 | 9.2442e-05 | 2.3168e-05 | 0 | 0 |  | 1 | TRUE | wye
8 | LV_908-4_0_4_load_22 | 18 | 0.0014036 | 0.00035178 | 0 | 0 |  | 1 | TRUE | wye
9 | LV_908-4_0_4_load_16 | 19 | 0.00051469 | 0.00012899 | 0 | 0 |  | 1 | TRUE | wye
10 | LV_908-4_0_4_load_20 | 21 | 0.00016496 | 4.1342e-05 | 0 | 0 |  | 1 | TRUE | wye
11 | LV_908-4_0_4_load_67 | 24 | 5.675e-05 | 1.4223e-05 | 0 | 0 |  | 1 | TRUE | wye
12 | LV_908-4_0_4_load_60 | 25 | 0.00030157 | 7.5582e-05 | 0 | 0 |  | 1 | TRUE | wye
13 | LV_908-4_0_4_load_21 | 26 | 0.0025177 | 0.000631 | 0 | 0 |  | 1 | TRUE | wye
14 | LV_908-4_0_4_load_62 | 28 | 0.00080277 | 0.00020119 | 0 | 0 |  | 1 | TRUE | wye
15 | LV_908-4_0_4_load_66 | 29 | 0.00012176 | 3.0515e-05 | 0 | 0 |  | 1 | TRUE | wye
16 | LV_908-4_0_4_load_153 | 30 | 0.00017168 | 4.3027e-05 | 0 | 0 |  | 1 | TRUE | wye
17 | LV_908-4_0_4_load_23 | 32 | 0.00077746 | 0.00019485 | 0 | 0 |  | 1 | TRUE | wye
18 | LV_908-4_0_4_load_178 | 34 | 0.00042136 | 0.0001056 | 0 | 0 |  | 1 | TRUE | wye
19 | LV_908-4_0_4_load_87 | 35 | 0.0010493 | 0.00026299 | 0 | 0 |  | 1 | TRUE | wye
20 | LV_908-4_0_4_load_88 | 36 | 0.00018699 | 4.6864e-05 | 0 | 0 |  | 1 | TRUE | wye
21 | LV_908-4_0_4_load_90 | 37 | 0.00013088 | 3.28e-05 | 0 | 0 |  | 1 | TRUE | wye
22 | LV_908-4_0_4_load_113 | 41 | 0.00024764 | 6.2064e-05 | 0 | 0 |  | 1 | TRUE | wye
23 | LV_908-4_0_4_load_179 | 42 | 0.00085994 | 0.00021552 | 0 | 0 |  | 1 | TRUE | wye
24 | LV_908-4_0_4_load_26 | 43 | 0.00013348 | 3.3454e-05 | 0 | 0 |  | 1 | TRUE | wye
25 | LV_908-4_0_4_load_29 | 46 | 5.826e-05 | 1.4601e-05 | 0 | 0 |  | 1 | TRUE | wye
26 | LV_908-4_0_4_load_30 | 47 | 0.00021171 | 5.3059e-05 | 0 | 0 |  | 1 | TRUE | wye
27 | LV_908-4_0_4_load_152 | 49 | 0.00010989 | 2.7541e-05 | 0 | 0 |  | 1 | TRUE | wye
28 | LV_908-4_0_4_load_120 | 50 | 0.00046141 | 0.00011564 | 0 | 0 |  | 1 | TRUE | wye
29 | LV_908-4_0_4_load_111 | 51 | 0.00029107 | 7.2949e-05 | 0 | 0 |  | 1 | TRUE | wye
30 | LV_908-4_0_4_load_31 | 52 | 0.00023386 | 5.8612e-05 | 0 | 0 |  | 1 | TRUE | wye
31 | LV_908-4_0_4_load_32 | 53 | 0.00035554 | 8.9107e-05 | 0 | 0 |  | 1 | TRUE | wye
32 | LV_908-4_0_4_load_35 | 55 | 0.001918 | 0.00048069 | 0 | 0 |  | 1 | TRUE | wye
33 | LV_908-4_0_4_load_36 | 56 | 0.0018156 | 0.00045502 | 0 | 0 |  | 1 | TRUE | wye
34 | LV_908-4_0_4_load_96 | 58 | 0.00036688 | 9.1949e-05 | 0 | 0 |  | 1 | TRUE | wye
35 | LV_908-4_0_4_load_41 | 59 | 0.00062036 | 0.00015548 | 0 | 0 |  | 1 | TRUE | wye
36 | LV_908-4_0_4_load_42 | 60 | 0.0026492 | 0.00066396 | 0 | 0 |  | 1 | TRUE | wye
37 | LV_908-4_0_4_load_44 | 61 | 0.00016002 | 4.0105e-05 | 0 | 0 |  | 1 | TRUE | wye
38 | LV_908-4_0_4_load_159 | 62 | 0.0014668 | 0.00036762 | 0 | 0 |  | 1 | TRUE | wye
39 | LV_908-4_0_4_load_43 | 63 | 0.00025101 | 6.2908e-05 | 0 | 0 |  | 1 | TRUE | wye
40 | LV_908-4_0_4_load_156 | 65 | 0.00048182 | 0.00012076 | 0 | 0 |  | 1 | TRUE | wye
41 | LV_908-4_0_4_load_157 | 66 | 0.00073051 | 0.00018308 | 0 | 0 |  | 1 | TRUE | wye
42 | LV_908-4_0_4_load_158 | 67 | 0.00039454 | 9.8882e-05 | 0 | 0 |  | 1 | TRUE | wye
43 | LV_908-4_0_4_load_163 | 69 | 0.00048927 | 0.00012262 | 0 | 0 |  | 1 | TRUE | wye
44 | LV_908-4_0_4_load_164 | 70 | 0.00036494 | 9.1464e-05 | 0 | 0 |  | 1 | TRUE | wye
45 | LV_908-4_0_4_load_181 | 71 | 0.0023148 | 0.00058014 | 0 | 0 |  | 1 | TRUE | wye
46 | LV_908-4_0_4_load_49 | 73 | 0.0006022 | 0.00015092 | 0 | 0 |  | 1 | TRUE | wye
47 | LV_908-4_0_4_load_50 | 74 | 0.0016155 | 0.00040488 | 0 | 0 |  | 1 | TRUE | wye
48 | LV_908-4_0_4_load_168 | 75 | 0.00079734 | 0.00019983 | 0 | 0 |  | 1 | TRUE | wye
49 | LV_908-4_0_4_load_169 | 76 | 0.00061768 | 0.0001548 | 0 | 0 |  | 1 | TRUE | wye
50 | LV_908-4_0_4_load_121 | 77 | 0.00046052 | 0.00011542 | 0 | 0 |  | 1 | TRUE | wye
51 | LV_908-4_0_4_load_130 | 78 | 0.00024922 | 6.2461e-05 | 0 | 0 |  | 1 | TRUE | wye
52 | LV_908-4_0_4_load_63 | 79 | 0.00015384 | 3.8557e-05 | 0 | 0 |  | 1 | TRUE | wye
53 | LV_908-4_0_4_load_64 | 80 | 0.00021927 | 5.4953e-05 | 0 | 0 |  | 1 | TRUE | wye
54 | LV_908-4_0_4_load_65 | 81 | 6.9847e-05 | 1.7505e-05 | 0 | 0 |  | 1 | TRUE | wye
55 | LV_908-4_0_4_load_139 | 84 | 0.00044893 | 0.00011251 | 0 | 0 |  | 1 | TRUE | wye
56 | LV_908-4_0_4_load_138 | 85 | 0.00016451 | 4.1229e-05 | 0 | 0 |  | 1 | TRUE | wye
57 | LV_908-4_0_4_load_70 | 87 | 0.0014658 | 0.00036736 | 0 | 0 |  | 1 | TRUE | wye
58 | LV_908-4_0_4_load_71 | 88 | 0.0021461 | 0.00053787 | 0 | 0 |  | 1 | TRUE | wye
59 | LV_908-4_0_4_load_73 | 90 | 0.0012785 | 0.00032041 | 0 | 0 |  | 1 | TRUE | wye
60 | LV_908-4_0_4_load_75 | 92 | 0.0012468 | 0.00031247 | 0 | 0 |  | 1 | TRUE | wye
61 | LV_908-4_0_4_load_165 | 93 | 0.0016623 | 0.00041662 | 0 | 0 |  | 1 | TRUE | wye
62 | LV_908-4_0_4_load_170 | 94 | 0.0012 | 0.00030075 | 0 | 0 |  | 1 | TRUE | wye
63 | LV_908-4_0_4_load_166 | 96 | 0.0011544 | 0.00028932 | 0 | 0 |  | 1 | TRUE | wye
64 | LV_908-4_0_4_load_134 | 97 | 0.0005028 | 0.00012601 | 0 | 0 |  | 1 | TRUE | wye
65 | LV_908-4_0_4_load_142 | 98 | 0.0016538 | 0.00041448 | 0 | 0 |  | 1 | TRUE | wye
66 | LV_908-4_0_4_load_140 | 99 | 0.00066125 | 0.00016573 | 0 | 0 |  | 1 | TRUE | wye
67 | LV_908-4_0_4_load_171 | 100 | 0.0012543 | 0.00031435 | 0 | 0 |  | 1 | TRUE | wye
68 | LV_908-4_0_4_load_180 | 102 | 0.0013698 | 0.0003433 | 0 | 0 |  | 1 | TRUE | wye
69 | LV_908-4_0_4_load_173 | 104 | 0.00078428 | 0.00019656 | 0 | 0 |  | 1 | TRUE | wye
70 | LV_908-4_0_4_load_155 | 106 | 0.00010357 | 2.5958e-05 | 0 | 0 |  | 1 | TRUE | wye
71 | LV_908-4_0_4_load_161 | 107 | 0.00015237 | 3.8188e-05 | 0 | 0 |  | 1 | TRUE | wye
72 | LV_908-4_0_4_load_108 | 109 | 0.00014262 | 3.5743e-05 | 0 | 0 |  | 1 | TRUE | wye
73 | LV_908-4_0_4_load_162 | 110 | 0.00060985 | 0.00015284 | 0 | 0 |  | 1 | TRUE | wye
74 | LV_908-4_0_4_load_100 | 113 | 0.00026629 | 6.6738e-05 | 0 | 0 |  | 1 | TRUE | wye
75 | LV_908-4_0_4_load_101 | 114 | 0.00023229 | 5.8219e-05 | 0 | 0 |  | 1 | TRUE | wye
76 | LV_908-4_0_4_load_102 | 115 | 0.00027037 | 6.7761e-05 | 0 | 0 |  | 1 | TRUE | wye
77 | LV_908-4_0_4_load_135 | 117 | 0.00030748 | 7.7062e-05 | 0 | 0 |  | 1 | TRUE | wye
78 | LV_908-4_0_4_load_131 | 118 | 0.0045523 | 0.0011409 | 0 | 0 |  | 1 | TRUE | wye
79 | LV_908-4_0_4_load_144 | 119 | 0.00027232 | 6.825e-05 | 0 | 0 |  | 1 | TRUE | wye
80 | LV_908-4_0_4_load_104 | 121 | 0.00019316 | 4.8411e-05 | 0 | 0 |  | 1 | TRUE | wye
81 | LV_908-4_0_4_load_105 | 122 | 0.00019528 | 4.8943e-05 | 0 | 0 |  | 1 | TRUE | wye
82 | LV_908-4_0_4_load_107 | 123 | 0.0056104 | 0.0014061 | 0 | 0 |  | 1 | TRUE | wye
83 | LV_908-4_0_4_load_136 | 124 | 0.0020688 | 0.00051848 | 0 | 0 |  | 1 | TRUE | wye
84 | LV_908-4_0_4_load_137 | 125 | 0.0019629 | 0.00049194 | 0 | 0 |  | 1 | TRUE | wye
85 | LV_908-4_0_4_load_114 | 127 | 0.00077858 | 0.00019513 | 0 | 0 |  | 1 | TRUE | wye
86 | LV_908-4_0_4_load_115 | 128 | 7.5008e-05 | 1.8799e-05 | 0 | 0 |  | 1 | TRUE | wye
87 | LV_908-4_0_4_load_116 | 129 | 5.2735e-05 | 1.3217e-05 | 0 | 0 |  | 1 | TRUE | wye
88 | LV_908-4_0_4_load_117 | 130 | 0.00061778 | 0.00015483 | 0 | 0 |  | 1 | TRUE | wye
89 | LV_908-4_0_4_load_143 | 131 | 6.8136e-05 | 1.7076e-05 | 0 | 0 |  | 1 | TRUE | wye
90 | LV_908-4_0_4_load_151 | 132 | 0.00034697 | 8.696e-05 | 0 | 0 |  | 1 | TRUE | wye
91 | LV_908-4_0_4_load_129 | 133 | 0.00018175 | 4.5551e-05 | 0 | 0 |  | 1 | TRUE | wye
92 | LV_908-4_0_4_load_123 | 134 | 0.00033311 | 8.3484e-05 | 0 | 0 |  | 1 | TRUE | wye
93 | LV_908-4_0_4_load_125 | 136 | 0.00010956 | 2.7458e-05 | 0 | 0 |  | 1 | TRUE | wye
94 | LV_908-4_0_4_load_150 | 137 | 0.00015257 | 3.8238e-05 | 0 | 0 |  | 1 | TRUE | wye
95 | LV_908-4_0_4_load_146 | 138 | 9.0362e-05 | 2.2647e-05 | 0 | 0 |  | 1 | TRUE | wye
96 | LV_908-4_0_4_load_147 | 139 | 0.0002575 | 6.4536e-05 | 0 | 0 |  | 1 | TRUE | wye
97 | LV_908-4_0_4_load_133 | 142 | 0.0016452 | 0.00041233 | 0 | 0 |  | 1 | TRUE | wye
98 | LV_908-4_0_4_load_145 | 143 | 0.00054678 | 0.00013704 | 0 | 0 |  | 1 | TRUE | wye

## ext_grid
| name | bus | vm_pu | va_degree | slack_weight | in_service
0 |  | 94 | 1 | 0 | 1 | TRUE

## line
| name | std_type | from_bus | to_bus | length_km | r_ohm_per_km | x_ohm_per_km | c_nf_per_km | g_us_per_km | max_i_ka | df | parallel | type | in_service
0 | LV_908-4_0_4_line_0 | NAYY 4x150 SE | 0 | 1 | 0.030428 | 0.208 | 0.08 | 261 | 0 | 0.27 | 1 | 1 | cs | TRUE
1 | LV_908-4_0_4_line_1 | NAYY 4x150 SE | 1 | 2 | 0.023321 | 0.208 | 0.08 | 261 | 0 | 0.27 | 1 | 1 | cs | TRUE
2 | LV_908-4_0_4_line_2 | NAYY 4x150 SE | 2 | 3 | 0.054488 | 0.208 | 0.08 | 261 | 0 | 0.27 | 1 | 1 | cs | TRUE
3 | LV_908-4_0_4_line_3 | NAYY 4x150 SE | 3 | 4 | 0.21183 | 0.208 | 0.08 | 261 | 0 | 0.27 | 1 | 1 | cs | TRUE
4 | LV_908-4_0_4_line_4 | NAYY 4x150 SE | 3 | 5 | 0.029699 | 0.208 | 0.08 | 261 | 0 | 0.27 | 1 | 1 | cs | TRUE
5 | LV_908-4_0_4_line_5 | NAYY 4x150 SE | 4 | 7 | 0.0088412 | 0.208 | 0.08 | 261 | 0 | 0.27 | 1 | 1 | cs | TRUE
6 | LV_908-4_0_4_line_6 | NAYY 4x150 SE | 5 | 72 | 0.015502 | 0.208 | 0.08 | 261 | 0 | 0.27 | 1 | 1 | cs | TRUE
7 | LV_908-4_0_4_line_7 | NAYY 4x150 SE | 6 | 7 | 0.26349 | 0.208 | 0.08 | 261 | 0 | 0.27 | 1 | 1 | cs | TRUE
8 | LV_908-4_0_4_line_8 | NAYY 4x150 SE | 7 | 77 | 0.31574 | 0.208 | 0.08 | 261 | 0 | 0.27 | 1 | 1 | cs | TRUE
9 | LV_908-4_0_4_line_9 | NAYY 4x150 SE | 7 | 78 | 0.25099 | 0.208 | 0.08 | 261 | 0 | 0.27 | 1 | 1 | cs | TRUE
10 | LV_908-4_0_4_line_10 | NAYY 4x150 SE | 8 | 9 | 0.032071 | 0.208 | 0.08 | 261 | 0 | 0.27 | 1 | 1 | cs | TRUE
11 | LV_908-4_0_4_line_11 | NAYY 4x150 SE | 8 | 10 | 0.0044965 | 0.208 | 0.08 | 261 | 0 | 0.27 | 1 | 1 | cs | TRUE
12 | LV_908-4_0_4_line_12 | NAYY 4x150 SE | 9 | 11 | 0.01475 | 0.208 | 0.08 | 261 | 0 | 0.27 | 1 | 1 | cs | TRUE
13 | LV_908-4_0_4_line_13 | NAYY 4x150 SE | 10 | 12 | 0.050553 | 0.208 | 0.08 | 261 | 0 | 0.27 | 1 | 1 | cs | TRUE
14 | LV_908-4_0_4_line_14 | NAYY 4x150 SE | 11 | 13 | 0.20999 | 0.208 | 0.08 | 261 | 0 | 0.27 | 1 | 1 | cs | TRUE
15 | LV_908-4_0_4_line_15 | NAYY 4x150 SE | 12 | 14 | 0.12133 | 0.208 | 0.08 | 261 | 0 | 0.27 | 1 | 1 | cs | TRUE
16 | LV_908-4_0_4_line_16 | NAYY 4x150 SE | 13 | 15 | 0.091758 | 0.208 | 0.08 | 261 | 0 | 0.27 | 1 | 1 | cs | TRUE
17 | LV_908-4_0_4_line_17 | NAYY 4x150 SE | 13 | 16 | 0.10642 | 0.208 | 0.08 | 261 | 0 | 0.27 | 1 | 1 | cs | TRUE
18 | LV_908-4_0_4_line_18 | NAYY 4x150 SE | 14 | 17 | 0.37427 | 0.208 | 0.08 | 261 | 0 | 0.27 | 1 | 1 | cs | TRUE
19 | LV_908-4_0_4_line_19 | NAYY 4x150 SE | 14 | 18 | 0.14348 | 0.208 | 0.08 | 261 | 0 | 0.27 | 1 | 1 | cs | TRUE
20 | LV_908-4_0_4_line_20 | NAYY 4x150 SE | 15 | 136 | 0.21336 | 0.208 | 0.08 | 261 | 0 | 0.27 | 1 | 1 | cs | TRUE
21 | LV_908-4_0_4_line_21 | NAYY 4x150 SE | 16 | 137 | 0.18375 | 0.208 | 0.08 | 261 | 0 | 0.27 | 1 | 1 | cs | TRUE
22 | LV_908-4_0_4_line_22 | NAYY 4x150 SE | 17 | 37 | 0.0082927 | 0.208 | 0.08 | 261 | 0 | 0.27 | 1 | 1 | cs | TRUE
23 | LV_908-4_0_4_line_23 | NAYY 4x150 SE | 17 | 35 | 0.044172 | 0.208 | 0.08 | 261 | 0 | 0.27 | 1 | 1 | cs | TRUE
24 | LV_908-4_0_4_line_24 | NAYY 4x150 SE | 18 | 32 | 0.031611 | 0.208 | 0.08 | 261 | 0 | 0.27 | 1 | 1 | cs | TRUE
25 | LV_908-4_0_4_line_25 | NAYY 4x150 SE | 19 | 20 | 0.0047864 | 0.208 | 0.08 | 261 | 0 | 0.27 | 1 | 1 | cs | TRUE
26 | LV_908-4_0_4_line_26 | NAYY 4x150 SE | 20 | 21 | 0.025547 | 0.208 | 0.08 | 261 | 0 | 0.27 | 1 | 1 | cs | TRUE
27 | LV_908-4_0_4_line_27 | NAYY 4x150 SE | 21 | 25 | 0.0071761 | 0.208 | 0.08 | 261 | 0 | 0.27 | 1 | 1 | cs | TRUE
28 | LV_908-4_0_4_line_28 | NAYY 4x150 SE | 22 | 23 | 0.044427 | 0.208 | 0.08 | 261 | 0 | 0.27 | 1 | 2 | cs | TRUE
29 | LV_908-4_0_4_line_29 | NAYY 4x150 SE | 22 | 24 | 0.08017 | 0.208 | 0.08 | 261 | 0 | 0.27 | 1 | 2 | cs | TRUE
30 | LV_908-4_0_4_line_30 | NAYY 4x150 SE | 23 | 28 | 0.034058 | 0.208 | 0.08 | 261 | 0 | 0.27 | 1 | 2 | cs | TRUE
31 | LV_908-4_0_4_line_31 | NAYY 4x150 SE | 23 | 25 | 0.022877 | 0.208 | 0.08 | 261 | 0 | 0.27 | 1 | 1 | cs | TRUE
32 | LV_908-4_0_4_line_32 | NAYY 4x150 SE | 24 | 29 | 0.011748 | 0.208 | 0.08 | 261 | 0 | 0.27 | 1 | 2 | cs | TRUE
33 | LV_908-4_0_4_line_33 | NAYY 4x150 SE | 26 | 27 | 0.065532 | 0.208 | 0.08 | 261 | 0 | 0.27 | 1 | 1 | cs | TRUE
34 | LV_908-4_0_4_line_34 | NAYY 4x150 SE | 27 | 30 | 0.026696 | 0.208 | 0.08 | 261 | 0 | 0.27 | 1 | 2 | cs | TRUE
35 | LV_908-4_0_4_line_35 | NAYY 4x150 SE | 27 | 31 | 0.028216 | 0.208 | 0.08 | 261 | 0 | 0.27 | 1 | 2 | cs | TRUE
36 | LV_908-4_0_4_line_36 | NAYY 4x150 SE | 28 | 79 | 0.065397 | 0.208 | 0.08 | 261 | 0 | 0.27 | 1 | 2 | cs | TRUE
37 | LV_908-4_0_4_line_37 | NAYY 4x150 SE | 29 | 82 | 0.033364 | 0.208 | 0.08 | 261 | 0 | 0.27 | 1 | 2 | cs | TRUE
38 | LV_908-4_0_4_line_38 | NAYY 4x150 SE | 30 | 111 | 0.0033992 | 0.208 | 0.08 | 261 | 0 | 0.27 | 1 | 2 | cs | TRUE
39 | LV_908-4_0_4_line_39 | NAYY 4x150 SE | 31 | 81 | 0.014948 | 0.208 | 0.08 | 261 | 0 | 0.27 | 1 | 2 | cs | TRUE
40 | LV_908-4_0_4_line_40 | NAYY 4x150 SE | 32 | 33 | 0.074709 | 0.208 | 0.08 | 261 | 0 | 0.27 | 1 | 1 | cs | TRUE
41 | LV_908-4_0_4_line_41 | NAYY 4x150 SE | 33 | 34 | 0.21972 | 0.208 | 0.08 | 261 | 0 | 0.27 | 1 | 1 | cs | TRUE
42 | LV_908-4_0_4_line_42 | NAYY 4x150 SE | 34 | 40 | 0.13916 | 0.208 | 0.08 | 261 | 0 | 0.27 | 1 | 1 | cs | TRUE
43 | LV_908-4_0_4_line_43 | NAYY 4x150 SE | 35 | 36 | 0.017034 | 0.208 | 0.08 | 261 | 0 | 0.27 | 1 | 1 | cs | TRUE
44 | LV_908-4_0_4_line_44 | NAYY 4x150 SE | 38 | 39 | 0.007368 | 0.208 | 0.08 | 261 | 0 | 0.27 | 1 | 1 | cs | TRUE
45 | LV_908-4_0_4_line_45 | NAYY 4x150 SE | 38 | 40 | 0.037772 | 0.208 | 0.08 | 261 | 0 | 0.27 | 1 | 1 | cs | TRUE
46 | LV_908-4_0_4_line_46 | NAYY 4x150 SE | 38 | 41 | 0.16879 | 0.208 | 0.08 | 261 | 0 | 0.27 | 1 | 1 | cs | TRUE
47 | LV_908-4_0_4_line_47 | NAYY 4x150 SE | 39 | 42 | 0.069828 | 0.208 | 0.08 | 261 | 0 | 0.27 | 1 | 1 | cs | TRUE
48 | LV_908-4_0_4_line_48 | NAYY 4x150 SE | 41 | 126 | 0.017966 | 0.208 | 0.08 | 261 | 0 | 0.27 | 1 | 1 | cs | TRUE
49 | LV_908-4_0_4_line_49 | NAYY 4x150 SE | 43 | 44 | 0.092672 | 0.208 | 0.08 | 261 | 0 | 0.27 | 1 | 1 | cs | TRUE
50 | LV_908-4_0_4_line_50 | NAYY 4x150 SE | 43 | 45 | 0.0065302 | 0.208 | 0.08 | 261 | 0 | 0.27 | 1 | 1 | cs | TRUE
51 | LV_908-4_0_4_line_51 | NAYY 4x150 SE | 44 | 46 | 0.016486 | 0.208 | 0.08 | 261 | 0 | 0.27 | 1 | 1 | cs | TRUE
52 | LV_908-4_0_4_line_52 | NAYY 4x150 SE | 45 | 47 | 0.16611 | 0.208 | 0.08 | 261 | 0 | 0.27 | 1 | 1 | cs | TRUE
53 | LV_908-4_0_4_line_53 | NAYY 4x150 SE | 46 | 48 | 0.02282 | 0.208 | 0.08 | 261 | 0 | 0.27 | 1 | 1 | cs | TRUE
54 | LV_908-4_0_4_line_54 | NAYY 4x150 SE | 47 | 49 | 0.015126 | 0.208 | 0.08 | 261 | 0 | 0.27 | 1 | 1 | cs | TRUE
55 | LV_908-4_0_4_line_55 | NAYY 4x150 SE | 48 | 50 | 0.010835 | 0.208 | 0.08 | 261 | 0 | 0.27 | 1 | 1 | cs | TRUE
56 | LV_908-4_0_4_line_56 | NAYY 4x150 SE | 49 | 51 | 0.37888 | 0.208 | 0.08 | 261 | 0 | 0.27 | 1 | 1 | cs | TRUE
57 | LV_908-4_0_4_line_57 | NAYY 4x150 SE | 50 | 133 | 0.029889 | 0.208 | 0.08 | 261 | 0 | 0.27 | 1 | 1 | cs | TRUE
58 | LV_908-4_0_4_line_58 | NAYY 4x150 SE | 51 | 126 | 0.22942 | 0.208 | 0.08 | 261 | 0 | 0.27 | 1 | 1 | cs | TRUE
59 | LV_908-4_0_4_line_59 | NAYY 4x150 SE | 52 | 53 | 0.0005322 | 0.208 | 0.08 | 261 | 0 | 0.27 | 1 | 1 | cs | TRUE
60 | LV_908-4_0_4_line_60 | NAYY 4x150 SE | 52 | 54 | 0.010514 | 0.208 | 0.08 | 261 | 0 | 0.27 | 1 | 1 | cs | TRUE
61 | LV_908-4_0_4_line_61 | NAYY 4x150 SE | 54 | 55 | 0.051645 | 0.208 | 0.08 | 261 | 0 | 0.27 | 1 | 1 | cs | TRUE
62 | LV_908-4_0_4_line_62 | NAYY 4x150 SE | 54 | 56 | 0.02186 | 0.208 | 0.08 | 261 | 0 | 0.27 | 1 | 1 | cs | TRUE
63 | LV_908-4_0_4_line_63 | NAYY 4x150 SE | 56 | 57 | 0.030792 | 0.208 | 0.08 | 261 | 0 | 0.27 | 1 | 1 | cs | TRUE
64 | LV_908-4_0_4_line_64 | NAYY 4x150 SE | 57 | 58 | 0.011473 | 0.208 | 0.08 | 261 | 0 | 0.27 | 1 | 1 | cs | TRUE
65 | LV_908-4_0_4_line_65 | NAYY 4x150 SE | 58 | 78 | 0.021469 | 0.208 | 0.08 | 261 | 0 | 0.27 | 1 | 1 | cs | TRUE
66 | LV_908-4_0_4_line_66 | NAYY 4x150 SE | 59 | 60 | 0.0098777 | 0.208 | 0.08 | 261 | 0 | 0.27 | 1 | 1 | cs | TRUE
67 | LV_908-4_0_4_line_67 | NAYY 4x150 SE | 59 | 61 | 0.44267 | 0.208 | 0.08 | 261 | 0 | 0.27 | 1 | 1 | cs | TRUE
68 | LV_908-4_0_4_line_68 | NAYY 4x150 SE | 59 | 62 | 0.43259 | 0.208 | 0.08 | 261 | 0 | 0.27 | 1 | 1 | cs | TRUE
69 | LV_908-4_0_4_line_69 | NAYY 4x150 SE | 60 | 63 | 0.0072104 | 0.208 | 0.08 | 261 | 0 | 0.27 | 1 | 1 | cs | TRUE
70 | LV_908-4_0_4_line_70 | NAYY 4x150 SE | 61 | 64 | 0.0038408 | 0.208 | 0.08 | 261 | 0 | 0.27 | 1 | 1 | cs | TRUE
71 | LV_908-4_0_4_line_71 | NAYY 4x150 SE | 62 | 66 | 0.018185 | 0.208 | 0.08 | 261 | 0 | 0.27 | 1 | 1 | cs | TRUE
72 | LV_908-4_0_4_line_72 | NAYY 4x150 SE | 64 | 65 | 0.020586 | 0.208 | 0.08 | 261 | 0 | 0.27 | 1 | 1 | cs | TRUE
73 | LV_908-4_0_4_line_73 | NAYY 4x150 SE | 66 | 67 | 0.010953 | 0.208 | 0.08 | 261 | 0 | 0.27 | 1 | 1 | cs | TRUE
74 | LV_908-4_0_4_line_74 | NAYY 4x150 SE | 67 | 68 | 0.011895 | 0.208 | 0.08 | 261 | 0 | 0.27 | 1 | 1 | cs | TRUE
75 | LV_908-4_0_4_line_75 | NAYY 4x150 SE | 68 | 69 | 0.041099 | 0.208 | 0.08 | 261 | 0 | 0.27 | 1 | 1 | cs | TRUE
76 | LV_908-4_0_4_line_76 | NAYY 4x150 SE | 68 | 70 | 0.20317 | 0.208 | 0.08 | 261 | 0 | 0.27 | 1 | 1 | cs | TRUE
77 | LV_908-4_0_4_line_77 | NAYY 4x150 SE | 69 | 71 | 0.47602 | 0.208 | 0.08 | 261 | 0 | 0.27 | 1 | 1 | cs | TRUE
78 | LV_908-4_0_4_line_78 | NAYY 4x150 SE | 71 | 101 | 0.29179 | 0.208 | 0.08 | 261 | 0 | 0.27 | 1 | 1 | cs | TRUE
79 | LV_908-4_0_4_line_79 | NAYY 4x150 SE | 72 | 73 | 0.075193 | 0.208 | 0.08 | 261 | 0 | 0.27 | 1 | 1 | cs | TRUE
80 | LV_908-4_0_4_line_80 | NAYY 4x150 SE | 72 | 74 | 0.055601 | 0.208 | 0.08 | 261 | 0 | 0.27 | 1 | 1 | cs | TRUE
81 | LV_908-4_0_4_line_81 | NAYY 4x150 SE | 73 | 75 | 0.00038275 | 0.208 | 0.08 | 261 | 0 | 0.27 | 1 | 1 | cs | TRUE
82 | LV_908-4_0_4_line_82 | NAYY 4x150 SE | 75 | 76 | 0.018668 | 0.208 | 0.08 | 261 | 0 | 0.27 | 1 | 1 | cs | TRUE
83 | LV_908-4_0_4_line_83 | NAYY 4x150 SE | 76 | 91 | 0.076667 | 0.208 | 0.08 | 261 | 0 | 0.27 | 1 | 1 | cs | TRUE
84 | LV_908-4_0_4_line_84 | NAYY 4x150 SE | 79 | 80 | 0.0092765 | 0.208 | 0.08 | 261 | 0 | 0.27 | 1 | 2 | cs | TRUE
85 | LV_908-4_0_4_line_85 | NAYY 4x150 SE | 80 | 81 | 0.011465 | 0.208 | 0.08 | 261 | 0 | 0.27 | 1 | 2 | cs | TRUE
86 | LV_908-4_0_4_line_86 | NAYY 4x150 SE | 82 | 83 | 0.18213 | 0.208 | 0.08 | 261 | 0 | 0.27 | 1 | 2 | cs | TRUE
87 | LV_908-4_0_4_line_87 | NAYY 4x150 SE | 83 | 84 | 0.046891 | 0.208 | 0.08 | 261 | 0 | 0.27 | 1 | 2 | cs | TRUE
88 | LV_908-4_0_4_line_88 | NAYY 4x150 SE | 83 | 85 | 0.053249 | 0.208 | 0.08 | 261 | 0 | 0.27 | 1 | 1 | cs | TRUE
89 | LV_908-4_0_4_line_89 | NAYY 4x150 SE | 84 | 86 | 0.040406 | 0.208 | 0.08 | 261 | 0 | 0.27 | 1 | 2 | cs | TRUE
90 | LV_908-4_0_4_line_90 | NAYY 4x150 SE | 86 | 131 | 0.0107 | 0.208 | 0.08 | 261 | 0 | 0.27 | 1 | 2 | cs | TRUE
91 | LV_908-4_0_4_line_91 | NAYY 4x150 SE | 86 | 129 | 0.01168 | 0.208 | 0.08 | 261 | 0 | 0.27 | 1 | 1 | cs | TRUE
92 | LV_908-4_0_4_line_92 | NAYY 4x150 SE | 87 | 88 | 0.033931 | 0.208 | 0.08 | 261 | 0 | 0.27 | 1 | 2 | cs | TRUE
93 | LV_908-4_0_4_line_93 | NAYY 4x150 SE | 87 | 89 | 0.037119 | 0.208 | 0.08 | 261 | 0 | 0.27 | 1 | 2 | cs | TRUE
94 | LV_908-4_0_4_line_94 | NAYY 4x150 SE | 88 | 90 | 0.004738 | 0.208 | 0.08 | 261 | 0 | 0.27 | 1 | 1 | cs | TRUE
95 | LV_908-4_0_4_line_95 | NAYY 4x150 SE | 89 | 91 | 0.007855 | 0.208 | 0.08 | 261 | 0 | 0.27 | 1 | 2 | cs | TRUE
96 | LV_908-4_0_4_line_96 | NAYY 4x150 SE | 89 | 92 | 0.011766 | 0.208 | 0.08 | 261 | 0 | 0.27 | 1 | 1 | cs | TRUE
97 | LV_908-4_0_4_line_97 | NAYY 4x150 SE | 90 | 93 | 0.032911 | 0.208 | 0.08 | 261 | 0 | 0.27 | 1 | 1 | cs | TRUE
98 | LV_908-4_0_4_line_98 | NAYY 4x150 SE | 91 | 94 | 0.0243 | 0.208 | 0.08 | 261 | 0 | 0.27 | 1 | 2 | cs | TRUE
99 | LV_908-4_0_4_line_99 | NAYY 4x150 SE | 92 | 95 | 0.019677 | 0.208 | 0.08 | 261 | 0 | 0.27 | 1 | 1 | cs | TRUE
100 | LV_908-4_0_4_line_100 | NAYY 4x150 SE | 93 | 96 | 0.0023744 | 0.208 | 0.08 | 261 | 0 | 0.27 | 1 | 1 | cs | TRUE
101 | LV_908-4_0_4_line_101 | NAYY 4x150 SE | 94 | 97 | 0.034573 | 0.208 | 0.08 | 261 | 0 | 0.27 | 1 | 2 | cs | TRUE
102 | LV_908-4_0_4_line_102 | NAYY 4x150 SE | 95 | 98 | 0.010601 | 0.208 | 0.08 | 261 | 0 | 0.27 | 1 | 1 | cs | TRUE
103 | LV_908-4_0_4_line_103 | NAYY 4x150 SE | 95 | 99 | 0.012297 | 0.208 | 0.08 | 261 | 0 | 0.27 | 1 | 1 | cs | TRUE
104 | LV_908-4_0_4_line_104 | NAYY 4x150 SE | 96 | 103 | 0.015906 | 0.208 | 0.08 | 261 | 0 | 0.27 | 1 | 1 | cs | TRUE
105 | LV_908-4_0_4_line_105 | NAYY 4x150 SE | 97 | 120 | 0.018151 | 0.208 | 0.08 | 261 | 0 | 0.27 | 1 | 2 | cs | TRUE
106 | LV_908-4_0_4_line_106 | NAYY 4x150 SE | 100 | 101 | 0.023172 | 0.208 | 0.08 | 261 | 0 | 0.27 | 1 | 1 | cs | TRUE
107 | LV_908-4_0_4_line_107 | NAYY 4x150 SE | 101 | 104 | 0.04332 | 0.208 | 0.08 | 261 | 0 | 0.27 | 1 | 1 | cs | TRUE
108 | LV_908-4_0_4_line_108 | NAYY 4x150 SE | 102 | 103 | 0.22791 | 0.208 | 0.08 | 261 | 0 | 0.27 | 1 | 1 | cs | TRUE
109 | LV_908-4_0_4_line_109 | NAYY 4x150 SE | 102 | 104 | 0.45068 | 0.208 | 0.08 | 261 | 0 | 0.27 | 1 | 1 | cs | TRUE
110 | LV_908-4_0_4_line_110 | NAYY 4x150 SE | 105 | 106 | 0.021277 | 0.208 | 0.08 | 261 | 0 | 0.27 | 1 | 2 | cs | TRUE
111 | LV_908-4_0_4_line_111 | NAYY 4x150 SE | 105 | 107 | 0.027868 | 0.208 | 0.08 | 261 | 0 | 0.27 | 1 | 2 | cs | TRUE
112 | LV_908-4_0_4_line_112 | NAYY 4x150 SE | 106 | 111 | 0.0066915 | 0.208 | 0.08 | 261 | 0 | 0.27 | 1 | 2 | cs | TRUE
113 | LV_908-4_0_4_line_113 | NAYY 4x150 SE | 107 | 110 | 0.0020382 | 0.208 | 0.08 | 261 | 0 | 0.27 | 1 | 2 | cs | TRUE
114 | LV_908-4_0_4_line_114 | NAYY 4x150 SE | 108 | 109 | 0.016338 | 0.208 | 0.08 | 261 | 0 | 0.27 | 1 | 2 | cs | TRUE
115 | LV_908-4_0_4_line_115 | NAYY 4x150 SE | 108 | 110 | 0.053387 | 0.208 | 0.08 | 261 | 0 | 0.27 | 1 | 2 | cs | TRUE
116 | LV_908-4_0_4_line_116 | NAYY 4x150 SE | 109 | 112 | 0.02644 | 0.208 | 0.08 | 261 | 0 | 0.27 | 1 | 2 | cs | TRUE
117 | LV_908-4_0_4_line_117 | NAYY 4x150 SE | 112 | 123 | 0.059289 | 0.208 | 0.08 | 261 | 0 | 0.27 | 1 | 2 | cs | TRUE
118 | LV_908-4_0_4_line_118 | NAYY 4x150 SE | 112 | 121 | 0.013712 | 0.208 | 0.08 | 261 | 0 | 0.27 | 1 | 1 | cs | TRUE
119 | LV_908-4_0_4_line_119 | NAYY 4x150 SE | 113 | 114 | 0.019475 | 0.208 | 0.08 | 261 | 0 | 0.27 | 1 | 1 | cs | TRUE
120 | LV_908-4_0_4_line_120 | NAYY 4x150 SE | 113 | 115 | 0.0029477 | 0.208 | 0.08 | 261 | 0 | 0.27 | 1 | 1 | cs | TRUE
121 | LV_908-4_0_4_line_121 | NAYY 4x150 SE | 114 | 116 | 0.022714 | 0.208 | 0.08 | 261 | 0 | 0.27 | 1 | 1 | cs | TRUE
122 | LV_908-4_0_4_line_122 | NAYY 4x150 SE | 116 | 117 | 0.021274 | 0.208 | 0.08 | 261 | 0 | 0.27 | 1 | 1 | cs | TRUE
123 | LV_908-4_0_4_line_123 | NAYY 4x150 SE | 116 | 118 | 0.0087528 | 0.208 | 0.08 | 261 | 0 | 0.27 | 1 | 1 | cs | TRUE
124 | LV_908-4_0_4_line_124 | NAYY 4x150 SE | 117 | 119 | 0.0015486 | 0.208 | 0.08 | 261 | 0 | 0.27 | 1 | 1 | cs | TRUE
125 | LV_908-4_0_4_line_125 | NAYY 4x150 SE | 118 | 120 | 0.018293 | 0.208 | 0.08 | 261 | 0 | 0.27 | 1 | 1 | cs | TRUE
126 | LV_908-4_0_4_line_126 | NAYY 4x150 SE | 119 | 143 | 0.0040646 | 0.208 | 0.08 | 261 | 0 | 0.27 | 1 | 1 | cs | TRUE
127 | LV_908-4_0_4_line_127 | NAYY 4x150 SE | 120 | 142 | 0.0089182 | 0.208 | 0.08 | 261 | 0 | 0.27 | 1 | 2 | cs | TRUE
128 | LV_908-4_0_4_line_128 | NAYY 4x150 SE | 121 | 122 | 0.033519 | 0.208 | 0.08 | 261 | 0 | 0.27 | 1 | 1 | cs | TRUE
129 | LV_908-4_0_4_line_129 | NAYY 4x150 SE | 123 | 124 | 0.032045 | 0.208 | 0.08 | 261 | 0 | 0.27 | 1 | 2 | cs | TRUE
130 | LV_908-4_0_4_line_130 | NAYY 4x150 SE | 124 | 125 | 0.02331 | 0.208 | 0.08 | 261 | 0 | 0.27 | 1 | 2 | cs | TRUE
131 | LV_908-4_0_4_line_131 | NAYY 4x150 SE | 125 | 142 | 0.024643 | 0.208 | 0.08 | 261 | 0 | 0.27 | 1 | 2 | cs | TRUE
132 | LV_908-4_0_4_line_132 | NAYY 4x150 SE | 126 | 127 | 0.006112 | 0.208 | 0.08 | 261 | 0 | 0.27 | 1 | 1 | cs | TRUE
133 | LV_908-4_0_4_line_133 | NAYY 4x150 SE | 128 | 129 | 0.045731 | 0.208 | 0.08 | 261 | 0 | 0.27 | 1 | 1 | cs | TRUE
134 | LV_908-4_0_4_line_134 | NAYY 4x150 SE | 128 | 130 | 0.039439 | 0.208 | 0.08 | 261 | 0 | 0.27 | 1 | 1 | cs | TRUE
135 | LV_908-4_0_4_line_135 | NAYY 4x150 SE | 131 | 132 | 0.17617 | 0.208 | 0.08 | 261 | 0 | 0.27 | 1 | 2 | cs | TRUE
136 | LV_908-4_0_4_line_136 | NAYY 4x150 SE | 132 | 141 | 0.049751 | 0.208 | 0.08 | 261 | 0 | 0.27 | 1 | 1 | cs | TRUE
137 | LV_908-4_0_4_line_137 | NAYY 4x150 SE | 134 | 135 | 0.019948 | 0.208 | 0.08 | 261 | 0 | 0.27 | 1 | 1 | cs | TRUE
138 | LV_908-4_0_4_line_138 | NAYY 4x150 SE | 135 | 136 | 0.021015 | 0.208 | 0.08 | 261 | 0 | 0.27 | 1 | 1 | cs | TRUE
139 | LV_908-4_0_4_line_139 | NAYY 4x150 SE | 137 | 140 | 0.008116 | 0.208 | 0.08 | 261 | 0 | 0.27 | 1 | 1 | cs | TRUE
140 | LV_908-4_0_4_line_140 | NAYY 4x150 SE | 138 | 139 | 0.069657 | 0.208 | 0.08 | 261 | 0 | 0.27 | 1 | 1 | cs | TRUE
141 | LV_908-4_0_4_line_141 | NAYY 4x150 SE | 138 | 140 | 0.042008 | 0.208 | 0.08 | 261 | 0 | 0.27 | 1 | 1 | cs | TRUE
142 | LV_908-4_0_4_line_142 | NAYY 4x150 SE | 139 | 141 | 0.043708 | 0.208 | 0.08 | 261 | 0 | 0.27 | 1 | 1 | cs | TRUE

## trafo
| name | std_type | hv_bus | lv_bus | sn_mva | vn_hv_kv | vn_lv_kv | vk_percent | vkr_percent | pfe_kw | i0_percent | shift_degree | tap_side | tap_neutral | tap_min | tap_max | tap_step_percent | tap_step_degree | tap_pos | tap_phase_shifter | parallel | df | in_service
0 | LV_908-4_0_4_trafo_170 | 0.25 MVA 20/0.4 kV | 144 | 94 | 0.25 | 20 | 0.4 | 6 | 1.44 | 0.8 | 0.32 | 150 | hv | 0 | -2 | 2 | 2.5 | 0 | 0 | FALSE | 1 | 1 | TRUE

## line_geodata
| x0 | y0 | x1 | y1 | x2 | y2 | x3 | y3 | x4 | y4 | x5 | y5 | x6 | y6 | x7 | y7 | x8 | y8 | x9 | y9 | x10 | y10 | x11 | y11 | x12 | y12 | x13 | y13 | x14 | y14 | x15 | y15 | x16 | y16 | x17 | y17 | x18 | y18 | x19 | y19 | x20 | y20 | x21 | y21 | x22 | y22 | x23 | y23 | x24 | y24 | x25 | y25 | x26 | y26 | x27 | y27 | x28 | y28 | x29 | y29
0 | 2632361.3273 | 1198270.6556 | 2632365.1108 | 1198257.8925 | 2632371.1267 | 1198256.4798 | 2632382.0348 | 1198257.2614
1 | 2632397.7816 | 1198272.9441 | 2632389.3009 | 1198259.8355 | 2632382.0348 | 1198257.2614 | 2632382.0348 | 1198257.2614
2 | 2632397.7816 | 1198272.9441 | 2632402.1272 | 1198276.2361 | 2632403.7329 | 1198282.048 | 2632400.5794 | 1198293.4594 | 2632401.2545 | 1198303.7909 | 2632405.2169 | 1198310.3493 | 2632409.9277 | 1198315.0885 | 2632414.7166 | 1198319.4835
3 | 2632414.7166 | 1198319.4835 | 2632396.7315 | 1198343.1213 | 2632393.3274 | 1198348.7949 | 2632396.7653 | 1198362.1987 | 2632402.8821 | 1198398.3738 | 2632406.3388 | 1198425.185 | 2632411.1722 | 1198432.5819 | 2632424.4865 | 1198438.9464 | 2632430.6535 | 1198448.9631 | 2632439.1618 | 1198451.2993 | 2632463.9431 | 1198447.9763 | 2632476.7419 | 1198449.6911 | 2632482.7498 | 1198458.1394 | 2632484.7934 | 1198463.2311
4 | 2632414.7166 | 1198319.4835 | 2632432.6982 | 1198295.8474
5 | 2632484.7934 | 1198463.2311 | 2632488.9558 | 1198471.0311
6 | 2632440.8224 | 1198282.6492 | 2632433.1543 | 1198295.2478 | 2632432.6982 | 1198295.8474
7 | 2632488.9558 | 1198471.0311 | 2632256.8275 | 1198595.7133
8 | 2632488.9558 | 1198471.0311 | 2632539.832 | 1198782.6498
9 | 2632488.9558 | 1198471.0311 | 2632738.1195 | 1198440.8353
10 | 2631645.5287 | 1198526.7131 | 2631649.7775 | 1198521.2681 | 2631667.2004 | 1198503.1111
11 | 2631642.7625 | 1198530.2581 | 2631645.5287 | 1198526.7131
12 | 2631667.2004 | 1198503.1111 | 2631671.2705 | 1198498.8694 | 2631677.7136 | 1198492.7711
13 | 2631624.193 | 1198577.2858 | 2631633.4679 | 1198554.1888 | 2631642.7625 | 1198530.2581
14 | 2631740.6722 | 1198320.6505 | 2631739.2658 | 1198323.0888 | 2631738.551 | 1198327.2095 | 2631738.196 | 1198335.2676 | 2631738.8641 | 1198341.3967 | 2631740.2885 | 1198349.9311 | 2631740.7649 | 1198356.3038 | 2631740.6353 | 1198363.496 | 2631740.8588 | 1198370.1786 | 2631741.6639 | 1198373.4513 | 2631743.4315 | 1198377.5629 | 2631752.3857 | 1198396.3874 | 2631754.481 | 1198401.9126 | 2631755.0941 | 1198405.4734 | 2631755.2727 | 1198410.566 | 2631754.4975 | 1198417.4546 | 2631752.8659 | 1198423.5826 | 2631750.3214 | 1198429.539 | 2631747.527 | 1198433.7932 | 2631740.402 | 1198440.5036 | 2631725.9362 | 1198453.0004 | 2631711.2207 | 1198468.0752 | 2631700.1671 | 1198477.5551 | 2631679.5052 | 1198491.0754 | 2631677.7136 | 1198492.7711
15 | 2631624.193 | 1198577.2858 | 2631626.6287 | 1198578.9218 | 2631628.5623 | 1198581.9003 | 2631629.7035 | 1198586.4088 | 2631629.7889 | 1198591.8567 | 2631629.2134 | 1198595.5779 | 2631628.2516 | 1198598.908 | 2631624.4841 | 1198607.2148 | 2631607.1134 | 1198639.274 | 2631597.566 | 1198662.1139 | 2631595.3174 | 1198671.207 | 2631594.8338 | 1198676.2739 | 2631595.1415 | 1198679.9998 | 2631596.5258 | 1198683.1866 | 2631598.1045 | 1198685.5963 | 2631600.228 | 1198687.2084
16 | 2631740.6722 | 1198320.6505 | 2631725.0685 | 1198330.8289 | 2631693.9985 | 1198345.4168 | 2631686.3551 | 1198347.911 | 2631680.1135 | 1198347.4222 | 2631673.8828 | 1198344.8544 | 2631665.825 | 1198337.8969 | 2631662.9974 | 1198331.156
17 | 2631839.536 | 1198285.0893 | 2631832.434 | 1198284.5623 | 2631827.4977 | 1198284.914 | 2631821.8941 | 1198286.1405 | 2631812.0102 | 1198288.9339 | 2631801.8021 | 1198292.5483 | 2631794.8953 | 1198295.4243 | 2631779.9367 | 1198304.5499 | 2631773.5732 | 1198308.3627 | 2631768.5421 | 1198310.7818 | 2631752.6285 | 1198314.7551 | 2631743.4616 | 1198318.7753 | 2631740.6722 | 1198320.6505
18 | 2631600.228 | 1198687.2084 | 2631358.3875 | 1198972.8489
19 | 2631600.228 | 1198687.2084 | 2631600.0656 | 1198692.0102 | 2631600.2399 | 1198696.4913 | 2631602.257 | 1198702.4052 | 2631606.3049 | 1198708.73 | 2631611.4017 | 1198711.1027 | 2631619.7665 | 1198711.7583 | 2631631.9226 | 1198711.1111 | 2631646.6386 | 1198708.7431 | 2631658.0995 | 1198705.6465 | 2631672.321 | 1198700.3299 | 2631687.4601 | 1198694.2956 | 2631699.1292 | 1198689.2768 | 2631721.1721 | 1198681.7808
20 | 2631662.9974 | 1198331.156 | 2631656.5648 | 1198326.4639 | 2631647.855 | 1198313.1884 | 2631643.9887 | 1198309.8994 | 2631635.8267 | 1198308.2332 | 2631626.4345 | 1198308.795 | 2631602.0959 | 1198314.7697 | 2631594.5291 | 1198315.7526 | 2631581.065 | 1198313.0356 | 2631569.4252 | 1198312.3627 | 2631560.6261 | 1198315.985 | 2631553.6428 | 1198323.2744 | 2631547.4592 | 1198333.4251 | 2631542.747 | 1198336.0462 | 2631536.6183 | 1198337.2368 | 2631514.7609 | 1198337.7331 | 2631495.547 | 1198339.4551 | 2631483.4748 | 1198344.2832 | 2631479.5656 | 1198349.1431 | 2631480.0672 | 1198354.2115
21 | 2631839.536 | 1198285.0893 | 2632009.6649 | 1198215.6589
22 | 2631358.3875 | 1198972.8489 | 2631357.8994 | 1198977.3599 | 2631356.6777 | 1198980.911
23 | 2631358.3875 | 1198972.8489 | 2631357.1781 | 1198968.2401 | 2631354.8506 | 1198963.4252 | 2631351.1176 | 1198959.4591 | 2631341.0823 | 1198955.0819 | 2631331.3201 | 1198952.3404 | 2631324.3082 | 1198949.6118
24 | 2631721.1721 | 1198681.7808 | 2631721.5333 | 1198681.658 | 2631745.983 | 1198674.5615 | 2631751.5791 | 1198673.151
25 | 2632112.0613 | 1197768.6175 | 2632110.2336 | 1197764.1938
26 | 2632112.0613 | 1197768.6175 | 2632094.5788 | 1197783.6653 | 2632092.9032 | 1197785.4944
27 | 2632088.421 | 1197791.0887 | 2632091.3155 | 1197787.2275 | 2632092.9032 | 1197785.4944
28 | 2632070.6197 | 1197805.0375 | 2632050.0019 | 1197765.6611
29 | 2632050.0019 | 1197765.6611 | 2632040.7166 | 1197748.9356 | 2632037.3126 | 1197743.2031 | 2632031.3403 | 1197734.9667 | 2632025.1646 | 1197727.7186 | 2632020.926 | 1197722.8266 | 2632016.88 | 1197718.9361 | 2632011.8409 | 1197714.2066 | 2632006.3367 | 1197709.5524 | 2631999.6014 | 1197704.4136
30 | 2632070.6197 | 1197805.0375 | 2632087.4412 | 1197834.652
31 | 2632070.6197 | 1197805.0375 | 2632079.5277 | 1197799.7712 | 2632083.3656 | 1197797.0014 | 2632086.0612 | 1197794.2366 | 2632088.421 | 1197791.0887
32 | 2631989.8015 | 1197697.9387 | 2631991.6488 | 1197699.0571 | 2631999.6014 | 1197704.4136
33 | 2632172.1332 | 1197907.516 | 2632180.8134 | 1197902.1264 | 2632183.0532 | 1197900.5598 | 2632184.9824 | 1197898.6802 | 2632185.6617 | 1197896.9829 | 2632185.8074 | 1197895.3717 | 2632185.3932 | 1197893.1016 | 2632184.4458 | 1197890.8397 | 2632159.7354 | 1197857.272
34 | 2632172.1332 | 1197907.516 | 2632180.6306 | 1197917.7117 | 2632187.0998 | 1197929.4738
35 | 2632172.1332 | 1197907.516 | 2632158.7179 | 1197911.1904 | 2632145.6781 | 1197917.2459
36 | 2632124.7152 | 1197888.3619 | 2632104.3196 | 1197860.2595 | 2632094.2118 | 1197844.9969 | 2632088.2283 | 1197836.0377 | 2632087.4412 | 1197834.652
37 | 2631959.8069 | 1197683.4563 | 2631976.0527 | 1197690.3245 | 2631983.8678 | 1197694.3463 | 2631989.8015 | 1197697.9387
38 | 2632188.7379 | 1197932.4522 | 2632187.0998 | 1197929.4738
39 | 2632145.6781 | 1197917.2459 | 2632136.8981 | 1197905.1483
40 | 2631822.1471 | 1198675.2773 | 2631821.2361 | 1198673.3381 | 2631819.0012 | 1198671.1917 | 2631815.7482 | 1198668.6286 | 2631811.7741 | 1198667.0732 | 2631804.3267 | 1198665.7107 | 2631797.383 | 1198665.5738 | 2631783.2961 | 1198667.022 | 2631770.5194 | 1198668.3771 | 2631751.5791 | 1198673.151
41 | 2631822.1471 | 1198675.2773 | 2631965.5067 | 1198841.788
42 | 2631965.5067 | 1198841.788 | 2631971.2878 | 1198827.1886 | 2631973.233 | 1198823.6637 | 2631975.0696 | 1198821.9615 | 2631977.925 | 1198820.5315 | 2631994.1491 | 1198813.7812 | 2631997.5018 | 1198813.3433 | 2632000.5054 | 1198814.0931 | 2632002.5615 | 1198815.4826 | 2632003.7619 | 1198817.3901 | 2632004.6223 | 1198820.2518 | 2632004.881 | 1198824.5555 | 2632003.9646 | 1198854.9562 | 2632005.0136 | 1198879.4753 | 2632005.8201 | 1198885.2828 | 2632007.3791 | 1198888.4818 | 2632009.3413 | 1198890.3377 | 2632015.7919 | 1198892.9292 | 2632019.2799 | 1198894.2263
43 | 2631324.3082 | 1198949.6118 | 2631323.3567 | 1198949.2415 | 2631309.7918 | 1198941.2884 | 2631309.5592 | 1198941.1175
44 | 2632033.869 | 1198851.5143 | 2632031.1673 | 1198858.3703
45 | 2632031.1673 | 1198858.3703 | 2632019.2799 | 1198894.2263
46 | 2632031.1673 | 1198858.3703 | 2632038.8366 | 1198860.9016 | 2632042.397 | 1198861.4765 | 2632046.2035 | 1198861.5858 | 2632051.8093 | 1198861.2712 | 2632061.489 | 1198859.4887 | 2632077.1962 | 1198855.4151 | 2632082.9342 | 1198854.5898 | 2632090.7025 | 1198854.2646 | 2632097.0568 | 1198854.9435 | 2632106.709 | 1198856.863 | 2632116.2287 | 1198859.3599 | 2632122.2888 | 1198862.3496 | 2632127.0748 | 1198865.8216 | 2632130.2371 | 1198869.6296 | 2632132.2258 | 1198873.6202 | 2632132.8384 | 1198877.2255 | 2632132.555 | 1198880.3812 | 2632131.2072 | 1198883.2311 | 2632128.7257 | 1198885.9193 | 2632125.082 | 1198888.112 | 2632120.169 | 1198889.8533 | 2632115.6552 | 1198891.0186 | 2632111.6091 | 1198892.9758 | 2632108.8238 | 1198895.5289 | 2632107.0031 | 1198898.5319 | 2632106.4361 | 1198902.0308 | 2632106.4379 | 1198908.79 | 2632107.5657 | 1198918.7612
47 | 2632100.4622 | 1198841.8323 | 2632098.5522 | 1198844.4458 | 2632095.0587 | 1198845.5832 | 2632089.6269 | 1198846.1211 | 2632083.4239 | 1198847.0439 | 2632075.7909 | 1198849.1041 | 2632061.5432 | 1198853.6303 | 2632056.7851 | 1198854.8944 | 2632051.7562 | 1198855.5456 | 2632048.0858 | 1198855.6148 | 2632044.4186 | 1198855.0616 | 2632040.5104 | 1198854.029 | 2632033.869 | 1198851.5143
48 | 2632112.0191 | 1198935.757 | 2632111.0962 | 1198934.6292 | 2632109.6537 | 1198932.4314 | 2632108.8586 | 1198930.1925 | 2632107.5657 | 1198918.7612
49 | 2631891.0483 | 1199242.8444 | 2631875.7889 | 1199264.5528 | 2631843.1801 | 1199300.1432 | 2631835.2053 | 1199307.9162 | 2631829.8394 | 1199311.9784
50 | 2631824.6329 | 1199315.9199 | 2631829.8394 | 1199311.9784
51 | 2631891.0483 | 1199242.8444 | 2631884.9823 | 1199243.8682 | 2631877.7047 | 1199243.6515 | 2631874.6519 | 1199243.5824
52 | 2631824.6329 | 1199315.9199 | 2631827.6579 | 1199322.6397 | 2631832.495 | 1199329.3469 | 2631835.8206 | 1199332.4885 | 2631837.9829 | 1199333.923 | 2631841.0077 | 1199334.9508 | 2631844.5909 | 1199335.4702 | 2631848.5047 | 1199335.402 | 2631851.5307 | 1199334.7734 | 2631855.7559 | 1199333.4173 | 2631862.5059 | 1199331.1742 | 2631869.0189 | 1199327.6959 | 2631875.0717 | 1199323.4146 | 2631882.944 | 1199316.3193 | 2631889.4348 | 1199308.4385 | 2631901.5603 | 1199293.317 | 2631904.0055 | 1199291.6625 | 2631907.2975 | 1199291.1241 | 2631910.5925 | 1199291.453 | 2631915.0258 | 1199293.9113 | 2631923.9273 | 1199297.9944 | 2631926.4155 | 1199298.2745 | 2631929.2502 | 1199297.8227 | 2631932.5485 | 1199296.0949 | 2631942.9806 | 1199288.7242 | 2631946.6526 | 1199286.8873 | 2631948.9157 | 1199286.5547 | 2631951.4108 | 1199286.9683 | 2631954.1031 | 1199288.9393 | 2631957.1979 | 1199292.0021
53 | 2631851.8786 | 1199242.2466 | 2631866.7879 | 1199243.4044 | 2631874.6519 | 1199243.5824
54 | 2631957.1979 | 1199292.0021 | 2631959.897 | 1199294.6734 | 2631963.5944 | 1199296.6386 | 2631969.9496 | 1199299.8966
55 | 2631851.8786 | 1199242.2466 | 2631851.1437 | 1199253.0569
56 | 2631969.9496 | 1199299.8966 | 2632252.0115 | 1199046.9344
57 | 2631834.4318 | 1199272.9818 | 2631839.9226 | 1199267.0188 | 2631847.0223 | 1199266.334 | 2631850.4991 | 1199262.5393 | 2631851.1437 | 1199253.0569
58 | 2632112.0191 | 1198935.757 | 2632114.4461 | 1198937.5265 | 2632119.805 | 1198940.6459 | 2632122.2847 | 1198941.115 | 2632124.7066 | 1198940.9946 | 2632127.2403 | 1198939.9298 | 2632130.3039 | 1198938.0008 | 2632141.4389 | 1198924.6643 | 2632149.3867 | 1198917.8588 | 2632155.6444 | 1198916.6473 | 2632163.1344 | 1198917.0989 | 2632173.7291 | 1198922.1364 | 2632183.0463 | 1198931.1137 | 2632187.7852 | 1198940.4776 | 2632190.6533 | 1198949.4202 | 2632193.1217 | 1198954.8253 | 2632198.0994 | 1198959.4213 | 2632215.9045 | 1198978.6165 | 2632221.4599 | 1198990.4751 | 2632232.6285 | 1199004.8542 | 2632231.1431 | 1199009.2042 | 2632227.1457 | 1199017.6985 | 2632230.8615 | 1199023.3215 | 2632252.0115 | 1199046.9344
59 | 2632793.3553 | 1198404.5796 | 2632793.0129 | 1198404.987
60 | 2632786.2484 | 1198413.0358 | 2632793.0129 | 1198404.987
61 | 2632786.2484 | 1198413.0358 | 2632825.4896 | 1198446.6114
62 | 2632786.2484 | 1198413.0358 | 2632775.1115 | 1198426.2709 | 2632773.4777 | 1198428.4298 | 2632772.9046 | 1198430.1943
63 | 2632767.0647 | 1198456.4879 | 2632776.362 | 1198441.2638 | 2632777.4925 | 1198439.2244 | 2632777.4444 | 1198436.8784 | 2632776.6939 | 1198434.8843 | 2632773.5428 | 1198431.8321 | 2632772.9046 | 1198430.1943
64 | 2632767.0647 | 1198456.4879 | 2632756.8246 | 1198451.3129
65 | 2632756.8246 | 1198451.3129 | 2632745.2705 | 1198445.4737 | 2632738.1195 | 1198440.8353
66 | 2632720.3742 | 1197436.9672 | 2632721.8821 | 1197440.6062 | 2632724.5431 | 1197445.9153
67 | 2632720.3742 | 1197436.9672 | 2632527.0062 | 1197038.7608
68 | 2632720.3742 | 1197436.9672 | 2633035.2662 | 1197140.3516
69 | 2632728.4018 | 1197451.9805 | 2632725.7319 | 1197448.287 | 2632724.5431 | 1197445.9153
70 | 2632524.7164 | 1197035.6772 | 2632527.0062 | 1197038.7608
71 | 2633035.2662 | 1197140.3516 | 2633037.1751 | 1197143.6195 | 2633042.513 | 1197146.6062 | 2633048.1566 | 1197146.6373 | 2633050.1105 | 1197144.8619
72 | 2632524.7164 | 1197035.6772 | 2632511.6565 | 1197019.7643
73 | 2633050.1105 | 1197144.8619 | 2633057.5568 | 1197138.0957 | 2633058.1017 | 1197137.3904
74 | 2633065.3739 | 1197127.9777 | 2633058.1017 | 1197137.3904
75 | 2633065.3739 | 1197127.9777 | 2633089.5818 | 1197149.5344 | 2633094.9682 | 1197156.3459
76 | 2633065.3739 | 1197127.9777 | 2633048.5328 | 1197112.9877 | 2633037.6632 | 1197082.8 | 2633026.2579 | 1197050.2638 | 2633020.8997 | 1197016.4379 | 2632998.2671 | 1196943.8735 | 2632996.2981 | 1196940.6169
77 | 2633094.9682 | 1197156.3459 | 2633321.4569 | 1197575.0311
78 | 2633241.3019 | 1197855.5949 | 2633321.4569 | 1197575.0311
79 | 2632440.8224 | 1198282.6492 | 2632445.9425 | 1198263.8777 | 2632448.2685 | 1198209.8718 | 2632448.5882 | 1198208.223
80 | 2632440.8224 | 1198282.6492 | 2632450.936 | 1198285.2943 | 2632464.1248 | 1198285.3658 | 2632473.6036 | 1198281.5151 | 2632481.9958 | 1198277.2139 | 2632486.465 | 1198275.9597 | 2632494.111 | 1198276.3307
81 | 2632448.6611 | 1198207.8473 | 2632448.5882 | 1198208.223
82 | 2632452.2143 | 1198189.5208 | 2632448.6611 | 1198207.8473
83 | 2632464.8566 | 1198113.987 | 2632463.4046 | 1198131.7777 | 2632457.2388 | 1198163.6062 | 2632452.2143 | 1198189.5208
84 | 2632124.7152 | 1197888.3619 | 2632130.1639 | 1197895.8695
85 | 2632130.1639 | 1197895.8695 | 2632136.8981 | 1197905.1483
86 | 2631840.7814 | 1197817.7511 | 2631844.9786 | 1197811.8258 | 2631848.7848 | 1197807.8327 | 2631852.5987 | 1197805.2627 | 2631859.0722 | 1197802.3622 | 2631867.4831 | 1197798.8829 | 2631872.0593 | 1197796.1835 | 2631875.6729 | 1197792.6008 | 2631895.7517 | 1197768.9837 | 2631941.0981 | 1197715.6852 | 2631947.3189 | 1197707.3471 | 2631952.8132 | 1197698.1714 | 2631959.8069 | 1197683.4563
87 | 2631840.7814 | 1197817.7511 | 2631837.1456 | 1197864.501
88 | 2631840.7814 | 1197817.7511 | 2631834.4918 | 1197823.2985 | 2631828.0171 | 1197827.8666 | 2631821.8082 | 1197831.1576 | 2631815.3084 | 1197833.2798 | 2631808.8437 | 1197834.5461 | 2631801.315 | 1197835.3844 | 2631795.7107 | 1197835.2434 | 2631792.5383 | 1197834.318
89 | 2631834.0127 | 1197904.785 | 2631837.1456 | 1197864.501
90 | 2631834.0127 | 1197904.785 | 2631834.3149 | 1197915.4807
91 | 2631834.0127 | 1197904.785 | 2631826.0097 | 1197896.2773
92 | 2632540.0886 | 1198137.18 | 2632520.335 | 1198133.3431 | 2632509.3783 | 1198130.2486 | 2632507.065 | 1198129.5271
93 | 2632472.2052 | 1198116.8173 | 2632488.315 | 1198123.1748 | 2632499.8374 | 1198127.2729 | 2632507.065 | 1198129.5271
94 | 2632540.0886 | 1198137.18 | 2632544.7397 | 1198138.0834
95 | 2632472.2052 | 1198116.8173 | 2632464.8566 | 1198113.987
96 | 2632472.2052 | 1198116.8173 | 2632476.3739 | 1198106.412 | 2632476.4775 | 1198105.865
97 | 2632577.0465 | 1198144.3585 | 2632544.7397 | 1198138.0834
98 | 2632464.8566 | 1198113.987 | 2632442.4173 | 1198104.6621
99 | 2632478.6677 | 1198086.469 | 2632479.1884 | 1198091.5524 | 2632476.4775 | 1198105.865
100 | 2632577.0465 | 1198144.3585 | 2632579.3773 | 1198144.8112
101 | 2632410.4915 | 1198091.3951 | 2632442.4173 | 1198104.6621
102 | 2632482.9924 | 1198076.7872 | 2632478.6677 | 1198086.469
103 | 2632478.6677 | 1198086.469 | 2632467.0954 | 1198082.3101
104 | 2632594.9525 | 1198148.0347 | 2632583.9308 | 1198145.6957 | 2632579.3773 | 1198144.8112
105 | 2632393.7305 | 1198084.43 | 2632410.4915 | 1198091.3951
106 | 2633241.3019 | 1197855.5949 | 2633254.6666 | 1197868.0315 | 2633258.4539 | 1197871.1658
107 | 2633241.3019 | 1197855.5949 | 2633233.5813 | 1197866.2801 | 2633220.1574 | 1197893.2871
108 | 2632594.9525 | 1198148.0347 | 2632791.6515 | 1198032.9235
109 | 2632791.6515 | 1198032.9235 | 2633220.1574 | 1197893.2871
110 | 2632195.7162 | 1197958.882 | 2632196.503 | 1197955.5955 | 2632195.7397 | 1197950.2663 | 2632194.8008 | 1197946.4369 | 2632193.3913 | 1197942.2937 | 2632191.5983 | 1197938.5016
111 | 2632195.7162 | 1197958.882 | 2632199.3595 | 1197955.4664 | 2632201.9144 | 1197954.7797 | 2632205.7067 | 1197954.8002 | 2632209.3381 | 1197956.4428 | 2632219.2272 | 1197964.0079
112 | 2632188.7379 | 1197932.4522 | 2632191.5983 | 1197938.5016
113 | 2632220.8461 | 1197965.2463 | 2632219.2272 | 1197964.0079
114 | 2632219.4599 | 1198007.1806 | 2632224.2385 | 1198010.7305 | 2632230.9252 | 1198014.9021 | 2632233.0812 | 1198016.1755
115 | 2632219.4599 | 1198007.1806 | 2632227.1341 | 1197997.6834 | 2632233.7204 | 1197989.381 | 2632235.2216 | 1197986.3652 | 2632235.8629 | 1197983.2447 | 2632235.4511 | 1197980.5299 | 2632230.3698 | 1197973.7877 | 2632226.2129 | 1197969.3518 | 2632220.8461 | 1197965.2463
116 | 2632256.6009 | 1198028.2143 | 2632239.2072 | 1198019.7938 | 2632233.0812 | 1198016.1755
117 | 2632256.6009 | 1198028.2143 | 2632311.4592 | 1198050.7032
118 | 2632256.6009 | 1198028.2143 | 2632250.8786 | 1198040.675
119 | 2632349.2992 | 1198113.616 | 2632367.486 | 1198120.5817
120 | 2632349.2992 | 1198113.616 | 2632346.5465 | 1198112.5617
121 | 2632385.9218 | 1198110.3241 | 2632380.5213 | 1198116.187 | 2632372.6718 | 1198121.4919 | 2632367.6731 | 1198120.6533 | 2632367.486 | 1198120.5817
122 | 2632385.9218 | 1198110.3241 | 2632387.8451 | 1198125.0204 | 2632393.868 | 1198127.336
123 | 2632385.9218 | 1198110.3241 | 2632388.4489 | 1198101.9441
124 | 2632395.3135 | 1198127.8917 | 2632393.868 | 1198127.336
125 | 2632393.7305 | 1198084.43 | 2632388.4489 | 1198101.9441
126 | 2632399.1074 | 1198129.3503 | 2632395.3135 | 1198127.8917
127 | 2632393.7305 | 1198084.43 | 2632385.4788 | 1198081.0472
128 | 2632250.8786 | 1198040.675 | 2632243.9404 | 1198055.7835 | 2632238.29 | 1198061.4006 | 2632230.1593 | 1198057.7167
129 | 2632311.4592 | 1198050.7032 | 2632341.1091 | 1198062.8581
130 | 2632341.1091 | 1198062.8581 | 2632362.6773 | 1198071.6998
131 | 2632362.6773 | 1198071.6998 | 2632385.4788 | 1198081.0472
132 | 2632115.8215 | 1198930.9637 | 2632112.0191 | 1198935.757
133 | 2631790.9108 | 1197867.2231 | 2631795.2608 | 1197869.7599 | 2631817.8374 | 1197887.5896 | 2631826.0097 | 1197896.2773
134 | 2631790.9108 | 1197867.2231 | 2631762.4784 | 1197850.6421 | 2631756.0079 | 1197849.8041
135 | 2631834.3149 | 1197915.4807 | 2631978.2848 | 1198017.01
136 | 2631975.3668 | 1198066.6713 | 2631977.634 | 1198024.3269 | 2631978.2848 | 1198017.01
137 | 2631484.9141 | 1198374.6518 | 2631504.5237 | 1198378.3123
138 | 2631484.9141 | 1198374.6518 | 2631480.1513 | 1198355.0605 | 2631480.0672 | 1198354.2115
139 | 2632015.9028 | 1198210.4667 | 2632009.6649 | 1198215.6589
140 | 2632021.4214 | 1198169.9749 | 2632021.1564 | 1198167.9159 | 2632018.5417 | 1198158.4634 | 2631992.7777 | 1198106.7522
141 | 2632015.9028 | 1198210.4667 | 2632021.7064 | 1198198.9025 | 2632022.8488 | 1198188.9142 | 2632022.5309 | 1198178.5958 | 2632021.4214 | 1198169.9749
142 | 2631975.3668 | 1198066.6713 | 2631990.2955 | 1198101.7703 | 2631992.7777 | 1198106.7522

## bus_geodata
| x | y | coords
0 | 2632361.3273 | 1198270.6556
1 | 2632382.0348 | 1198257.2614
2 | 2632397.7816 | 1198272.9441
3 | 2632414.7166 | 1198319.4835
4 | 2632484.7934 | 1198463.2311
5 | 2632432.6982 | 1198295.8474
6 | 2632256.8275 | 1198595.7133
7 | 2632488.9558 | 1198471.0311
8 | 2631645.5287 | 1198526.7131
9 | 2631667.2004 | 1198503.1111
10 | 2631642.7625 | 1198530.2581
11 | 2631677.7136 | 1198492.7711
12 | 2631624.193 | 1198577.2858
13 | 2631740.6722 | 1198320.6505
14 | 2631600.228 | 1198687.2084
15 | 2631662.9974 | 1198331.156
16 | 2631839.536 | 1198285.0893
17 | 2631358.3875 | 1198972.8489
18 | 2631721.1721 | 1198681.7808
19 | 2632110.2336 | 1197764.1938
20 | 2632112.0613 | 1197768.6175
21 | 2632092.9032 | 1197785.4944
22 | 2632050.0019 | 1197765.6611
23 | 2632070.6197 | 1197805.0375
24 | 2631999.6014 | 1197704.4136
25 | 2632088.421 | 1197791.0887
26 | 2632159.7354 | 1197857.272
27 | 2632172.1332 | 1197907.516
28 | 2632087.4412 | 1197834.652
29 | 2631989.8015 | 1197697.9387
30 | 2632187.0998 | 1197929.4738
31 | 2632145.6781 | 1197917.2459
32 | 2631751.5791 | 1198673.151
33 | 2631822.1471 | 1198675.2773
34 | 2631965.5067 | 1198841.788
35 | 2631324.3082 | 1198949.6118
36 | 2631309.5592 | 1198941.1175
37 | 2631356.6777 | 1198980.911
38 | 2632031.1673 | 1198858.3703
39 | 2632033.869 | 1198851.5143
40 | 2632019.2799 | 1198894.2263
41 | 2632107.5657 | 1198918.7612
42 | 2632100.4622 | 1198841.8323
43 | 2631829.8394 | 1199311.9784
44 | 2631891.0483 | 1199242.8444
45 | 2631824.6329 | 1199315.9199
46 | 2631874.6519 | 1199243.5824
47 | 2631957.1979 | 1199292.0021
48 | 2631851.8786 | 1199242.2466
49 | 2631969.9496 | 1199299.8966
50 | 2631851.1437 | 1199253.0569
51 | 2632252.0115 | 1199046.9344
52 | 2632793.0129 | 1198404.987
53 | 2632793.3553 | 1198404.5796
54 | 2632786.2484 | 1198413.0358
55 | 2632825.4896 | 1198446.6114
56 | 2632772.9046 | 1198430.1943
57 | 2632767.0647 | 1198456.4879
58 | 2632756.8246 | 1198451.3129
59 | 2632720.3742 | 1197436.9672
60 | 2632724.5431 | 1197445.9153
61 | 2632527.0062 | 1197038.7608
62 | 2633035.2662 | 1197140.3516
63 | 2632728.4018 | 1197451.9805
64 | 2632524.7164 | 1197035.6772
65 | 2632511.6565 | 1197019.7643
66 | 2633050.1105 | 1197144.8619
67 | 2633058.1017 | 1197137.3904
68 | 2633065.3739 | 1197127.9777
69 | 2633094.9682 | 1197156.3459
70 | 2632996.2981 | 1196940.6169
71 | 2633321.4569 | 1197575.0311
72 | 2632440.8224 | 1198282.6492
73 | 2632448.5882 | 1198208.223
74 | 2632494.111 | 1198276.3307
75 | 2632448.6611 | 1198207.8473
76 | 2632452.2143 | 1198189.5208
77 | 2632539.832 | 1198782.6498
78 | 2632738.1195 | 1198440.8353
79 | 2632124.7152 | 1197888.3619
80 | 2632130.1639 | 1197895.8695
81 | 2632136.8981 | 1197905.1483
82 | 2631959.8069 | 1197683.4563
83 | 2631840.7814 | 1197817.7512
84 | 2631837.1456 | 1197864.501
85 | 2631792.5383 | 1197834.318
86 | 2631834.0127 | 1197904.785
87 | 2632507.065 | 1198129.5271
88 | 2632540.0886 | 1198137.18
89 | 2632472.2052 | 1198116.8173
90 | 2632544.7397 | 1198138.0834
91 | 2632464.8566 | 1198113.987
92 | 2632476.4775 | 1198105.865
93 | 2632577.0465 | 1198144.3585
94 | 2632442.4173 | 1198104.6621
95 | 2632478.6677 | 1198086.469
96 | 2632579.3773 | 1198144.8112
97 | 2632410.4915 | 1198091.3951
98 | 2632482.9924 | 1198076.7872
99 | 2632467.0954 | 1198082.3101
100 | 2633258.4539 | 1197871.1658
101 | 2633241.3019 | 1197855.5949
102 | 2632791.6515 | 1198032.9235
103 | 2632594.9525 | 1198148.0347
104 | 2633220.1575 | 1197893.2871
105 | 2632195.7162 | 1197958.882
106 | 2632191.5983 | 1197938.5016
107 | 2632219.2272 | 1197964.0079
108 | 2632219.4599 | 1198007.1806
109 | 2632233.0812 | 1198016.1755
110 | 2632220.8461 | 1197965.2463
111 | 2632188.7379 | 1197932.4522
112 | 2632256.6009 | 1198028.2143
113 | 2632349.2992 | 1198113.616
114 | 2632367.486 | 1198120.5817
115 | 2632346.5465 | 1198112.5617
116 | 2632385.9218 | 1198110.3241
117 | 2632393.868 | 1198127.336
118 | 2632388.4489 | 1198101.9441
119 | 2632395.3135 | 1198127.8917
120 | 2632393.7305 | 1198084.43
121 | 2632250.8786 | 1198040.675
122 | 2632230.1593 | 1198057.7167
123 | 2632311.4592 | 1198050.7032
124 | 2632341.1091 | 1198062.8581
125 | 2632362.6773 | 1198071.6998
126 | 2632112.0191 | 1198935.757
127 | 2632115.8215 | 1198930.9637
128 | 2631790.9108 | 1197867.2231
129 | 2631826.0097 | 1197896.2773
130 | 2631756.0079 | 1197849.8041
131 | 2631834.3149 | 1197915.4807
132 | 2631978.2848 | 1198017.01
133 | 2631834.4318 | 1199272.9818
134 | 2631504.5237 | 1198378.3123
135 | 2631484.9141 | 1198374.6518
136 | 2631480.0672 | 1198354.2115
137 | 2632009.6649 | 1198215.6589
138 | 2632021.4214 | 1198169.9749
139 | 2631992.7777 | 1198106.7522
140 | 2632015.9028 | 1198210.4667
141 | 2631975.3668 | 1198066.6713
142 | 2632385.4788 | 1198081.0472
143 | 2632399.1074 | 1198129.3503
144 | 2632442.4173 | 1198104.6621

## line_std_types
| c_nf_per_km | r_ohm_per_km | x_ohm_per_km | max_i_ka | type | q_mm2 | alpha | voltage_rating
NAYY 4x50 SE | 210 | 0.642 | 0.083 | 0.142 | cs | 50 | 0.00403 | LV
NAYY 4x120 SE | 264 | 0.225 | 0.08 | 0.242 | cs | 120 | 0.00403 | LV
NAYY 4x150 SE | 261 | 0.208 | 0.08 | 0.27 | cs | 150 | 0.00403 | LV
NA2XS2Y 1x95 RM/25 12/20 kV | 216 | 0.313 | 0.132 | 0.252 | cs | 95 | 0.00403 | MV
NA2XS2Y 1x185 RM/25 12/20 kV | 273 | 0.161 | 0.117 | 0.362 | cs | 185 | 0.00403 | MV
NA2XS2Y 1x240 RM/25 12/20 kV | 304 | 0.122 | 0.112 | 0.421 | cs | 240 | 0.00403 | MV
NA2XS2Y 1x95 RM/25 6/10 kV | 315 | 0.313 | 0.123 | 0.249 | cs | 95 | 0.00403 | MV
NA2XS2Y 1x185 RM/25 6/10 kV | 406 | 0.161 | 0.11 | 0.358 | cs | 185 | 0.00403 | MV
NA2XS2Y 1x240 RM/25 6/10 kV | 456 | 0.122 | 0.105 | 0.416 | cs | 240 | 0.00403 | MV
NA2XS2Y 1x150 RM/25 12/20 kV | 250 | 0.206 | 0.116 | 0.319 | cs | 150 | 0.00403 | MV
NA2XS2Y 1x120 RM/25 12/20 kV | 230 | 0.253 | 0.119 | 0.283 | cs | 120 | 0.00403 | MV
NA2XS2Y 1x70 RM/25 12/20 kV | 190 | 0.443 | 0.132 | 0.22 | cs | 70 | 0.00403 | MV
NA2XS2Y 1x150 RM/25 6/10 kV | 360 | 0.206 | 0.11 | 0.315 | cs | 150 | 0.00403 | MV
NA2XS2Y 1x120 RM/25 6/10 kV | 340 | 0.253 | 0.113 | 0.28 | cs | 120 | 0.00403 | MV
NA2XS2Y 1x70 RM/25 6/10 kV | 280 | 0.443 | 0.123 | 0.217 | cs | 70 | 0.00403 | MV
N2XS(FL)2Y 1x120 RM/35 64/110 kV | 112 | 0.153 | 0.166 | 0.366 | cs | 120 | 0.00393 | HV
N2XS(FL)2Y 1x185 RM/35 64/110 kV | 125 | 0.099 | 0.156 | 0.457 | cs | 185 | 0.00393 | HV
N2XS(FL)2Y 1x240 RM/35 64/110 kV | 135 | 0.075 | 0.149 | 0.526 | cs | 240 | 0.00393 | HV
N2XS(FL)2Y 1x300 RM/35 64/110 kV | 144 | 0.06 | 0.144 | 0.588 | cs | 300 | 0.00393 | HV
15-AL1/3-ST1A 0.4 | 11 | 1.8769 | 0.35 | 0.105 | ol | 16 | 0.00403 | LV
24-AL1/4-ST1A 0.4 | 11.25 | 1.2012 | 0.335 | 0.14 | ol | 24 | 0.00403 | LV
48-AL1/8-ST1A 0.4 | 12.2 | 0.5939 | 0.3 | 0.21 | ol | 48 | 0.00403 | LV
94-AL1/15-ST1A 0.4 | 13.2 | 0.306 | 0.29 | 0.35 | ol | 94 | 0.00403 | LV
34-AL1/6-ST1A 10.0 | 9.7 | 0.8342 | 0.36 | 0.17 | ol | 34 | 0.00403 | MV
48-AL1/8-ST1A 10.0 | 10.1 | 0.5939 | 0.35 | 0.21 | ol | 48 | 0.00403 | MV
70-AL1/11-ST1A 10.0 | 10.4 | 0.4132 | 0.339 | 0.29 | ol | 70 | 0.00403 | MV
94-AL1/15-ST1A 10.0 | 10.75 | 0.306 | 0.33 | 0.35 | ol | 94 | 0.00403 | MV
122-AL1/20-ST1A 10.0 | 11.1 | 0.2376 | 0.323 | 0.41 | ol | 122 | 0.00403 | MV
149-AL1/24-ST1A 10.0 | 11.25 | 0.194 | 0.315 | 0.47 | ol | 149 | 0.00403 | MV
34-AL1/6-ST1A 20.0 | 9.15 | 0.8342 | 0.382 | 0.17 | ol | 34 | 0.00403 | MV
48-AL1/8-ST1A 20.0 | 9.5 | 0.5939 | 0.372 | 0.21 | ol | 48 | 0.00403 | MV
70-AL1/11-ST1A 20.0 | 9.7 | 0.4132 | 0.36 | 0.29 | ol | 70 | 0.00403 | MV
94-AL1/15-ST1A 20.0 | 10 | 0.306 | 0.35 | 0.35 | ol | 94 | 0.00403 | MV
122-AL1/20-ST1A 20.0 | 10.3 | 0.2376 | 0.344 | 0.41 | ol | 122 | 0.00403 | MV
149-AL1/24-ST1A 20.0 | 10.5 | 0.194 | 0.337 | 0.47 | ol | 149 | 0.00403 | MV
184-AL1/30-ST1A 20.0 | 10.75 | 0.1571 | 0.33 | 0.535 | ol | 184 | 0.00403 | MV
243-AL1/39-ST1A 20.0 | 11 | 0.1188 | 0.32 | 0.645 | ol | 243 | 0.00403 | MV
48-AL1/8-ST1A 110.0 | 8 | 0.5939 | 0.46 | 0.21 | ol | 48 | 0.00403 | HV
70-AL1/11-ST1A 110.0 | 8.4 | 0.4132 | 0.45 | 0.29 | ol | 70 | 0.00403 | HV
94-AL1/15-ST1A 110.0 | 8.65 | 0.306 | 0.44 | 0.35 | ol | 94 | 0.00403 | HV
122-AL1/20-ST1A 110.0 | 8.5 | 0.2376 | 0.43 | 0.41 | ol | 122 | 0.00403 | HV
149-AL1/24-ST1A 110.0 | 8.75 | 0.194 | 0.41 | 0.47 | ol | 149 | 0.00403 | HV
184-AL1/30-ST1A 110.0 | 8.8 | 0.1571 | 0.4 | 0.535 | ol | 184 | 0.00403 | HV
243-AL1/39-ST1A 110.0 | 9 | 0.1188 | 0.39 | 0.645 | ol | 243 | 0.00403 | HV
305-AL1/39-ST1A 110.0 | 9.2 | 0.0949 | 0.38 | 0.74 | ol | 305 | 0.00403 | HV
490-AL1/64-ST1A 110.0 | 9.75 | 0.059 | 0.37 | 0.96 | ol | 490 | 0.00403 | HV
679-AL1/86-ST1A 110.0 | 9.95 | 0.042 | 0.36 | 1.15 | ol | 679 | 0.00403 | HV
490-AL1/64-ST1A 220.0 | 10 | 0.059 | 0.285 | 0.96 | ol | 490 | 0.00403 | HV
679-AL1/86-ST1A 220.0 | 11.7 | 0.042 | 0.275 | 1.15 | ol | 679 | 0.00403 | HV
490-AL1/64-ST1A 380.0 | 11 | 0.059 | 0.253 | 0.96 | ol | 490 | 0.00403 | HV
679-AL1/86-ST1A 380.0 | 14.6 | 0.042 | 0.25 | 1.15 | ol | 679 | 0.00403 | HV

## trafo_std_types
| i0_percent | pfe_kw | vkr_percent | sn_mva | vn_lv_kv | vn_hv_kv | vk_percent | shift_degree | vector_group | tap_side | tap_neutral | tap_min | tap_max | tap_step_degree | tap_step_percent | tap_phase_shifter
160 MVA 380/110 kV | 0.06 | 60 | 0.25 | 160 | 110 | 380 | 12.2 | 0 | Yy0 | hv | 0 | -9 | 9 | 0 | 1.5 | FALSE
100 MVA 220/110 kV | 0.06 | 55 | 0.26 | 100 | 110 | 220 | 12 | 0 | Yy0 | hv | 0 | -9 | 9 | 0 | 1.5 | FALSE
63 MVA 110/20 kV | 0.04 | 22 | 0.32 | 63 | 20 | 110 | 18 | 150 | YNd5 | hv | 0 | -9 | 9 | 0 | 1.5 | FALSE
40 MVA 110/20 kV | 0.05 | 18 | 0.34 | 40 | 20 | 110 | 16.2 | 150 | YNd5 | hv | 0 | -9 | 9 | 0 | 1.5 | FALSE
25 MVA 110/20 kV | 0.07 | 14 | 0.41 | 25 | 20 | 110 | 12 | 150 | YNd5 | hv | 0 | -9 | 9 | 0 | 1.5 | FALSE
63 MVA 110/10 kV | 0.04 | 22 | 0.32 | 63 | 10 | 110 | 18 | 150 | YNd5 | hv | 0 | -9 | 9 | 0 | 1.5 | FALSE
40 MVA 110/10 kV | 0.05 | 18 | 0.34 | 40 | 10 | 110 | 16.2 | 150 | YNd5 | hv | 0 | -9 | 9 | 0 | 1.5 | FALSE
25 MVA 110/10 kV | 0.07 | 14 | 0.41 | 25 | 10 | 110 | 12 | 150 | YNd5 | hv | 0 | -9 | 9 | 0 | 1.5 | FALSE
0.25 MVA 20/0.4 kV | 0.32 | 0.8 | 1.44 | 0.25 | 0.4 | 20 | 6 | 150 | Yzn5 | hv | 0 | -2 | 2 | 0 | 2.5 | FALSE
0.4 MVA 20/0.4 kV | 0.3375 | 1.35 | 1.425 | 0.4 | 0.4 | 20 | 6 | 150 | Dyn5 | hv | 0 | -2 | 2 | 0 | 2.5 | FALSE
0.63 MVA 20/0.4 kV | 0.2619 | 1.65 | 1.206 | 0.63 | 0.4 | 20 | 6 | 150 | Dyn5 | hv | 0 | -2 | 2 | 0 | 2.5 | FALSE
0.25 MVA 10/0.4 kV | 0.24 | 0.6 | 1.2 | 0.25 | 0.4 | 10 | 4 | 150 | Dyn5 | hv | 0 | -2 | 2 | 0 | 2.5 | FALSE
0.4 MVA 10/0.4 kV | 0.2375 | 0.95 | 1.325 | 0.4 | 0.4 | 10 | 4 | 150 | Dyn5 | hv | 0 | -2 | 2 | 0 | 2.5 | FALSE
0.63 MVA 10/0.4 kV | 0.1873 | 1.18 | 1.0794 | 0.63 | 0.4 | 10 | 4 | 150 | Dyn5 | hv | 0 | -2 | 2 | 0 | 2.5 | FALSE

## trafo3w_std_types
| sn_hv_mva | sn_mv_mva | sn_lv_mva | vn_hv_kv | vn_mv_kv | vn_lv_kv | vk_hv_percent | vk_mv_percent | vk_lv_percent | vkr_hv_percent | vkr_mv_percent | vkr_lv_percent | pfe_kw | i0_percent | shift_mv_degree | shift_lv_degree | vector_group | tap_side | tap_neutral | tap_min | tap_max | tap_step_percent
63/25/38 MVA 110/20/10 kV | 63 | 25 | 38 | 110 | 20 | 10 | 10.4 | 10.4 | 10.4 | 0.28 | 0.32 | 0.35 | 35 | 0.89 | 0 | 0 | YN0yn0yn0 | hv | 0 | -10 | 10 | 1.2
63/25/38 MVA 110/10/10 kV | 63 | 25 | 38 | 110 | 10 | 10 | 10.4 | 10.4 | 10.4 | 0.28 | 0.32 | 0.35 | 35 | 0.89 | 0 | 0 | YN0yn0yn0 | hv | 0 | -10 | 10 | 1.2

## fuse_std_types
| fuse_type | i_rated_a | t_avg | t_min | t_total | x_avg | x_min | x_total
HV 100A | HV 100A | 100 | 0 | [10.0, 3.64, 0.854, 0.281, 0.1, 0.0531, 0.022, 0.01] | [10.0, 4.267, 1.21, 0.403, 0.1, 0.058, 0.022, 0.01] | 0 | [300.0, 350.0, 450.0, 550.0, 700.0, 850.0, 1200.0, 1752.0] | [600.0, 700.0, 900.0, 1150.0, 1665.0, 2000.0, 3000.0, 4313.0]
HV 10A | HV 10A | 10 | 0 | [10.0, 1675.0, 0.344, 0.156, 0.1, 0.0417, 0.0171, 0.01] | [10.0, 1.3, 0.3, 0.155, 0.1, 0.0555, 0.023, 0.01] | 0 | [30.0, 32.0, 35.0, 37.0, 39.0, 50.0, 70.0, 88.0] | [60.0, 70.0, 80.0, 87.0, 94.0, 110.0, 150.0, 216.0]
HV 125A | HV 125A | 125 | 0 | [10.0, 1.82, 0.344, 0.1, 0.0467, 0.0269, 0.01] | [10.0, 2.478, 0.426, 0.1, 0.0427, 0.0211, 0.01] | 0 | [375.0, 500.0, 700.0, 925.0, 1200.0, 1500.0, 2341.0] | [750.0, 1000.0, 1500.0, 2200.0, 3000.0, 4000.0, 5765.0]
HV 160A | HV 160A | 160 | 0 | [10.0, 4.15, 1.03, 0.198, 0.1, 0.051, 0.0172, 0.01] | [10.0, 2.3, 0.734, 0.274, 0.1, 0.046, 0.0177, 0.01] | 0 | [480.0, 550.0, 700.0, 1000.0, 1260.0, 1600.0, 2500.0, 3227.0] | [960.0, 1300.0, 1700.0, 2200.0, 2996.0, 4000.0, 6000.0, 7946.0]
HV 16A | HV 16A | 16 | 0 | [10.0, 0.352, 0.164, 0.1, 0.0649, 0.0342, 0.01] | [10.0, 2.34, 0.722, 0.181, 0.1, 0.055, 0.0296, 0.01] | 0 | [48.0, 60.0, 65.0, 71.0, 80.0, 100.0, 162.0] | [96.0, 110.0, 125.0, 150.0, 168.0, 200.0, 250.0, 398.0]
HV 200A | HV 200A | 200 | 0 | [10.0, 4.267, 1.21, 0.403, 0.1, 0.058, 0.022, 0.01] | [10.0, 3.73, 1.654, 0.328, 0.1, 0.0531, 0.019, 0.01] | 0 | [600.0, 700.0, 900.0, 1150.0, 1665.0, 2000.0, 3000.0, 4313.0] | [1200.0, 1500.0, 1800.0, 2700.0, 3960.0, 5000.0, 7500.0, 10620.0]
HV 20A | HV 20A | 20 | 0 | [10.0, 1.3, 0.3, 0.155, 0.1, 0.0555, 0.023, 0.01] | [10.0, 1.3, 0.161, 0.1, 0.0611, 0.0399, 0.0141, 0.01] | 0 | [60.0, 70.0, 80.0, 87.0, 94.0, 110.0, 150.0, 216.0] | [120.0, 150.0, 200.0, 223.0, 260.0, 300.0, 450.0, 532.0]
HV 25A | HV 25A | 25 | 0 | [10.0, 2.512, 0.833, 0.299, 0.1, 0.0372, 0.0223, 0.01] | [10.0, 3.125, 0.597, 0.198, 0.1, 0.0378, 0.022, 0.01] | 0 | [75.0, 82.0, 90.0, 100.0, 124.0, 170.0, 200.0, 289.0] | [150.0, 170.0, 210.0, 250.0, 294.0, 400.0, 500.0, 711.0]
HV 31.5A | HV 31.5A | 31.5 | 0 | [10.0, 2.34, 0.722, 0.181, 0.1, 0.055, 0.0296, 0.01] | [10.0, 2.84, 0.368, 0.164, 0.1, 0.0621, 0.0378, 0.0195, 0.01] | 0 | [95.0, 110.0, 125.0, 150.0, 165.0, 200.0, 250.0, 390.0] | [189.0, 220.0, 300.0, 350.0, 393.0, 450.0, 530.0, 700.0, 960.0]
HV 40A | HV 40A | 40 | 0 | [10.0, 1.3, 0.161, 0.1, 0.0611, 0.0399, 0.0141, 0.01] | [10.0, 2.05, 0.369, 0.198, 0.1, 0.051, 0.0298, 0.01] | 0 | [120.0, 150.0, 200.0, 223.0, 260.0, 300.0, 450.0, 532.0] | [240.0, 300.0, 400.0, 450.0, 530.0, 650.0, 800.0, 1311.0]
HV 50A | HV 50A | 50 | 0 | [10.0, 3.215, 0.597, 0.198, 0.1, 0.0378, 0.022, 0.01] | [10.0, 3.64, 0.854, 0.281, 0.1, 0.0531, 0.022, 0.01] | 0 | [150.0, 170.0, 210.0, 250.0, 294.0, 400.0, 500.0, 711.0] | [300.0, 350.0, 450.0, 550.0, 700.0, 850.0, 1200.0, 1752.0]
HV 6.3A | HV 6.3A | 6.3 | 0 | [10.0, 1.39, 0.344, 0.168, 0.1, 0.056, 0.0263, 0.01] | [10.0, 1.711, 0.516, 0.198, 0.1, 0.0634, 0.0303, 0.01] | 0 | [19.0, 19.5, 20.4, 20.8, 22.0, 25.0, 32.0, 48.0] | [38.0, 40.0, 43.0, 48.0, 53.0, 60.0, 75.0, 118.0]
HV 63A | HV 63A | 63 | 0 | [10.0, 2.84, 0.368, 0.164, 0.1, 0.0621, 0.0378, 0.0195, 0.01] | [10.0, 1.82, 0.344, 0.1, 0.0467, 0.0269, 0.01] | 0 | [189.0, 220.0, 300.0, 350.0, 393.0, 450.0, 530.0, 700.0, 961.0] | [378.0, 500.0, 700.0, 934.0, 1200.0, 1500.0, 2366.0]
HV 80A | HV 80A | 80 | 0 | [10.0, 2.05, 0.369, 0.198, 0.1, 0.051, 0.0298, 0.01] | [10.0, 4.15, 1.03, 0.198, 0.1, 0.051, 0.0172, 0.01] | 0 | [240.0, 300.0, 400.0, 450.0, 530.0, 650.0, 800.0, 1311.0] | [480.0, 550.0, 700.0, 1000.0, 1260.0, 1600.0, 2500.0, 3227.0]
Siemens NH-1-100 | Siemens NH-1-100 | 100 | [5400.0, 2000.0, 400.0, 20.0, 1.0, 0.2, 0.012, 0.004] | 0 | 0 | [150.0, 190.0, 250.0, 430.0, 900.0, 1250.0, 2700.0, 3600.0] | 0 | 0
Siemens NH-1-125 | Siemens NH-1-125 | 125 | [4800.0, 120.0, 7.0, 0.1, 0.004] | 0 | 0 | [180.0, 400.0, 740.0, 2000.0, 4250.0] | 0 | 0
Siemens NH-1-16 | Siemens NH-1-16 | 16 | [4000.0, 400.0, 2.0, 0.1, 0.04, 0.01] | 0 | 0 | [26.0, 35.0, 75.0, 150.0, 200.0, 300.0] | 0 | 0
Siemens NH-1-160 | Siemens NH-1-160 | 160 | [4800.0, 120.0, 7.0, 0.1, 0.004] | 0 | 0 | [210.0, 500.0, 900.0, 2300.0, 5000.0] | 0 | 0
Siemens NH-1-25 | Siemens NH-1-25 | 25 | [4000.0, 1000.0, 10.0, 0.2, 0.02, 0.01] | 0 | 0 | [40.0, 50.0, 100.0, 210.0, 400.0, 500.0] | 0 | 0
Siemens NH-1-50 | Siemens NH-1-50 | 50 | [4000.0, 40.0, 4.0, 1.0, 0.02, 0.01] | 0 | 0 | [86.0, 200.0, 300.0, 400.0, 1000.0, 1280.0] | 0 | 0
Siemens NH-1-63 | Siemens NH-1-63 | 63 | [4000.0, 100.0, 10.0, 2.0, 0.04, 0.01] | 0 | 0 | [100.0, 200.0, 300.0, 400.0, 1000.0, 1500.0] | 0 | 0
Siemens NH-1-80 | Siemens NH-1-80 | 80 | [4800.0, 120.0, 7.0, 0.1, 0.01] | 0 | 0 | [150.58, 250.0, 450.0, 1150.0, 2470.0] | 0 | 0
Siemens NH-2-1000 | Siemens NH-2-1000 | 1000 | [4800.0, 120.0, 7.0, 0.1, 0.004] | 0 | 0 | [1900.0, 3500.0, 8400.0, 24000.0, 52000.0] | 0 | 0
Siemens NH-2-200 | Siemens NH-2-200 | 200 | [4800.0, 120.0, 7.0, 0.1, 0.004] | 0 | 0 | [280.0, 650.0, 1200.0, 3000.0, 7000.0] | 0 | 0
Siemens NH-2-224 | Siemens NH-2-224 | 224 | [4800.0, 120.0, 7.0, 0.2, 0.04, 0.004] | 0 | 0 | [400.0, 750.0, 1453.0, 3025.0, 4315.0, 7600.0] | 0 | 0
Siemens NH-2-250 | Siemens NH-2-250 | 250 | [4800.0, 120.0, 7.0, 0.1, 0.004] | 0 | 0 | [450.0, 800.0, 1650.0, 4000.0, 8500.0] | 0 | 0
Siemens NH-2-315 | Siemens NH-2-315 | 315 | [4800.0, 120.0, 7.0, 0.1, 0.004] | 0 | 0 | [550.0, 920.0, 1900.0, 5000.0, 11000.0] | 0 | 0
Siemens NH-2-355 | Siemens NH-2-355 | 355 | [4800.0, 120.0, 6.0, 0.1, 0.004] | 0 | 0 | [650.0, 1116.27, 2350.0, 5840.0, 12790.0] | 0 | 0
Siemens NH-2-400 | Siemens NH-2-400 | 400 | [4800.0, 120.0, 7.0, 0.1, 0.004] | 0 | 0 | [720.0, 1350.0, 2800.0, 6500.0, 15000.0] | 0 | 0
Siemens NH-2-425 | Siemens NH-2-425 | 425 | [4800.0, 120.0, 7.0, 0.1, 0.004] | 0 | 0 | [850.0, 1500.0, 3050.0, 7500.0, 16500.0] | 0 | 0
Siemens NH-2-630 | Siemens NH-2-630 | 630 | [4800.0, 120.0, 7.0, 0.1, 0.004] | 0 | 0 | [1200.0, 2000.0, 4800.0, 12000.0, 26000.0] | 0 | 0

## dtypes
| element | column | dtype
0 | bus | name | object
1 | bus | vn_kv | float64
2 | bus | type | object
3 | bus | zone | object
4 | bus | in_service | bool
5 | load | name | object
6 | load | bus | uint32
7 | load | p_mw | float64
8 | load | q_mvar | float64
9 | load | const_z_percent | float64
10 | load | const_i_percent | float64
11 | load | sn_mva | float64
12 | load | scaling | float64
13 | load | in_service | bool
14 | load | type | object
15 | ext_grid | name | object
16 | ext_grid | bus | uint32
17 | ext_grid | vm_pu | float64
18 | ext_grid | va_degree | float64
19 | ext_grid | slack_weight | float64
20 | ext_grid | in_service | bool
21 | line | name | object
22 | line | std_type | object
23 | line | from_bus | uint32
24 | line | to_bus | uint32
25 | line | length_km | float64
26 | line | r_ohm_per_km | float64
27 | line | x_ohm_per_km | float64
28 | line | c_nf_per_km | float64
29 | line | g_us_per_km | float64
30 | line | max_i_ka | float64
31 | line | df | float64
32 | line | parallel | uint32
33 | line | type | object
34 | line | in_service | bool
35 | trafo | name | object
36 | trafo | std_type | object
37 | trafo | hv_bus | uint32
38 | trafo | lv_bus | uint32
39 | trafo | sn_mva | float64
40 | trafo | vn_hv_kv | float64
41 | trafo | vn_lv_kv | float64
42 | trafo | vk_percent | float64
43 | trafo | vkr_percent | float64
44 | trafo | pfe_kw | float64
45 | trafo | i0_percent | float64
46 | trafo | shift_degree | float64
47 | trafo | tap_side | object
48 | trafo | tap_neutral | int32
49 | trafo | tap_min | int32
50 | trafo | tap_max | int32
51 | trafo | tap_step_percent | float64
52 | trafo | tap_step_degree | float64
53 | trafo | tap_pos | int32
54 | trafo | tap_phase_shifter | bool
55 | trafo | parallel | uint32
56 | trafo | df | float64
57 | trafo | in_service | bool
58 | line_geodata | coords | object
59 | bus_geodata | x | float64
60 | bus_geodata | y | float64
61 | bus_geodata | coords | object

## parameters
| version | format_version | converged | OPF_converged | name | f_hz | sn_mva
0 | 2.14.6 | 2.14.0 | FALSE | FALSE |  | 50 | 1