## bus
| name | vn_kv | type | zone | in_service
0 | bus_LV_957-1_0_4_node_0 | 0.4 | n |  | TRUE
1 | bus_LV_957-1_0_4_node_265 | 0.4 | n |  | TRUE
2 | bus_LV_957-1_0_4_node_256 | 0.4 | n |  | TRUE
3 | bus_LV_957-1_0_4_node_1 | 0.4 | n |  | TRUE
4 | bus_LV_957-1_0_4_node_2 | 0.4 | n |  | TRUE
5 | bus_LV_957-1_0_4_node_251 | 0.4 | n |  | TRUE
6 | bus_LV_957-1_0_4_node_260 | 0.4 | n |  | TRUE
7 | bus_LV_957-1_0_4_node_250 | 0.4 | n |  | TRUE
8 | bus_LV_957-1_0_4_node_148 | 0.4 | n |  | TRUE
9 | bus_LV_957-1_0_4_node_149 | 0.4 | n |  | TRUE
10 | bus_LV_957-1_0_4_node_14 | 0.4 | n |  | TRUE
11 | bus_LV_957-1_0_4_node_15 | 0.4 | n |  | TRUE
12 | bus_LV_957-1_0_4_node_16 | 0.4 | n |  | TRUE
13 | bus_LV_957-1_0_4_node_17 | 0.4 | n |  | TRUE
14 | bus_LV_957-1_0_4_node_18 | 0.4 | n |  | TRUE
15 | bus_LV_957-1_0_4_node_35 | 0.4 | n |  | TRUE
16 | bus_LV_957-1_0_4_node_39 | 0.4 | n |  | TRUE
17 | bus_LV_957-1_0_4_node_24 | 0.4 | n |  | TRUE
18 | bus_LV_957-1_0_4_node_37 | 0.4 | n |  | TRUE
19 | bus_LV_957-1_0_4_node_19 | 0.4 | n |  | TRUE
20 | bus_LV_957-1_0_4_node_20 | 0.4 | n |  | TRUE
21 | bus_LV_957-1_0_4_node_21 | 0.4 | n |  | TRUE
22 | bus_LV_957-1_0_4_node_22 | 0.4 | n |  | TRUE
23 | bus_LV_957-1_0_4_node_23 | 0.4 | n |  | TRUE
24 | bus_LV_957-1_0_4_node_25 | 0.4 | n |  | TRUE
25 | bus_LV_957-1_0_4_node_27 | 0.4 | n |  | TRUE
26 | bus_LV_957-1_0_4_node_48 | 0.4 | n |  | TRUE
27 | bus_LV_957-1_0_4_node_43 | 0.4 | n |  | TRUE
28 | bus_LV_957-1_0_4_node_41 | 0.4 | n |  | TRUE
29 | bus_LV_957-1_0_4_node_26 | 0.4 | n |  | TRUE
30 | bus_LV_957-1_0_4_node_46 | 0.4 | n |  | TRUE
31 | bus_LV_957-1_0_4_node_42 | 0.4 | n |  | TRUE
32 | bus_LV_957-1_0_4_node_195 | 0.4 | n |  | TRUE
33 | bus_LV_957-1_0_4_node_215 | 0.4 | n |  | TRUE
34 | bus_LV_957-1_0_4_node_276 | 0.4 | n |  | TRUE
35 | bus_LV_957-1_0_4_node_196 | 0.4 | n |  | TRUE
36 | bus_LV_957-1_0_4_node_28 | 0.4 | n |  | TRUE
37 | bus_LV_957-1_0_4_node_29 | 0.4 | n |  | TRUE
38 | bus_LV_957-1_0_4_node_36 | 0.4 | n |  | TRUE
39 | bus_LV_957-1_0_4_node_44 | 0.4 | n |  | TRUE
40 | bus_LV_957-1_0_4_node_30 | 0.4 | n |  | TRUE
41 | bus_LV_957-1_0_4_node_31 | 0.4 | n |  | TRUE
42 | bus_LV_957-1_0_4_node_32 | 0.4 | n |  | TRUE
43 | bus_LV_957-1_0_4_node_33 | 0.4 | n |  | TRUE
44 | bus_LV_957-1_0_4_node_34 | 0.4 | n |  | TRUE
45 | bus_LV_957-1_0_4_node_51 | 0.4 | n |  | TRUE
46 | bus_LV_957-1_0_4_node_52 | 0.4 | n |  | TRUE
47 | bus_LV_957-1_0_4_node_38 | 0.4 | n |  | TRUE
48 | bus_LV_957-1_0_4_node_165 | 0.4 | n |  | TRUE
49 | bus_LV_957-1_0_4_node_194 | 0.4 | n |  | TRUE
50 | bus_LV_957-1_0_4_node_45 | 0.4 | n |  | TRUE
51 | bus_LV_957-1_0_4_node_47 | 0.4 | n |  | TRUE
52 | bus_LV_957-1_0_4_node_49 | 0.4 | n |  | TRUE
53 | bus_LV_957-1_0_4_node_175 | 0.4 | n |  | TRUE
54 | bus_LV_957-1_0_4_node_173 | 0.4 | n |  | TRUE
55 | bus_LV_957-1_0_4_node_53 | 0.4 | n |  | TRUE
56 | bus_LV_957-1_0_4_node_187 | 0.4 | n |  | TRUE
57 | bus_LV_957-1_0_4_node_186 | 0.4 | n |  | TRUE
58 | bus_LV_957-1_0_4_node_150 | 0.4 | n |  | TRUE
59 | bus_LV_957-1_0_4_node_111 | 0.4 | n |  | TRUE
60 | bus_LV_957-1_0_4_node_144 | 0.4 | n |  | TRUE
61 | bus_LV_957-1_0_4_node_152 | 0.4 | n |  | TRUE
62 | bus_LV_957-1_0_4_node_103 | 0.4 | n |  | TRUE
63 | bus_LV_957-1_0_4_node_127 | 0.4 | n |  | TRUE
64 | bus_LV_957-1_0_4_node_151 | 0.4 | n |  | TRUE
65 | bus_LV_957-1_0_4_node_104 | 0.4 | n |  | TRUE
66 | bus_LV_957-1_0_4_node_105 | 0.4 | n |  | TRUE
67 | bus_LV_957-1_0_4_node_106 | 0.4 | n |  | TRUE
68 | bus_LV_957-1_0_4_node_107 | 0.4 | n |  | TRUE
69 | bus_LV_957-1_0_4_node_108 | 0.4 | n |  | TRUE
70 | bus_LV_957-1_0_4_node_109 | 0.4 | n |  | TRUE
71 | bus_LV_957-1_0_4_node_116 | 0.4 | n |  | TRUE
72 | bus_LV_957-1_0_4_node_138 | 0.4 | n |  | TRUE
73 | bus_LV_957-1_0_4_node_141 | 0.4 | n |  | TRUE
74 | bus_LV_957-1_0_4_node_115 | 0.4 | n |  | TRUE
75 | bus_LV_957-1_0_4_node_139 | 0.4 | n |  | TRUE
76 | bus_LV_957-1_0_4_node_110 | 0.4 | n |  | TRUE
77 | bus_LV_957-1_0_4_node_112 | 0.4 | n |  | TRUE
78 | bus_LV_957-1_0_4_node_113 | 0.4 | n |  | TRUE
79 | bus_LV_957-1_0_4_node_114 | 0.4 | n |  | TRUE
80 | bus_LV_957-1_0_4_node_117 | 0.4 | n |  | TRUE
81 | bus_LV_957-1_0_4_node_118 | 0.4 | n |  | TRUE
82 | bus_LV_957-1_0_4_node_119 | 0.4 | n |  | TRUE
83 | bus_LV_957-1_0_4_node_120 | 0.4 | n |  | TRUE
84 | bus_LV_957-1_0_4_node_121 | 0.4 | n |  | TRUE
85 | bus_LV_957-1_0_4_node_122 | 0.4 | n |  | TRUE
86 | bus_LV_957-1_0_4_node_135 | 0.4 | n |  | TRUE
87 | bus_LV_957-1_0_4_node_136 | 0.4 | n |  | TRUE
88 | bus_LV_957-1_0_4_node_125 | 0.4 | n |  | TRUE
89 | bus_LV_957-1_0_4_node_234 | 0.4 | n |  | TRUE
90 | bus_LV_957-1_0_4_node_124 | 0.4 | n |  | TRUE
91 | bus_LV_957-1_0_4_node_126 | 0.4 | n |  | TRUE
92 | bus_LV_957-1_0_4_node_128 | 0.4 | n |  | TRUE
93 | bus_LV_957-1_0_4_node_137 | 0.4 | n |  | TRUE
94 | bus_LV_957-1_0_4_node_275 | 0.4 | n |  | TRUE
95 | bus_LV_957-1_0_4_node_274 | 0.4 | n |  | TRUE
96 | bus_LV_957-1_0_4_node_153 | 0.4 | n |  | TRUE
97 | bus_LV_957-1_0_4_node_146 | 0.4 | n |  | TRUE
98 | bus_LV_957-1_0_4_node_133 | 0.4 | n |  | TRUE
99 | bus_LV_957-1_0_4_node_129 | 0.4 | n |  | TRUE
100 | bus_LV_957-1_0_4_node_130 | 0.4 | n |  | TRUE
101 | bus_LV_957-1_0_4_node_131 | 0.4 | n |  | TRUE
102 | bus_LV_957-1_0_4_node_134 | 0.4 | n |  | TRUE
103 | bus_LV_957-1_0_4_node_143 | 0.4 | n |  | TRUE
104 | bus_LV_957-1_0_4_node_142 | 0.4 | n |  | TRUE
105 | bus_LV_957-1_0_4_node_233 | 0.4 | n |  | TRUE
106 | bus_LV_957-1_0_4_node_140 | 0.4 | n |  | TRUE
107 | bus_LV_957-1_0_4_node_145 | 0.4 | n |  | TRUE
108 | bus_LV_957-1_0_4_node_154 | 0.4 | n |  | TRUE
109 | bus_LV_957-1_0_4_node_155 | 0.4 | n |  | TRUE
110 | bus_LV_957-1_0_4_node_156 | 0.4 | n |  | TRUE
111 | bus_LV_957-1_0_4_node_157 | 0.4 | n |  | TRUE
112 | bus_LV_957-1_0_4_node_158 | 0.4 | n |  | TRUE
113 | bus_LV_957-1_0_4_node_159 | 0.4 | n |  | TRUE
114 | bus_LV_957-1_0_4_node_263 | 0.4 | n |  | TRUE
115 | bus_LV_957-1_0_4_node_237 | 0.4 | n |  | TRUE
116 | bus_LV_957-1_0_4_node_248 | 0.4 | n |  | TRUE
117 | bus_LV_957-1_0_4_node_160 | 0.4 | n |  | TRUE
118 | bus_LV_957-1_0_4_node_266 | 0.4 | n |  | TRUE
119 | bus_LV_957-1_0_4_node_164 | 0.4 | n |  | TRUE
120 | bus_LV_957-1_0_4_node_161 | 0.4 | n |  | TRUE
121 | bus_LV_957-1_0_4_node_202 | 0.4 | n |  | TRUE
122 | bus_LV_957-1_0_4_node_214 | 0.4 | n |  | TRUE
123 | bus_LV_957-1_0_4_node_235 | 0.4 | n |  | TRUE
124 | bus_LV_957-1_0_4_node_238 | 0.4 | n |  | TRUE
125 | bus_LV_957-1_0_4_node_232 | 0.4 | n |  | TRUE
126 | bus_LV_957-1_0_4_node_229 | 0.4 | n |  | TRUE
127 | bus_LV_957-1_0_4_node_199 | 0.4 | n |  | TRUE
128 | bus_LV_957-1_0_4_node_213 | 0.4 | n |  | TRUE
129 | bus_LV_957-1_0_4_node_162 | 0.4 | n |  | TRUE
130 | bus_LV_957-1_0_4_node_163 | 0.4 | n |  | TRUE
131 | bus_LV_957-1_0_4_node_252 | 0.4 | n |  | TRUE
132 | bus_LV_957-1_0_4_node_249 | 0.4 | n |  | TRUE
133 | bus_LV_957-1_0_4_node_230 | 0.4 | n |  | TRUE
134 | bus_LV_957-1_0_4_node_166 | 0.4 | n |  | TRUE
135 | bus_LV_957-1_0_4_node_167 | 0.4 | n |  | TRUE
136 | bus_LV_957-1_0_4_node_168 | 0.4 | n |  | TRUE
137 | bus_LV_957-1_0_4_node_169 | 0.4 | n |  | TRUE
138 | bus_LV_957-1_0_4_node_171 | 0.4 | n |  | TRUE
139 | bus_LV_957-1_0_4_node_227 | 0.4 | n |  | TRUE
140 | bus_LV_957-1_0_4_node_228 | 0.4 | n |  | TRUE
141 | bus_LV_957-1_0_4_node_225 | 0.4 | n |  | TRUE
142 | bus_LV_957-1_0_4_node_170 | 0.4 | n |  | TRUE
143 | bus_LV_957-1_0_4_node_261 | 0.4 | n |  | TRUE
144 | bus_LV_957-1_0_4_node_205 | 0.4 | n |  | TRUE
145 | bus_LV_957-1_0_4_node_191 | 0.4 | n |  | TRUE
146 | bus_LV_957-1_0_4_node_226 | 0.4 | n |  | TRUE
147 | bus_LV_957-1_0_4_node_204 | 0.4 | n |  | TRUE
148 | bus_LV_957-1_0_4_node_190 | 0.4 | n |  | TRUE
149 | bus_LV_957-1_0_4_node_172 | 0.4 | n |  | TRUE
150 | bus_LV_957-1_0_4_node_174 | 0.4 | n |  | TRUE
151 | bus_LV_957-1_0_4_node_176 | 0.4 | n |  | TRUE
152 | bus_LV_957-1_0_4_node_177 | 0.4 | n |  | TRUE
153 | bus_LV_957-1_0_4_node_178 | 0.4 | n |  | TRUE
154 | bus_LV_957-1_0_4_node_179 | 0.4 | n |  | TRUE
155 | bus_LV_957-1_0_4_node_183 | 0.4 | n |  | TRUE
156 | bus_LV_957-1_0_4_node_189 | 0.4 | n |  | TRUE
157 | bus_LV_957-1_0_4_node_181 | 0.4 | n |  | TRUE
158 | bus_LV_957-1_0_4_node_188 | 0.4 | n |  | TRUE
159 | bus_LV_957-1_0_4_node_180 | 0.4 | n |  | TRUE
160 | bus_LV_957-1_0_4_node_182 | 0.4 | n |  | TRUE
161 | bus_LV_957-1_0_4_node_184 | 0.4 | n |  | TRUE
162 | bus_LV_957-1_0_4_node_185 | 0.4 | n |  | TRUE
163 | bus_LV_957-1_0_4_node_231 | 0.4 | n |  | TRUE
164 | bus_LV_957-1_0_4_node_241 | 0.4 | n |  | TRUE
165 | bus_LV_957-1_0_4_node_262 | 0.4 | n |  | TRUE
166 | bus_LV_957-1_0_4_node_253 | 0.4 | n |  | TRUE
167 | bus_LV_957-1_0_4_node_240 | 0.4 | n |  | TRUE
168 | bus_LV_957-1_0_4_node_192 | 0.4 | n |  | TRUE
169 | bus_LV_957-1_0_4_node_193 | 0.4 | n |  | TRUE
170 | bus_LV_957-1_0_4_node_242 | 0.4 | n |  | TRUE
171 | bus_LV_957-1_0_4_node_254 | 0.4 | n |  | TRUE
172 | bus_LV_957-1_0_4_node_224 | 0.4 | n |  | TRUE
173 | bus_LV_957-1_0_4_node_197 | 0.4 | n |  | TRUE
174 | bus_LV_957-1_0_4_node_198 | 0.4 | n |  | TRUE
175 | bus_LV_957-1_0_4_node_200 | 0.4 | n |  | TRUE
176 | bus_LV_957-1_0_4_node_201 | 0.4 | n |  | TRUE
177 | bus_LV_957-1_0_4_node_236 | 0.4 | n |  | TRUE
178 | bus_LV_957-1_0_4_node_239 | 0.4 | n |  | TRUE
179 | bus_LV_957-1_0_4_node_211 | 0.4 | n |  | TRUE
180 | bus_LV_957-1_0_4_node_259 | 0.4 | n |  | TRUE
181 | bus_LV_957-1_0_4_node_203 | 0.4 | n |  | TRUE
182 | bus_LV_957-1_0_4_node_206 | 0.4 | n |  | TRUE
183 | bus_LV_957-1_0_4_node_207 | 0.4 | n |  | TRUE
184 | bus_LV_957-1_0_4_node_268 | 0.4 | n |  | TRUE
185 | bus_LV_957-1_0_4_node_208 | 0.4 | n |  | TRUE
186 | bus_LV_957-1_0_4_node_209 | 0.4 | n |  | TRUE
187 | bus_LV_957-1_0_4_node_210 | 0.4 | n |  | TRUE
188 | bus_LV_957-1_0_4_node_212 | 0.4 | n |  | TRUE
189 | bus_LV_957-1_0_4_node_243 | 0.4 | n |  | TRUE
190 | bus_LV_957-1_0_4_node_220 | 0.4 | n |  | TRUE
191 | bus_LV_957-1_0_4_node_216 | 0.4 | n |  | TRUE
192 | bus_LV_957-1_0_4_node_217 | 0.4 | n |  | TRUE
193 | bus_LV_957-1_0_4_node_218 | 0.4 | n |  | TRUE
194 | bus_LV_957-1_0_4_node_219 | 0.4 | n |  | TRUE
195 | bus_LV_957-1_0_4_node_244 | 0.4 | n |  | TRUE
196 | bus_LV_957-1_0_4_node_245 | 0.4 | n |  | TRUE
197 | bus_LV_957-1_0_4_node_246 | 0.4 | n |  | TRUE
198 | bus_LV_957-1_0_4_node_269 | 0.4 | n |  | TRUE
199 | bus_LV_957-1_0_4_node_221 | 0.4 | n |  | TRUE
200 | bus_LV_957-1_0_4_node_222 | 0.4 | n |  | TRUE
201 | bus_LV_957-1_0_4_node_257 | 0.4 | n |  | TRUE
202 | bus_LV_957-1_0_4_node_258 | 0.4 | n |  | TRUE
203 | bus_LV_957-1_0_4_node_264 | 0.4 | n |  | TRUE
204 | bus_LV_957-1_0_4_node_247 | 0.4 | n |  | TRUE
205 | bus_MV_183_0_node_66 | 20 | n |  | TRUE

## load
| name | bus | p_mw | q_mvar | const_z_percent | const_i_percent | sn_mva | scaling | in_service | type
0 | LV_957-1_0_4_load_0 | 0 | 0.00021489 | 5.3857e-05 | 0 | 0 |  | 1 | TRUE | wye
1 | LV_957-1_0_4_load_265 | 1 | 0.00013469 | 3.3757e-05 | 0 | 0 |  | 1 | TRUE | wye
2 | LV_957-1_0_4_load_1 | 3 | 0.0011398 | 0.00028566 | 0 | 0 |  | 1 | TRUE | wye
3 | LV_957-1_0_4_load_260 | 6 | 0.00017709 | 4.4382e-05 | 0 | 0 |  | 1 | TRUE | wye
4 | LV_957-1_0_4_load_148 | 8 | 0.001023 | 0.0002564 | 0 | 0 |  | 1 | TRUE | wye
5 | LV_957-1_0_4_load_14 | 10 | 0.0028696 | 0.00071919 | 0 | 0 |  | 1 | TRUE | wye
6 | LV_957-1_0_4_load_15 | 11 | 0.00020795 | 5.2117e-05 | 0 | 0 |  | 1 | TRUE | wye
7 | LV_957-1_0_4_load_16 | 12 | 0.00091884 | 0.00023028 | 0 | 0 |  | 1 | TRUE | wye
8 | LV_957-1_0_4_load_17 | 13 | 0.00034632 | 8.6796e-05 | 0 | 0 |  | 1 | TRUE | wye
9 | LV_957-1_0_4_load_18 | 14 | 0.0021734 | 0.00054471 | 0 | 0 |  | 1 | TRUE | wye
10 | LV_957-1_0_4_load_35 | 15 | 0.00034256 | 8.5854e-05 | 0 | 0 |  | 1 | TRUE | wye
11 | LV_957-1_0_4_load_39 | 16 | 0.0009348 | 0.00023428 | 0 | 0 |  | 1 | TRUE | wye
12 | LV_957-1_0_4_load_37 | 18 | 0.0011186 | 0.00028034 | 0 | 0 |  | 1 | TRUE | wye
13 | LV_957-1_0_4_load_19 | 19 | 0.00043791 | 0.00010975 | 0 | 0 |  | 1 | TRUE | wye
14 | LV_957-1_0_4_load_22 | 22 | 0.0022202 | 0.00055643 | 0 | 0 |  | 1 | TRUE | wye
15 | LV_957-1_0_4_load_23 | 23 | 0.0026315 | 0.00065953 | 0 | 0 |  | 1 | TRUE | wye
16 | LV_957-1_0_4_load_27 | 25 | 0.0017092 | 0.00042836 | 0 | 0 |  | 1 | TRUE | wye
17 | LV_957-1_0_4_load_48 | 26 | 0.0023127 | 0.0005796 | 0 | 0 |  | 1 | TRUE | wye
18 | LV_957-1_0_4_load_41 | 28 | 0.00045398 | 0.00011378 | 0 | 0 |  | 1 | TRUE | wye
19 | LV_957-1_0_4_load_26 | 29 | 0.0047306 | 0.0011856 | 0 | 0 |  | 1 | TRUE | wye
20 | LV_957-1_0_4_load_46 | 30 | 0.0018883 | 0.00047326 | 0 | 0 |  | 1 | TRUE | wye
21 | LV_957-1_0_4_load_215 | 33 | 0.00099795 | 0.00025011 | 0 | 0 |  | 1 | TRUE | wye
22 | LV_957-1_0_4_load_276 | 34 | 0.0026542 | 0.00066521 | 0 | 0 |  | 1 | TRUE | wye
23 | LV_957-1_0_4_load_28 | 36 | 0.0049422 | 0.0012386 | 0 | 0 |  | 1 | TRUE | wye
24 | LV_957-1_0_4_load_36 | 38 | 0.0050189 | 0.0012579 | 0 | 0 |  | 1 | TRUE | wye
25 | LV_957-1_0_4_load_44 | 39 | 0.008194 | 0.0020536 | 0 | 0 |  | 1 | TRUE | wye
26 | LV_957-1_0_4_load_30 | 40 | 0.00044065 | 0.00011044 | 0 | 0 |  | 1 | TRUE | wye
27 | LV_957-1_0_4_load_31 | 41 | 0.00073781 | 0.00018491 | 0 | 0 |  | 1 | TRUE | wye
28 | LV_957-1_0_4_load_32 | 42 | 0.00060814 | 0.00015241 | 0 | 0 |  | 1 | TRUE | wye
29 | LV_957-1_0_4_load_34 | 44 | 0.0034148 | 0.00085582 | 0 | 0 |  | 1 | TRUE | wye
30 | LV_957-1_0_4_load_51 | 45 | 0.002669 | 0.00066891 | 0 | 0 |  | 1 | TRUE | wye
31 | LV_957-1_0_4_load_52 | 46 | 0.00064943 | 0.00016276 | 0 | 0 |  | 1 | TRUE | wye
32 | LV_957-1_0_4_load_38 | 47 | 0.0022251 | 0.00055767 | 0 | 0 |  | 1 | TRUE | wye
33 | LV_957-1_0_4_load_165 | 48 | 0.003848 | 0.00096439 | 0 | 0 |  | 1 | TRUE | wye
34 | LV_957-1_0_4_load_194 | 49 | 0.0014916 | 0.00037383 | 0 | 0 |  | 1 | TRUE | wye
35 | LV_957-1_0_4_load_45 | 50 | 0.0027482 | 0.00068875 | 0 | 0 |  | 1 | TRUE | wye
36 | LV_957-1_0_4_load_47 | 51 | 0.0060038 | 0.0015047 | 0 | 0 |  | 1 | TRUE | wye
37 | LV_957-1_0_4_load_49 | 52 | 0.0037163 | 0.00093139 | 0 | 0 |  | 1 | TRUE | wye
38 | LV_957-1_0_4_load_175 | 53 | 0.0020069 | 0.00050296 | 0 | 0 |  | 1 | TRUE | wye
39 | LV_957-1_0_4_load_173 | 54 | 0.0020391 | 0.00051105 | 0 | 0 |  | 1 | TRUE | wye
40 | LV_957-1_0_4_load_53 | 55 | 0.0017236 | 0.00043198 | 0 | 0 |  | 1 | TRUE | wye
41 | LV_957-1_0_4_load_187 | 56 | 0.00060952 | 0.00015276 | 0 | 0 |  | 1 | TRUE | wye
42 | LV_957-1_0_4_load_186 | 57 | 0.00051462 | 0.00012898 | 0 | 0 |  | 1 | TRUE | wye
43 | LV_957-1_0_4_load_150 | 58 | 0.0020044 | 0.00050235 | 0 | 0 |  | 1 | TRUE | wye
44 | LV_957-1_0_4_load_111 | 59 | 0.00083767 | 0.00020994 | 0 | 0 |  | 1 | TRUE | wye
45 | LV_957-1_0_4_load_144 | 60 | 0.0038433 | 0.00096322 | 0 | 0 |  | 1 | TRUE | wye
46 | LV_957-1_0_4_load_103 | 62 | 0.00028895 | 7.2417e-05 | 0 | 0 |  | 1 | TRUE | wye
47 | LV_957-1_0_4_load_151 | 64 | 0.00014862 | 3.7247e-05 | 0 | 0 |  | 1 | TRUE | wye
48 | LV_957-1_0_4_load_105 | 66 | 0.0002185 | 5.4762e-05 | 0 | 0 |  | 1 | TRUE | wye
49 | LV_957-1_0_4_load_106 | 67 | 0.0001522 | 3.8144e-05 | 0 | 0 |  | 1 | TRUE | wye
50 | LV_957-1_0_4_load_109 | 70 | 0.00032479 | 8.1401e-05 | 0 | 0 |  | 1 | TRUE | wye
51 | LV_957-1_0_4_load_116 | 71 | 0.00017701 | 4.4363e-05 | 0 | 0 |  | 1 | TRUE | wye
52 | LV_957-1_0_4_load_138 | 72 | 0.001025 | 0.00025689 | 0 | 0 |  | 1 | TRUE | wye
53 | LV_957-1_0_4_load_141 | 73 | 0.00077649 | 0.00019461 | 0 | 0 |  | 1 | TRUE | wye
54 | LV_957-1_0_4_load_110 | 76 | 0.0001519 | 3.807e-05 | 0 | 0 |  | 1 | TRUE | wye
55 | LV_957-1_0_4_load_113 | 78 | 0.00033529 | 8.4031e-05 | 0 | 0 |  | 1 | TRUE | wye
56 | LV_957-1_0_4_load_114 | 79 | 0.00026816 | 6.7207e-05 | 0 | 0 |  | 1 | TRUE | wye
57 | LV_957-1_0_4_load_117 | 80 | 0.00090748 | 0.00022744 | 0 | 0 |  | 1 | TRUE | wye
58 | LV_957-1_0_4_load_118 | 81 | 0.00056029 | 0.00014042 | 0 | 0 |  | 1 | TRUE | wye
59 | LV_957-1_0_4_load_119 | 82 | 0.0013286 | 0.00033298 | 0 | 0 |  | 1 | TRUE | wye
60 | LV_957-1_0_4_load_120 | 83 | 0.0012809 | 0.00032104 | 0 | 0 |  | 1 | TRUE | wye
61 | LV_957-1_0_4_load_135 | 86 | 0.0012579 | 0.00031526 | 0 | 0 |  | 1 | TRUE | wye
62 | LV_957-1_0_4_load_136 | 87 | 0.00072025 | 0.00018051 | 0 | 0 |  | 1 | TRUE | wye
63 | LV_957-1_0_4_load_234 | 89 | 0.0029226 | 0.00073246 | 0 | 0 |  | 1 | TRUE | wye
64 | LV_957-1_0_4_load_124 | 90 | 0.0012722 | 0.00031884 | 0 | 0 |  | 1 | TRUE | wye
65 | LV_957-1_0_4_load_137 | 93 | 0.001179 | 0.00029548 | 0 | 0 |  | 1 | TRUE | wye
66 | LV_957-1_0_4_load_275 | 94 | 0.0010398 | 0.0002606 | 0 | 0 |  | 1 | TRUE | wye
67 | LV_957-1_0_4_load_274 | 95 | 0.0025594 | 0.00064144 | 0 | 0 |  | 1 | TRUE | wye
68 | LV_957-1_0_4_load_153 | 96 | 0.00072466 | 0.00018162 | 0 | 0 |  | 1 | TRUE | wye
69 | LV_957-1_0_4_load_133 | 98 | 0.00064503 | 0.00016166 | 0 | 0 |  | 1 | TRUE | wye
70 | LV_957-1_0_4_load_129 | 99 | 0.0010203 | 0.00025571 | 0 | 0 |  | 1 | TRUE | wye
71 | LV_957-1_0_4_load_130 | 100 | 0.00071373 | 0.00017888 | 0 | 0 |  | 1 | TRUE | wye
72 | LV_957-1_0_4_load_134 | 102 | 0.0036107 | 0.00090492 | 0 | 0 |  | 1 | TRUE | wye
73 | LV_957-1_0_4_load_233 | 105 | 0.001067 | 0.00026741 | 0 | 0 |  | 1 | TRUE | wye
74 | LV_957-1_0_4_load_140 | 106 | 0.00012216 | 3.0615e-05 | 0 | 0 |  | 1 | TRUE | wye
75 | LV_957-1_0_4_load_145 | 107 | 0.00059654 | 0.00014951 | 0 | 0 |  | 1 | TRUE | wye
76 | LV_957-1_0_4_load_154 | 108 | 0.0011042 | 0.00027675 | 0 | 0 |  | 1 | TRUE | wye
77 | LV_957-1_0_4_load_155 | 109 | 0.0008063 | 0.00020208 | 0 | 0 |  | 1 | TRUE | wye
78 | LV_957-1_0_4_load_158 | 112 | 0.00067946 | 0.00017029 | 0 | 0 |  | 1 | TRUE | wye
79 | LV_957-1_0_4_load_263 | 114 | 0.00032181 | 8.0653e-05 | 0 | 0 |  | 1 | TRUE | wye
80 | LV_957-1_0_4_load_237 | 115 | 0.00038919 | 9.754e-05 | 0 | 0 |  | 1 | TRUE | wye
81 | LV_957-1_0_4_load_248 | 116 | 0.0025051 | 0.00062783 | 0 | 0 |  | 1 | TRUE | wye
82 | LV_957-1_0_4_load_266 | 118 | 0.0025129 | 0.0006298 | 0 | 0 |  | 1 | TRUE | wye
83 | LV_957-1_0_4_load_202 | 121 | 0.0017935 | 0.00044949 | 0 | 0 |  | 1 | TRUE | wye
84 | LV_957-1_0_4_load_214 | 122 | 0.0016935 | 0.00042442 | 0 | 0 |  | 1 | TRUE | wye
85 | LV_957-1_0_4_load_229 | 126 | 0.0043649 | 0.0010939 | 0 | 0 |  | 1 | TRUE | wye
86 | LV_957-1_0_4_load_213 | 128 | 0.0013693 | 0.00034317 | 0 | 0 |  | 1 | TRUE | wye
87 | LV_957-1_0_4_load_162 | 129 | 0.0016924 | 0.00042415 | 0 | 0 |  | 1 | TRUE | wye
88 | LV_957-1_0_4_load_252 | 131 | 0.0015084 | 0.00037803 | 0 | 0 |  | 1 | TRUE | wye
89 | LV_957-1_0_4_load_249 | 132 | 0.0051368 | 0.0012874 | 0 | 0 |  | 1 | TRUE | wye
90 | LV_957-1_0_4_load_230 | 133 | 0.0025662 | 0.00064316 | 0 | 0 |  | 1 | TRUE | wye
91 | LV_957-1_0_4_load_166 | 134 | 0.0003148 | 7.8895e-05 | 0 | 0 |  | 1 | TRUE | wye
92 | LV_957-1_0_4_load_169 | 137 | 0.00062965 | 0.0001578 | 0 | 0 |  | 1 | TRUE | wye
93 | LV_957-1_0_4_load_227 | 139 | 0.0020987 | 0.00052598 | 0 | 0 |  | 1 | TRUE | wye
94 | LV_957-1_0_4_load_228 | 140 | 0.00018361 | 4.6016e-05 | 0 | 0 |  | 1 | TRUE | wye
95 | LV_957-1_0_4_load_225 | 141 | 0.0002384 | 5.9749e-05 | 0 | 0 |  | 1 | TRUE | wye
96 | LV_957-1_0_4_load_261 | 143 | 0.00025706 | 6.4426e-05 | 0 | 0 |  | 1 | TRUE | wye
97 | LV_957-1_0_4_load_205 | 144 | 0.00060295 | 0.00015111 | 0 | 0 |  | 1 | TRUE | wye
98 | LV_957-1_0_4_load_191 | 145 | 0.00023314 | 5.8431e-05 | 0 | 0 |  | 1 | TRUE | wye
99 | LV_957-1_0_4_load_226 | 146 | 0.00022967 | 5.7561e-05 | 0 | 0 |  | 1 | TRUE | wye
100 | LV_957-1_0_4_load_204 | 147 | 0.00054187 | 0.0001358 | 0 | 0 |  | 1 | TRUE | wye
101 | LV_957-1_0_4_load_190 | 148 | 0.00043965 | 0.00011019 | 0 | 0 |  | 1 | TRUE | wye
102 | LV_957-1_0_4_load_172 | 149 | 0.0020132 | 0.00050456 | 0 | 0 |  | 1 | TRUE | wye
103 | LV_957-1_0_4_load_174 | 150 | 0.00060713 | 0.00015216 | 0 | 0 |  | 1 | TRUE | wye
104 | LV_957-1_0_4_load_176 | 151 | 0.0023533 | 0.00058979 | 0 | 0 |  | 1 | TRUE | wye
105 | LV_957-1_0_4_load_178 | 153 | 0.0020771 | 0.00052057 | 0 | 0 |  | 1 | TRUE | wye
106 | LV_957-1_0_4_load_179 | 154 | 0.00094947 | 0.00023796 | 0 | 0 |  | 1 | TRUE | wye
107 | LV_957-1_0_4_load_183 | 155 | 0.0038706 | 0.00097007 | 0 | 0 |  | 1 | TRUE | wye
108 | LV_957-1_0_4_load_181 | 157 | 0.00098344 | 0.00024647 | 0 | 0 |  | 1 | TRUE | wye
109 | LV_957-1_0_4_load_188 | 158 | 0.00066212 | 0.00016594 | 0 | 0 |  | 1 | TRUE | wye
110 | LV_957-1_0_4_load_180 | 159 | 0.001173 | 0.00029399 | 0 | 0 |  | 1 | TRUE | wye
111 | LV_957-1_0_4_load_185 | 162 | 0.00029431 | 7.3762e-05 | 0 | 0 |  | 1 | TRUE | wye
112 | LV_957-1_0_4_load_241 | 164 | 0.0035678 | 0.00089416 | 0 | 0 |  | 1 | TRUE | wye
113 | LV_957-1_0_4_load_262 | 165 | 0.0017622 | 0.00044165 | 0 | 0 |  | 1 | TRUE | wye
114 | LV_957-1_0_4_load_253 | 166 | 0.0025785 | 0.00064624 | 0 | 0 |  | 1 | TRUE | wye
115 | LV_957-1_0_4_load_240 | 167 | 0.0040041 | 0.0010035 | 0 | 0 |  | 1 | TRUE | wye
116 | LV_957-1_0_4_load_192 | 168 | 0.00015325 | 3.8408e-05 | 0 | 0 |  | 1 | TRUE | wye
117 | LV_957-1_0_4_load_193 | 169 | 0.00057258 | 0.0001435 | 0 | 0 |  | 1 | TRUE | wye
118 | LV_957-1_0_4_load_254 | 171 | 0.00016094 | 4.0335e-05 | 0 | 0 |  | 1 | TRUE | wye
119 | LV_957-1_0_4_load_224 | 172 | 0.00011253 | 2.8204e-05 | 0 | 0 |  | 1 | TRUE | wye
120 | LV_957-1_0_4_load_197 | 173 | 0.0016496 | 0.00041343 | 0 | 0 |  | 1 | TRUE | wye
121 | LV_957-1_0_4_load_198 | 174 | 0.0016058 | 0.00040246 | 0 | 0 |  | 1 | TRUE | wye
122 | LV_957-1_0_4_load_201 | 176 | 0.0050177 | 0.0012576 | 0 | 0 |  | 1 | TRUE | wye
123 | LV_957-1_0_4_load_236 | 177 | 0.0023548 | 0.00059016 | 0 | 0 |  | 1 | TRUE | wye
124 | LV_957-1_0_4_load_239 | 178 | 0.0029982 | 0.00075143 | 0 | 0 |  | 1 | TRUE | wye
125 | LV_957-1_0_4_load_211 | 179 | 0.00065167 | 0.00016332 | 0 | 0 |  | 1 | TRUE | wye
126 | LV_957-1_0_4_load_259 | 180 | 0.0018618 | 0.00046661 | 0 | 0 |  | 1 | TRUE | wye
127 | LV_957-1_0_4_load_203 | 181 | 0.0002824 | 7.0776e-05 | 0 | 0 |  | 1 | TRUE | wye
128 | LV_957-1_0_4_load_268 | 184 | 0.0030775 | 0.0007713 | 0 | 0 |  | 1 | TRUE | wye
129 | LV_957-1_0_4_load_208 | 185 | 0.00029786 | 7.465e-05 | 0 | 0 |  | 1 | TRUE | wye
130 | LV_957-1_0_4_load_209 | 186 | 9.7236e-05 | 2.437e-05 | 0 | 0 |  | 1 | TRUE | wye
131 | LV_957-1_0_4_load_210 | 187 | 0.00010444 | 2.6176e-05 | 0 | 0 |  | 1 | TRUE | wye
132 | LV_957-1_0_4_load_212 | 188 | 0.0001136 | 2.8471e-05 | 0 | 0 |  | 1 | TRUE | wye
133 | LV_957-1_0_4_load_243 | 189 | 0.00034376 | 8.6155e-05 | 0 | 0 |  | 1 | TRUE | wye
134 | LV_957-1_0_4_load_216 | 191 | 0.00012808 | 3.2099e-05 | 0 | 0 |  | 1 | TRUE | wye
135 | LV_957-1_0_4_load_217 | 192 | 0.00079876 | 0.00020019 | 0 | 0 |  | 1 | TRUE | wye
136 | LV_957-1_0_4_load_218 | 193 | 0.00019704 | 4.9383e-05 | 0 | 0 |  | 1 | TRUE | wye
137 | LV_957-1_0_4_load_244 | 195 | 0.00013723 | 3.4392e-05 | 0 | 0 |  | 1 | TRUE | wye
138 | LV_957-1_0_4_load_269 | 198 | 0.001001 | 0.00025087 | 0 | 0 |  | 1 | TRUE | wye
139 | LV_957-1_0_4_load_221 | 199 | 0.00028153 | 7.0558e-05 | 0 | 0 |  | 1 | TRUE | wye
140 | LV_957-1_0_4_load_222 | 200 | 0.00017372 | 4.3539e-05 | 0 | 0 |  | 1 | TRUE | wye
141 | LV_957-1_0_4_load_257 | 201 | 0.0018798 | 0.00047113 | 0 | 0 |  | 1 | TRUE | wye
142 | LV_957-1_0_4_load_258 | 202 | 0.0018511 | 0.00046393 | 0 | 0 |  | 1 | TRUE | wye
143 | LV_957-1_0_4_load_264 | 203 | 0.00354 | 0.0008872 | 0 | 0 |  | 1 | TRUE | wye
144 | LV_957-1_0_4_load_247 | 204 | 0.0011349 | 0.00028443 | 0 | 0 |  | 1 | TRUE | wye

## ext_grid
| name | bus | vm_pu | va_degree | slack_weight | in_service
0 |  | 157 | 1 | 0 | 1 | TRUE

## line
| name | std_type | from_bus | to_bus | length_km | r_ohm_per_km | x_ohm_per_km | c_nf_per_km | g_us_per_km | max_i_ka | df | parallel | type | in_service
0 | LV_957-1_0_4_line_0 | NAYY 4x150 SE | 0 | 1 | 0.10428 | 0.208 | 0.08 | 261 | 0 | 0.27 | 1 | 1 | cs | TRUE
1 | LV_957-1_0_4_line_1 | NAYY 4x150 SE | 1 | 2 | 0.046652 | 0.208 | 0.08 | 261 | 0 | 0.27 | 1 | 1 | cs | TRUE
2 | LV_957-1_0_4_line_2 | NAYY 4x150 SE | 2 | 190 | 0.006029 | 0.208 | 0.08 | 261 | 0 | 0.27 | 1 | 1 | cs | TRUE
3 | LV_957-1_0_4_line_3 | NAYY 4x150 SE | 3 | 4 | 0.014666 | 0.208 | 0.08 | 261 | 0 | 0.27 | 1 | 1 | cs | TRUE
4 | LV_957-1_0_4_line_4 | NAYY 4x150 SE | 4 | 5 | 0.008843 | 0.208 | 0.08 | 261 | 0 | 0.27 | 1 | 1 | cs | TRUE
5 | LV_957-1_0_4_line_5 | NAYY 4x150 SE | 5 | 6 | 0.17165 | 0.208 | 0.08 | 261 | 0 | 0.27 | 1 | 1 | cs | TRUE
6 | LV_957-1_0_4_line_6 | NAYY 4x150 SE | 5 | 7 | 0.070037 | 0.208 | 0.08 | 261 | 0 | 0.27 | 1 | 1 | cs | TRUE
7 | LV_957-1_0_4_line_7 | NAYY 4x150 SE | 6 | 140 | 0.023904 | 0.208 | 0.08 | 261 | 0 | 0.27 | 1 | 1 | cs | TRUE
8 | LV_957-1_0_4_line_8 | NAYY 4x150 SE | 7 | 132 | 0.097159 | 0.208 | 0.08 | 261 | 0 | 0.27 | 1 | 1 | cs | TRUE
9 | LV_957-1_0_4_line_9 | NAYY 4x150 SE | 8 | 9 | 0.017132 | 0.208 | 0.08 | 261 | 0 | 0.27 | 1 | 1 | cs | TRUE
10 | LV_957-1_0_4_line_10 | NAYY 4x150 SE | 9 | 58 | 0.038455 | 0.208 | 0.08 | 261 | 0 | 0.27 | 1 | 1 | cs | TRUE
11 | LV_957-1_0_4_line_11 | NAYY 4x150 SE | 10 | 11 | 0.010025 | 0.208 | 0.08 | 261 | 0 | 0.27 | 1 | 1 | cs | TRUE
12 | LV_957-1_0_4_line_12 | NAYY 4x150 SE | 10 | 12 | 0.026555 | 0.208 | 0.08 | 261 | 0 | 0.27 | 1 | 1 | cs | TRUE
13 | LV_957-1_0_4_line_13 | NAYY 4x150 SE | 11 | 13 | 0.0063595 | 0.208 | 0.08 | 261 | 0 | 0.27 | 1 | 1 | cs | TRUE
14 | LV_957-1_0_4_line_14 | NAYY 4x150 SE | 12 | 14 | 0.020107 | 0.208 | 0.08 | 261 | 0 | 0.27 | 1 | 1 | cs | TRUE
15 | LV_957-1_0_4_line_15 | NAYY 4x150 SE | 13 | 15 | 0.0098674 | 0.208 | 0.08 | 261 | 0 | 0.27 | 1 | 1 | cs | TRUE
16 | LV_957-1_0_4_line_16 | NAYY 4x150 SE | 14 | 16 | 0.0077305 | 0.208 | 0.08 | 261 | 0 | 0.27 | 1 | 1 | cs | TRUE
17 | LV_957-1_0_4_line_17 | NAYY 4x150 SE | 15 | 17 | 0.029335 | 0.208 | 0.08 | 261 | 0 | 0.27 | 1 | 1 | cs | TRUE
18 | LV_957-1_0_4_line_18 | NAYY 4x150 SE | 16 | 18 | 0.0029601 | 0.208 | 0.08 | 261 | 0 | 0.27 | 1 | 1 | cs | TRUE
19 | LV_957-1_0_4_line_19 | NAYY 4x150 SE | 17 | 27 | 0.075373 | 0.208 | 0.08 | 261 | 0 | 0.27 | 1 | 1 | cs | TRUE
20 | LV_957-1_0_4_line_20 | NAYY 4x150 SE | 17 | 21 | 0.053565 | 0.208 | 0.08 | 261 | 0 | 0.27 | 1 | 1 | cs | TRUE
21 | LV_957-1_0_4_line_21 | NAYY 4x150 SE | 18 | 47 | 0.013836 | 0.208 | 0.08 | 261 | 0 | 0.27 | 1 | 1 | cs | TRUE
22 | LV_957-1_0_4_line_22 | NAYY 4x150 SE | 19 | 20 | 0.046559 | 0.208 | 0.08 | 261 | 0 | 0.27 | 1 | 1 | cs | TRUE
23 | LV_957-1_0_4_line_23 | NAYY 4x150 SE | 19 | 21 | 0.019083 | 0.208 | 0.08 | 261 | 0 | 0.27 | 1 | 1 | cs | TRUE
24 | LV_957-1_0_4_line_24 | NAYY 4x150 SE | 20 | 22 | 0.011949 | 0.208 | 0.08 | 261 | 0 | 0.27 | 1 | 1 | cs | TRUE
25 | LV_957-1_0_4_line_25 | NAYY 4x150 SE | 20 | 23 | 0.037006 | 0.208 | 0.08 | 261 | 0 | 0.27 | 1 | 1 | cs | TRUE
26 | LV_957-1_0_4_line_26 | NAYY 4x150 SE | 21 | 24 | 0.006252 | 0.208 | 0.08 | 261 | 0 | 0.27 | 1 | 1 | cs | TRUE
27 | LV_957-1_0_4_line_27 | NAYY 4x150 SE | 22 | 25 | 0.014643 | 0.208 | 0.08 | 261 | 0 | 0.27 | 1 | 1 | cs | TRUE
28 | LV_957-1_0_4_line_28 | NAYY 4x150 SE | 23 | 26 | 0.0028908 | 0.208 | 0.08 | 261 | 0 | 0.27 | 1 | 1 | cs | TRUE
29 | LV_957-1_0_4_line_29 | NAYY 4x150 SE | 24 | 28 | 0.02207 | 0.208 | 0.08 | 261 | 0 | 0.27 | 1 | 1 | cs | TRUE
30 | LV_957-1_0_4_line_30 | NAYY 4x150 SE | 25 | 29 | 0.010454 | 0.208 | 0.08 | 261 | 0 | 0.27 | 1 | 1 | cs | TRUE
31 | LV_957-1_0_4_line_31 | NAYY 4x150 SE | 26 | 30 | 0.010806 | 0.208 | 0.08 | 261 | 0 | 0.27 | 1 | 1 | cs | TRUE
32 | LV_957-1_0_4_line_32 | NAYY 4x150 SE | 27 | 34 | 0.049404 | 0.208 | 0.08 | 261 | 0 | 0.27 | 1 | 1 | cs | TRUE
33 | LV_957-1_0_4_line_33 | NAYY 4x150 SE | 27 | 35 | 0.006489 | 0.208 | 0.08 | 261 | 0 | 0.27 | 1 | 1 | cs | TRUE
34 | LV_957-1_0_4_line_34 | NAYY 4x150 SE | 29 | 36 | 0.019837 | 0.208 | 0.08 | 261 | 0 | 0.27 | 1 | 1 | cs | TRUE
35 | LV_957-1_0_4_line_35 | NAYY 4x150 SE | 30 | 50 | 0.0021546 | 0.208 | 0.08 | 261 | 0 | 0.27 | 1 | 1 | cs | TRUE
36 | LV_957-1_0_4_line_36 | NAYY 4x150 SE | 31 | 32 | 0.023388 | 0.208 | 0.08 | 261 | 0 | 0.27 | 1 | 1 | cs | TRUE
37 | LV_957-1_0_4_line_37 | NAYY 4x150 SE | 31 | 33 | 0.0057928 | 0.208 | 0.08 | 261 | 0 | 0.27 | 1 | 1 | cs | TRUE
38 | LV_957-1_0_4_line_38 | NAYY 4x150 SE | 32 | 35 | 0.058992 | 0.208 | 0.08 | 261 | 0 | 0.27 | 1 | 1 | cs | TRUE
39 | LV_957-1_0_4_line_39 | NAYY 4x150 SE | 33 | 48 | 0.046247 | 0.208 | 0.08 | 261 | 0 | 0.27 | 1 | 1 | cs | TRUE
40 | LV_957-1_0_4_line_40 | NAYY 4x150 SE | 35 | 49 | 0.01359 | 0.208 | 0.08 | 261 | 0 | 0.27 | 1 | 1 | cs | TRUE
41 | LV_957-1_0_4_line_41 | NAYY 4x150 SE | 36 | 37 | 0.054846 | 0.208 | 0.08 | 261 | 0 | 0.27 | 1 | 1 | cs | TRUE
42 | LV_957-1_0_4_line_42 | NAYY 4x150 SE | 37 | 38 | 0.041524 | 0.208 | 0.08 | 261 | 0 | 0.27 | 1 | 1 | cs | TRUE
43 | LV_957-1_0_4_line_43 | NAYY 4x150 SE | 38 | 39 | 0.010098 | 0.208 | 0.08 | 261 | 0 | 0.27 | 1 | 1 | cs | TRUE
44 | LV_957-1_0_4_line_44 | NAYY 4x150 SE | 40 | 41 | 0.013051 | 0.208 | 0.08 | 261 | 0 | 0.27 | 1 | 1 | cs | TRUE
45 | LV_957-1_0_4_line_45 | NAYY 4x150 SE | 40 | 42 | 0.011513 | 0.208 | 0.08 | 261 | 0 | 0.27 | 1 | 1 | cs | TRUE
46 | LV_957-1_0_4_line_46 | NAYY 4x150 SE | 41 | 43 | 0.023376 | 0.208 | 0.08 | 261 | 0 | 0.27 | 1 | 1 | cs | TRUE
47 | LV_957-1_0_4_line_47 | NAYY 4x150 SE | 42 | 44 | 0.099014 | 0.208 | 0.08 | 261 | 0 | 0.27 | 1 | 1 | cs | TRUE
48 | LV_957-1_0_4_line_48 | NAYY 4x150 SE | 43 | 45 | 0.029557 | 0.208 | 0.08 | 261 | 0 | 0.27 | 1 | 1 | cs | TRUE
49 | LV_957-1_0_4_line_49 | NAYY 4x150 SE | 45 | 46 | 0.11242 | 0.208 | 0.08 | 261 | 0 | 0.27 | 1 | 1 | cs | TRUE
50 | LV_957-1_0_4_line_50 | NAYY 4x150 SE | 46 | 55 | 0.010249 | 0.208 | 0.08 | 261 | 0 | 0.27 | 1 | 1 | cs | TRUE
51 | LV_957-1_0_4_line_51 | NAYY 4x150 SE | 48 | 130 | 0.0031519 | 0.208 | 0.08 | 261 | 0 | 0.27 | 1 | 1 | cs | TRUE
52 | LV_957-1_0_4_line_52 | NAYY 4x150 SE | 50 | 51 | 0.053852 | 0.208 | 0.08 | 261 | 0 | 0.27 | 1 | 1 | cs | TRUE
53 | LV_957-1_0_4_line_53 | NAYY 4x150 SE | 51 | 52 | 0.018287 | 0.208 | 0.08 | 261 | 0 | 0.27 | 1 | 1 | cs | TRUE
54 | LV_957-1_0_4_line_54 | NAYY 4x150 SE | 52 | 53 | 0.001534 | 0.208 | 0.08 | 261 | 0 | 0.27 | 1 | 1 | cs | TRUE
55 | LV_957-1_0_4_line_55 | NAYY 4x150 SE | 53 | 54 | 0.0069633 | 0.208 | 0.08 | 261 | 0 | 0.27 | 1 | 1 | cs | TRUE
56 | LV_957-1_0_4_line_56 | NAYY 4x150 SE | 54 | 149 | 0.007307 | 0.208 | 0.08 | 261 | 0 | 0.27 | 1 | 1 | cs | TRUE
57 | LV_957-1_0_4_line_57 | NAYY 4x150 SE | 55 | 56 | 0.020305 | 0.208 | 0.08 | 261 | 0 | 0.27 | 1 | 1 | cs | TRUE
58 | LV_957-1_0_4_line_58 | NAYY 4x150 SE | 56 | 57 | 0.0024976 | 0.208 | 0.08 | 261 | 0 | 0.27 | 1 | 1 | cs | TRUE
59 | LV_957-1_0_4_line_59 | NAYY 4x150 SE | 57 | 158 | 0.026024 | 0.208 | 0.08 | 261 | 0 | 0.27 | 1 | 1 | cs | TRUE
60 | LV_957-1_0_4_line_60 | NAYY 4x150 SE | 58 | 59 | 0.28502 | 0.208 | 0.08 | 261 | 0 | 0.27 | 1 | 1 | cs | TRUE
61 | LV_957-1_0_4_line_61 | NAYY 4x150 SE | 58 | 60 | 0.008589 | 0.208 | 0.08 | 261 | 0 | 0.27 | 1 | 1 | cs | TRUE
62 | LV_957-1_0_4_line_62 | NAYY 4x150 SE | 59 | 76 | 0.022946 | 0.208 | 0.08 | 261 | 0 | 0.27 | 1 | 1 | cs | TRUE
63 | LV_957-1_0_4_line_63 | NAYY 4x150 SE | 60 | 104 | 0.018146 | 0.208 | 0.08 | 261 | 0 | 0.27 | 1 | 1 | cs | TRUE
64 | LV_957-1_0_4_line_64 | NAYY 4x150 SE | 61 | 62 | 0.18095 | 0.208 | 0.08 | 261 | 0 | 0.27 | 1 | 1 | cs | TRUE
65 | LV_957-1_0_4_line_65 | NAYY 4x150 SE | 61 | 63 | 0.12953 | 0.208 | 0.08 | 261 | 0 | 0.27 | 1 | 1 | cs | TRUE
66 | LV_957-1_0_4_line_66 | NAYY 4x150 SE | 61 | 64 | 0.055982 | 0.208 | 0.08 | 261 | 0 | 0.27 | 1 | 1 | cs | TRUE
67 | LV_957-1_0_4_line_67 | NAYY 4x150 SE | 62 | 65 | 0.047611 | 0.208 | 0.08 | 261 | 0 | 0.27 | 1 | 1 | cs | TRUE
68 | LV_957-1_0_4_line_68 | NAYY 4x150 SE | 63 | 93 | 0.017955 | 0.208 | 0.08 | 261 | 0 | 0.27 | 1 | 1 | cs | TRUE
69 | LV_957-1_0_4_line_69 | NAYY 4x150 SE | 63 | 88 | 0.15022 | 0.208 | 0.08 | 261 | 0 | 0.27 | 1 | 1 | cs | TRUE
70 | LV_957-1_0_4_line_70 | NAYY 4x150 SE | 64 | 96 | 0.017212 | 0.208 | 0.08 | 261 | 0 | 0.27 | 1 | 1 | cs | TRUE
71 | LV_957-1_0_4_line_71 | NAYY 4x150 SE | 65 | 66 | 0.021628 | 0.208 | 0.08 | 261 | 0 | 0.27 | 1 | 1 | cs | TRUE
72 | LV_957-1_0_4_line_72 | NAYY 4x150 SE | 66 | 67 | 0.023658 | 0.208 | 0.08 | 261 | 0 | 0.27 | 1 | 1 | cs | TRUE
73 | LV_957-1_0_4_line_73 | NAYY 4x150 SE | 67 | 68 | 0.051165 | 0.208 | 0.08 | 261 | 0 | 0.27 | 1 | 1 | cs | TRUE
74 | LV_957-1_0_4_line_74 | NAYY 4x150 SE | 68 | 69 | 0.023927 | 0.208 | 0.08 | 261 | 0 | 0.27 | 1 | 1 | cs | TRUE
75 | LV_957-1_0_4_line_75 | NAYY 4x150 SE | 68 | 70 | 0.0080765 | 0.208 | 0.08 | 261 | 0 | 0.27 | 1 | 1 | cs | TRUE
76 | LV_957-1_0_4_line_76 | NAYY 4x150 SE | 69 | 71 | 0.031671 | 0.208 | 0.08 | 261 | 0 | 0.27 | 1 | 1 | cs | TRUE
77 | LV_957-1_0_4_line_77 | NAYY 4x150 SE | 69 | 72 | 0.0054137 | 0.208 | 0.08 | 261 | 0 | 0.27 | 1 | 1 | cs | TRUE
78 | LV_957-1_0_4_line_78 | NAYY 4x150 SE | 70 | 73 | 0.011765 | 0.208 | 0.08 | 261 | 0 | 0.27 | 1 | 1 | cs | TRUE
79 | LV_957-1_0_4_line_79 | NAYY 4x150 SE | 71 | 74 | 0.021767 | 0.208 | 0.08 | 261 | 0 | 0.27 | 1 | 1 | cs | TRUE
80 | LV_957-1_0_4_line_80 | NAYY 4x150 SE | 72 | 75 | 0.0061277 | 0.208 | 0.08 | 261 | 0 | 0.27 | 1 | 1 | cs | TRUE
81 | LV_957-1_0_4_line_81 | NAYY 4x150 SE | 74 | 80 | 0.021641 | 0.208 | 0.08 | 261 | 0 | 0.27 | 1 | 1 | cs | TRUE
82 | LV_957-1_0_4_line_82 | NAYY 4x150 SE | 74 | 79 | 0.0069781 | 0.208 | 0.08 | 261 | 0 | 0.27 | 1 | 1 | cs | TRUE
83 | LV_957-1_0_4_line_83 | NAYY 4x150 SE | 75 | 106 | 0.028961 | 0.208 | 0.08 | 261 | 0 | 0.27 | 1 | 1 | cs | TRUE
84 | LV_957-1_0_4_line_84 | NAYY 4x150 SE | 76 | 77 | 0.0089802 | 0.208 | 0.08 | 261 | 0 | 0.27 | 1 | 1 | cs | TRUE
85 | LV_957-1_0_4_line_85 | NAYY 4x150 SE | 77 | 78 | 0.010839 | 0.208 | 0.08 | 261 | 0 | 0.27 | 1 | 1 | cs | TRUE
86 | LV_957-1_0_4_line_86 | NAYY 4x150 SE | 81 | 82 | 0.022349 | 0.208 | 0.08 | 261 | 0 | 0.27 | 1 | 2 | cs | TRUE
87 | LV_957-1_0_4_line_87 | NAYY 4x150 SE | 81 | 83 | 0.040987 | 0.208 | 0.08 | 261 | 0 | 0.27 | 1 | 2 | cs | TRUE
88 | LV_957-1_0_4_line_88 | NAYY 4x150 SE | 82 | 84 | 0.042082 | 0.208 | 0.08 | 261 | 0 | 0.27 | 1 | 2 | cs | TRUE
89 | LV_957-1_0_4_line_89 | NAYY 4x150 SE | 83 | 85 | 0.13331 | 0.208 | 0.08 | 261 | 0 | 0.27 | 1 | 2 | cs | TRUE
90 | LV_957-1_0_4_line_90 | NAYY 4x150 SE | 84 | 86 | 0.055236 | 0.208 | 0.08 | 261 | 0 | 0.27 | 1 | 1 | cs | TRUE
91 | LV_957-1_0_4_line_91 | NAYY 4x150 SE | 84 | 87 | 0.1284 | 0.208 | 0.08 | 261 | 0 | 0.27 | 1 | 2 | cs | TRUE
92 | LV_957-1_0_4_line_92 | NAYY 4x150 SE | 85 | 88 | 0.017952 | 0.208 | 0.08 | 261 | 0 | 0.27 | 1 | 1 | cs | TRUE
93 | LV_957-1_0_4_line_93 | NAYY 4x150 SE | 87 | 89 | 0.074695 | 0.208 | 0.08 | 261 | 0 | 0.27 | 1 | 2 | cs | TRUE
94 | LV_957-1_0_4_line_94 | NAYY 4x150 SE | 88 | 90 | 0.13062 | 0.208 | 0.08 | 261 | 0 | 0.27 | 1 | 1 | cs | TRUE
95 | LV_957-1_0_4_line_95 | NAYY 4x150 SE | 89 | 105 | 0.005343 | 0.208 | 0.08 | 261 | 0 | 0.27 | 1 | 2 | cs | TRUE
96 | LV_957-1_0_4_line_96 | NAYY 4x150 SE | 90 | 91 | 0.021213 | 0.208 | 0.08 | 261 | 0 | 0.27 | 1 | 1 | cs | TRUE
97 | LV_957-1_0_4_line_97 | NAYY 4x150 SE | 91 | 92 | 0.15852 | 0.208 | 0.08 | 261 | 0 | 0.27 | 1 | 1 | cs | TRUE
98 | LV_957-1_0_4_line_98 | NAYY 4x150 SE | 92 | 94 | 0.047309 | 0.208 | 0.08 | 261 | 0 | 0.27 | 1 | 1 | cs | TRUE
99 | LV_957-1_0_4_line_99 | NAYY 4x150 SE | 92 | 95 | 0.018851 | 0.208 | 0.08 | 261 | 0 | 0.27 | 1 | 1 | cs | TRUE
100 | LV_957-1_0_4_line_100 | NAYY 4x150 SE | 94 | 98 | 0.16396 | 0.208 | 0.08 | 261 | 0 | 0.27 | 1 | 1 | cs | TRUE
101 | LV_957-1_0_4_line_101 | NAYY 4x150 SE | 96 | 97 | 0.18303 | 0.208 | 0.08 | 261 | 0 | 0.27 | 1 | 1 | cs | TRUE
102 | LV_957-1_0_4_line_102 | NAYY 4x150 SE | 97 | 107 | 0.17627 | 0.208 | 0.08 | 261 | 0 | 0.27 | 1 | 1 | cs | TRUE
103 | LV_957-1_0_4_line_103 | NAYY 4x150 SE | 98 | 101 | 0.0089942 | 0.208 | 0.08 | 261 | 0 | 0.27 | 1 | 1 | cs | TRUE
104 | LV_957-1_0_4_line_104 | NAYY 4x150 SE | 99 | 100 | 0.016877 | 0.208 | 0.08 | 261 | 0 | 0.27 | 1 | 1 | cs | TRUE
105 | LV_957-1_0_4_line_105 | NAYY 4x150 SE | 99 | 101 | 0.01881 | 0.208 | 0.08 | 261 | 0 | 0.27 | 1 | 1 | cs | TRUE
106 | LV_957-1_0_4_line_106 | NAYY 4x150 SE | 101 | 102 | 0.035042 | 0.208 | 0.08 | 261 | 0 | 0.27 | 1 | 1 | cs | TRUE
107 | LV_957-1_0_4_line_107 | NAYY 4x150 SE | 102 | 103 | 0.026481 | 0.208 | 0.08 | 261 | 0 | 0.27 | 1 | 1 | cs | TRUE
108 | LV_957-1_0_4_line_108 | NAYY 4x150 SE | 103 | 104 | 0.030381 | 0.208 | 0.08 | 261 | 0 | 0.27 | 1 | 1 | cs | TRUE
109 | LV_957-1_0_4_line_109 | NAYY 4x150 SE | 105 | 156 | 0.011327 | 0.208 | 0.08 | 261 | 0 | 0.27 | 1 | 2 | cs | TRUE
110 | LV_957-1_0_4_line_110 | NAYY 4x150 SE | 108 | 109 | 0.03459 | 0.208 | 0.08 | 261 | 0 | 0.27 | 1 | 1 | cs | TRUE
111 | LV_957-1_0_4_line_111 | NAYY 4x150 SE | 108 | 110 | 0.058245 | 0.208 | 0.08 | 261 | 0 | 0.27 | 1 | 1 | cs | TRUE
112 | LV_957-1_0_4_line_112 | NAYY 4x150 SE | 109 | 111 | 0.0058683 | 0.208 | 0.08 | 261 | 0 | 0.27 | 1 | 1 | cs | TRUE
113 | LV_957-1_0_4_line_113 | NAYY 4x150 SE | 110 | 112 | 0.013802 | 0.208 | 0.08 | 261 | 0 | 0.27 | 1 | 1 | cs | TRUE
114 | LV_957-1_0_4_line_114 | NAYY 4x150 SE | 110 | 113 | 0.018669 | 0.208 | 0.08 | 261 | 0 | 0.27 | 1 | 1 | cs | TRUE
115 | LV_957-1_0_4_line_115 | NAYY 4x150 SE | 111 | 114 | 0.011168 | 0.208 | 0.08 | 261 | 0 | 0.27 | 1 | 1 | cs | TRUE
116 | LV_957-1_0_4_line_116 | NAYY 4x150 SE | 112 | 115 | 0.020343 | 0.208 | 0.08 | 261 | 0 | 0.27 | 1 | 1 | cs | TRUE
117 | LV_957-1_0_4_line_117 | NAYY 4x150 SE | 113 | 116 | 0.019929 | 0.208 | 0.08 | 261 | 0 | 0.27 | 1 | 1 | cs | TRUE
118 | LV_957-1_0_4_line_118 | NAYY 4x150 SE | 114 | 123 | 0.049907 | 0.208 | 0.08 | 261 | 0 | 0.27 | 1 | 1 | cs | TRUE
119 | LV_957-1_0_4_line_119 | NAYY 4x150 SE | 115 | 124 | 0.012527 | 0.208 | 0.08 | 261 | 0 | 0.27 | 1 | 1 | cs | TRUE
120 | LV_957-1_0_4_line_120 | NAYY 4x150 SE | 117 | 118 | 0.032363 | 0.208 | 0.08 | 261 | 0 | 0.27 | 1 | 1 | cs | TRUE
121 | LV_957-1_0_4_line_121 | NAYY 4x150 SE | 117 | 119 | 0.04454 | 0.208 | 0.08 | 261 | 0 | 0.27 | 1 | 1 | cs | TRUE
122 | LV_957-1_0_4_line_122 | NAYY 4x150 SE | 119 | 125 | 0.17417 | 0.208 | 0.08 | 261 | 0 | 0.27 | 1 | 1 | cs | TRUE
123 | LV_957-1_0_4_line_123 | NAYY 4x150 SE | 119 | 126 | 0.029835 | 0.208 | 0.08 | 261 | 0 | 0.27 | 1 | 1 | cs | TRUE
124 | LV_957-1_0_4_line_124 | NAYY 4x150 SE | 120 | 121 | 0.029157 | 0.208 | 0.08 | 261 | 0 | 0.27 | 1 | 1 | cs | TRUE
125 | LV_957-1_0_4_line_125 | NAYY 4x150 SE | 120 | 122 | 0.018273 | 0.208 | 0.08 | 261 | 0 | 0.27 | 1 | 1 | cs | TRUE
126 | LV_957-1_0_4_line_126 | NAYY 4x150 SE | 121 | 127 | 0.010939 | 0.208 | 0.08 | 261 | 0 | 0.27 | 1 | 1 | cs | TRUE
127 | LV_957-1_0_4_line_127 | NAYY 4x150 SE | 122 | 128 | 0.0014158 | 0.208 | 0.08 | 261 | 0 | 0.27 | 1 | 1 | cs | TRUE
128 | LV_957-1_0_4_line_128 | NAYY 4x150 SE | 123 | 179 | 0.017122 | 0.208 | 0.08 | 261 | 0 | 0.27 | 1 | 1 | cs | TRUE
129 | LV_957-1_0_4_line_129 | NAYY 4x150 SE | 124 | 202 | 0.010208 | 0.208 | 0.08 | 261 | 0 | 0.27 | 1 | 1 | cs | TRUE
130 | LV_957-1_0_4_line_130 | NAYY 4x150 SE | 124 | 180 | 0.0087589 | 0.208 | 0.08 | 261 | 0 | 0.27 | 1 | 1 | cs | TRUE
131 | LV_957-1_0_4_line_131 | NAYY 4x150 SE | 125 | 131 | 0.060111 | 0.208 | 0.08 | 261 | 0 | 0.27 | 1 | 1 | cs | TRUE
132 | LV_957-1_0_4_line_132 | NAYY 4x150 SE | 125 | 132 | 0.020337 | 0.208 | 0.08 | 261 | 0 | 0.27 | 1 | 1 | cs | TRUE
133 | LV_957-1_0_4_line_133 | NAYY 4x150 SE | 126 | 133 | 0.021059 | 0.208 | 0.08 | 261 | 0 | 0.27 | 1 | 1 | cs | TRUE
134 | LV_957-1_0_4_line_134 | NAYY 4x150 SE | 127 | 176 | 0.0084964 | 0.208 | 0.08 | 261 | 0 | 0.27 | 1 | 1 | cs | TRUE
135 | LV_957-1_0_4_line_135 | NAYY 4x150 SE | 127 | 173 | 0.012178 | 0.208 | 0.08 | 261 | 0 | 0.27 | 1 | 1 | cs | TRUE
136 | LV_957-1_0_4_line_136 | NAYY 4x150 SE | 129 | 130 | 0.015729 | 0.208 | 0.08 | 261 | 0 | 0.27 | 1 | 1 | cs | TRUE
137 | LV_957-1_0_4_line_137 | NAYY 4x150 SE | 133 | 163 | 0.025889 | 0.208 | 0.08 | 261 | 0 | 0.27 | 1 | 1 | cs | TRUE
138 | LV_957-1_0_4_line_138 | NAYY 4x150 SE | 134 | 135 | 0.017667 | 0.208 | 0.08 | 261 | 0 | 0.27 | 1 | 1 | cs | TRUE
139 | LV_957-1_0_4_line_139 | NAYY 4x150 SE | 135 | 136 | 0.024967 | 0.208 | 0.08 | 261 | 0 | 0.27 | 1 | 1 | cs | TRUE
140 | LV_957-1_0_4_line_140 | NAYY 4x150 SE | 135 | 137 | 0.009461 | 0.208 | 0.08 | 261 | 0 | 0.27 | 1 | 1 | cs | TRUE
141 | LV_957-1_0_4_line_141 | NAYY 4x150 SE | 135 | 138 | 0.071403 | 0.208 | 0.08 | 261 | 0 | 0.27 | 1 | 1 | cs | TRUE
142 | LV_957-1_0_4_line_142 | NAYY 4x150 SE | 136 | 142 | 0.05213 | 0.208 | 0.08 | 261 | 0 | 0.27 | 1 | 1 | cs | TRUE
143 | LV_957-1_0_4_line_143 | NAYY 4x150 SE | 136 | 143 | 0.028049 | 0.208 | 0.08 | 261 | 0 | 0.27 | 1 | 1 | cs | TRUE
144 | LV_957-1_0_4_line_144 | NAYY 4x150 SE | 138 | 145 | 0.054314 | 0.208 | 0.08 | 261 | 0 | 0.27 | 1 | 1 | cs | TRUE
145 | LV_957-1_0_4_line_145 | NAYY 4x150 SE | 138 | 146 | 0.021317 | 0.208 | 0.08 | 261 | 0 | 0.27 | 1 | 1 | cs | TRUE
146 | LV_957-1_0_4_line_146 | NAYY 4x150 SE | 139 | 140 | 0.017711 | 0.208 | 0.08 | 261 | 0 | 0.27 | 1 | 1 | cs | TRUE
147 | LV_957-1_0_4_line_147 | NAYY 4x150 SE | 139 | 141 | 0.22357 | 0.208 | 0.08 | 261 | 0 | 0.27 | 1 | 1 | cs | TRUE
148 | LV_957-1_0_4_line_148 | NAYY 4x150 SE | 141 | 146 | 0.010263 | 0.208 | 0.08 | 261 | 0 | 0.27 | 1 | 1 | cs | TRUE
149 | LV_957-1_0_4_line_149 | NAYY 4x150 SE | 142 | 144 | 0.02551 | 0.208 | 0.08 | 261 | 0 | 0.27 | 1 | 1 | cs | TRUE
150 | LV_957-1_0_4_line_150 | NAYY 4x150 SE | 144 | 147 | 0.031756 | 0.208 | 0.08 | 261 | 0 | 0.27 | 1 | 1 | cs | TRUE
151 | LV_957-1_0_4_line_151 | NAYY 4x150 SE | 145 | 148 | 0.0071461 | 0.208 | 0.08 | 261 | 0 | 0.27 | 1 | 1 | cs | TRUE
152 | LV_957-1_0_4_line_152 | NAYY 4x150 SE | 147 | 181 | 0.020927 | 0.208 | 0.08 | 261 | 0 | 0.27 | 1 | 1 | cs | TRUE
153 | LV_957-1_0_4_line_153 | NAYY 4x150 SE | 148 | 168 | 0.0097647 | 0.208 | 0.08 | 261 | 0 | 0.27 | 1 | 1 | cs | TRUE
154 | LV_957-1_0_4_line_154 | NAYY 4x150 SE | 149 | 150 | 0.0068099 | 0.208 | 0.08 | 261 | 0 | 0.27 | 1 | 1 | cs | TRUE
155 | LV_957-1_0_4_line_155 | NAYY 4x150 SE | 150 | 151 | 0.024733 | 0.208 | 0.08 | 261 | 0 | 0.27 | 1 | 1 | cs | TRUE
156 | LV_957-1_0_4_line_156 | NAYY 4x150 SE | 151 | 152 | 0.014696 | 0.208 | 0.08 | 261 | 0 | 0.27 | 1 | 1 | cs | TRUE
157 | LV_957-1_0_4_line_157 | NAYY 4x150 SE | 152 | 153 | 0.0094942 | 0.208 | 0.08 | 261 | 0 | 0.27 | 1 | 2 | cs | TRUE
158 | LV_957-1_0_4_line_158 | NAYY 4x150 SE | 152 | 154 | 0.013144 | 0.208 | 0.08 | 261 | 0 | 0.27 | 1 | 2 | cs | TRUE
159 | LV_957-1_0_4_line_159 | NAYY 4x150 SE | 153 | 155 | 0.020075 | 0.208 | 0.08 | 261 | 0 | 0.27 | 1 | 2 | cs | TRUE
160 | LV_957-1_0_4_line_160 | NAYY 4x150 SE | 154 | 156 | 0.034061 | 0.208 | 0.08 | 261 | 0 | 0.27 | 1 | 2 | cs | TRUE
161 | LV_957-1_0_4_line_161 | NAYY 4x150 SE | 155 | 157 | 0.00050508 | 0.208 | 0.08 | 261 | 0 | 0.27 | 1 | 2 | cs | TRUE
162 | LV_957-1_0_4_line_162 | NAYY 4x150 SE | 156 | 158 | 0.010766 | 0.208 | 0.08 | 261 | 0 | 0.27 | 1 | 1 | cs | TRUE
163 | LV_957-1_0_4_line_163 | NAYY 4x150 SE | 157 | 159 | 0.018065 | 0.208 | 0.08 | 261 | 0 | 0.27 | 1 | 2 | cs | TRUE
164 | LV_957-1_0_4_line_164 | NAYY 4x150 SE | 159 | 160 | 0.018291 | 0.208 | 0.08 | 261 | 0 | 0.27 | 1 | 2 | cs | TRUE
165 | LV_957-1_0_4_line_165 | NAYY 4x150 SE | 160 | 161 | 0.070595 | 0.208 | 0.08 | 261 | 0 | 0.27 | 1 | 2 | cs | TRUE
166 | LV_957-1_0_4_line_166 | NAYY 4x150 SE | 160 | 162 | 0.018678 | 0.208 | 0.08 | 261 | 0 | 0.27 | 1 | 1 | cs | TRUE
167 | LV_957-1_0_4_line_167 | NAYY 4x150 SE | 161 | 163 | 0.031211 | 0.208 | 0.08 | 261 | 0 | 0.27 | 1 | 1 | cs | TRUE
168 | LV_957-1_0_4_line_168 | NAYY 4x150 SE | 161 | 164 | 0.018931 | 0.208 | 0.08 | 261 | 0 | 0.27 | 1 | 1 | cs | TRUE
169 | LV_957-1_0_4_line_169 | NAYY 4x150 SE | 162 | 165 | 0.03337 | 0.208 | 0.08 | 261 | 0 | 0.27 | 1 | 1 | cs | TRUE
170 | LV_957-1_0_4_line_170 | NAYY 4x150 SE | 163 | 166 | 0.012891 | 0.208 | 0.08 | 261 | 0 | 0.27 | 1 | 1 | cs | TRUE
171 | LV_957-1_0_4_line_171 | NAYY 4x150 SE | 164 | 167 | 0.028084 | 0.208 | 0.08 | 261 | 0 | 0.27 | 1 | 1 | cs | TRUE
172 | LV_957-1_0_4_line_172 | NAYY 4x150 SE | 166 | 201 | 0.013685 | 0.208 | 0.08 | 261 | 0 | 0.27 | 1 | 1 | cs | TRUE
173 | LV_957-1_0_4_line_173 | NAYY 4x150 SE | 167 | 178 | 0.023323 | 0.208 | 0.08 | 261 | 0 | 0.27 | 1 | 1 | cs | TRUE
174 | LV_957-1_0_4_line_174 | NAYY 4x150 SE | 168 | 169 | 0.027806 | 0.208 | 0.08 | 261 | 0 | 0.27 | 1 | 1 | cs | TRUE
175 | LV_957-1_0_4_line_175 | NAYY 4x150 SE | 169 | 170 | 0.0035306 | 0.208 | 0.08 | 261 | 0 | 0.27 | 1 | 1 | cs | TRUE
176 | LV_957-1_0_4_line_176 | NAYY 4x150 SE | 170 | 171 | 0.021078 | 0.208 | 0.08 | 261 | 0 | 0.27 | 1 | 1 | cs | TRUE
177 | LV_957-1_0_4_line_177 | NAYY 4x150 SE | 170 | 172 | 0.0081567 | 0.208 | 0.08 | 261 | 0 | 0.27 | 1 | 1 | cs | TRUE
178 | LV_957-1_0_4_line_178 | NAYY 4x150 SE | 172 | 200 | 0.055246 | 0.208 | 0.08 | 261 | 0 | 0.27 | 1 | 1 | cs | TRUE
179 | LV_957-1_0_4_line_179 | NAYY 4x150 SE | 173 | 174 | 0.042672 | 0.208 | 0.08 | 261 | 0 | 0.27 | 1 | 1 | cs | TRUE
180 | LV_957-1_0_4_line_180 | NAYY 4x150 SE | 174 | 175 | 0.012028 | 0.208 | 0.08 | 261 | 0 | 0.27 | 1 | 1 | cs | TRUE
181 | LV_957-1_0_4_line_181 | NAYY 4x150 SE | 175 | 177 | 0.020447 | 0.208 | 0.08 | 261 | 0 | 0.27 | 1 | 1 | cs | TRUE
182 | LV_957-1_0_4_line_182 | NAYY 4x150 SE | 176 | 178 | 0.025954 | 0.208 | 0.08 | 261 | 0 | 0.27 | 1 | 1 | cs | TRUE
183 | LV_957-1_0_4_line_183 | NAYY 4x150 SE | 177 | 180 | 0.010168 | 0.208 | 0.08 | 261 | 0 | 0.27 | 1 | 1 | cs | TRUE
184 | LV_957-1_0_4_line_184 | NAYY 4x150 SE | 179 | 186 | 0.10864 | 0.208 | 0.08 | 261 | 0 | 0.27 | 1 | 1 | cs | TRUE
185 | LV_957-1_0_4_line_185 | NAYY 4x150 SE | 181 | 182 | 0.20317 | 0.208 | 0.08 | 261 | 0 | 0.27 | 1 | 1 | cs | TRUE
186 | LV_957-1_0_4_line_186 | NAYY 4x150 SE | 182 | 183 | 0.12652 | 0.208 | 0.08 | 261 | 0 | 0.27 | 1 | 1 | cs | TRUE
187 | LV_957-1_0_4_line_187 | NAYY 4x150 SE | 183 | 184 | 0.032633 | 0.208 | 0.08 | 261 | 0 | 0.27 | 1 | 1 | cs | TRUE
188 | LV_957-1_0_4_line_188 | NAYY 4x150 SE | 185 | 186 | 0.018647 | 0.208 | 0.08 | 261 | 0 | 0.27 | 1 | 1 | cs | TRUE
189 | LV_957-1_0_4_line_189 | NAYY 4x150 SE | 185 | 187 | 0.015063 | 0.208 | 0.08 | 261 | 0 | 0.27 | 1 | 1 | cs | TRUE
190 | LV_957-1_0_4_line_190 | NAYY 4x150 SE | 187 | 188 | 0.0012165 | 0.208 | 0.08 | 261 | 0 | 0.27 | 1 | 1 | cs | TRUE
191 | LV_957-1_0_4_line_191 | NAYY 4x150 SE | 188 | 189 | 0.020121 | 0.208 | 0.08 | 261 | 0 | 0.27 | 1 | 1 | cs | TRUE
192 | LV_957-1_0_4_line_192 | NAYY 4x150 SE | 189 | 190 | 0.022989 | 0.208 | 0.08 | 261 | 0 | 0.27 | 1 | 1 | cs | TRUE
193 | LV_957-1_0_4_line_193 | NAYY 4x150 SE | 190 | 193 | 0.031262 | 0.208 | 0.08 | 261 | 0 | 0.27 | 1 | 1 | cs | TRUE
194 | LV_957-1_0_4_line_194 | NAYY 4x150 SE | 191 | 192 | 0.0049303 | 0.208 | 0.08 | 261 | 0 | 0.27 | 1 | 1 | cs | TRUE
195 | LV_957-1_0_4_line_195 | NAYY 4x150 SE | 191 | 193 | 0.013117 | 0.208 | 0.08 | 261 | 0 | 0.27 | 1 | 1 | cs | TRUE
196 | LV_957-1_0_4_line_196 | NAYY 4x150 SE | 192 | 194 | 0.01394 | 0.208 | 0.08 | 261 | 0 | 0.27 | 1 | 1 | cs | TRUE
197 | LV_957-1_0_4_line_197 | NAYY 4x150 SE | 194 | 195 | 0.016099 | 0.208 | 0.08 | 261 | 0 | 0.27 | 1 | 1 | cs | TRUE
198 | LV_957-1_0_4_line_198 | NAYY 4x150 SE | 194 | 196 | 0.04844 | 0.208 | 0.08 | 261 | 0 | 0.27 | 1 | 1 | cs | TRUE
199 | LV_957-1_0_4_line_199 | NAYY 4x150 SE | 195 | 197 | 0.017362 | 0.208 | 0.08 | 261 | 0 | 0.27 | 1 | 1 | cs | TRUE
200 | LV_957-1_0_4_line_200 | NAYY 4x150 SE | 196 | 198 | 0.009524 | 0.208 | 0.08 | 261 | 0 | 0.27 | 1 | 1 | cs | TRUE
201 | LV_957-1_0_4_line_201 | NAYY 4x150 SE | 197 | 204 | 0.016668 | 0.208 | 0.08 | 261 | 0 | 0.27 | 1 | 1 | cs | TRUE
202 | LV_957-1_0_4_line_202 | NAYY 4x150 SE | 199 | 200 | 0.012338 | 0.208 | 0.08 | 261 | 0 | 0.27 | 1 | 1 | cs | TRUE
203 | LV_957-1_0_4_line_203 | NAYY 4x150 SE | 202 | 203 | 0.034018 | 0.208 | 0.08 | 261 | 0 | 0.27 | 1 | 1 | cs | TRUE

## trafo
| name | std_type | hv_bus | lv_bus | sn_mva | vn_hv_kv | vn_lv_kv | vk_percent | vkr_percent | pfe_kw | i0_percent | shift_degree | tap_side | tap_neutral | tap_min | tap_max | tap_step_percent | tap_step_degree | tap_pos | tap_phase_shifter | parallel | df | in_service
0 | LV_957-1_0_4_trafo_181 | 0.25 MVA 20/0.4 kV | 205 | 157 | 0.25 | 20 | 0.4 | 6 | 1.44 | 0.8 | 0.32 | 150 | hv | 0 | -2 | 2 | 2.5 | 0 | 0 | FALSE | 1 | 1 | TRUE

## line_geodata
| x0 | y0 | x1 | y1 | x2 | y2 | x3 | y3 | x4 | y4 | x5 | y5 | x6 | y6 | x7 | y7 | x8 | y8 | x9 | y9 | x10 | y10 | x11 | y11 | x12 | y12 | x13 | y13 | x14 | y14 | x15 | y15 | x16 | y16 | x17 | y17 | x18 | y18 | x19 | y19 | x20 | y20 | x21 | y21 | x22 | y22 | x23 | y23 | x24 | y24 | x25 | y25 | x26 | y26 | x27 | y27 | x28 | y28 | x29 | y29 | x30 | y30 | x31 | y31 | x32 | y32 | x33 | y33
0 | 2628347.1533 | 1210583.229 | 2628394.9779 | 1210490.5655
1 | 2628302.4561 | 1210569.8652 | 2628347.1533 | 1210583.229
2 | 2628302.4561 | 1210569.8652 | 2628300.7948 | 1210575.6606
3 | 2628074.4008 | 1210458.471 | 2628085.1084 | 1210456.8427 | 2628088.847 | 1210457.6975
4 | 2628074.4008 | 1210458.471 | 2628067.7178 | 1210452.6586
5 | 2628067.7178 | 1210452.6586 | 2628105.7799 | 1210406.5447 | 2628160.5118 | 1210341.9881 | 2628172.7921 | 1210330.8397 | 2628181.5004 | 1210324.7374
6 | 2628001.6586 | 1210432.6374 | 2628007.5234 | 1210433.054 | 2628015.029 | 1210433.6117 | 2628024.0446 | 1210434.6768 | 2628032.9883 | 1210436.4865 | 2628046.2225 | 1210440.5842 | 2628057.7642 | 1210445.8191 | 2628067.029 | 1210452.0661 | 2628067.7178 | 1210452.6586
7 | 2628201.0475 | 1210310.9801 | 2628200.4016 | 1210311.4923 | 2628181.5004 | 1210324.7374
8 | 2628001.6586 | 1210432.6374 | 2627969.2272 | 1210436.8435 | 2627957.9095 | 1210437.2908 | 2627951.1936 | 1210436.8703 | 2627944.5029 | 1210435.9162 | 2627937.8603 | 1210434.4399 | 2627914.4207 | 1210428.5493 | 2627905.7625 | 1210428.1179
9 | 2627398.8369 | 1210999.8198 | 2627393.6085 | 1210998.2616 | 2627388.4718 | 1210994.9362 | 2627383.9015 | 1210991.7743
10 | 2627398.8369 | 1210999.8198 | 2627400.1888 | 1211004.9289 | 2627415.6551 | 1211027.4792 | 2627419.0011 | 1211030.2295 | 2627420.4219 | 1211030.6932
11 | 2627604.2759 | 1210413.6802 | 2627604.4316 | 1210405.4187 | 2627604.1878 | 1210403.9168 | 2627604.1042 | 1210403.6911
12 | 2627581.202 | 1210391.2321 | 2627601.2708 | 1210400.368 | 2627602.6723 | 1210401.3083 | 2627603.6849 | 1210402.5581 | 2627604.1042 | 1210403.6911
13 | 2627604.2759 | 1210413.6802 | 2627604.2604 | 1210414.5009 | 2627603.9323 | 1210419.7245 | 2627603.8837 | 1210420.0253
14 | 2627581.202 | 1210391.2321 | 2627571.5659 | 1210386.8455 | 2627562.618 | 1210383.5961
15 | 2627603.8837 | 1210420.0253 | 2627602.308 | 1210429.7661
16 | 2627555.3518 | 1210380.9575 | 2627562.618 | 1210383.5961
17 | 2627596.6019 | 1210458.5348 | 2627599.2797 | 1210446.4181 | 2627601.079 | 1210436.9322 | 2627601.8514 | 1210432.5888 | 2627602.308 | 1210429.7661
18 | 2627552.5695 | 1210379.9472 | 2627555.3518 | 1210380.9575
19 | 2627596.6019 | 1210458.5348 | 2627608.6086 | 1210458.6236 | 2627648.7397 | 1210458.9315 | 2627649.6278 | 1210482.1488
20 | 2627543.4079 | 1210454.8207 | 2627550.6022 | 1210456.9773 | 2627557.5486 | 1210458.5102 | 2627564.5905 | 1210459.1208 | 2627576.0727 | 1210459.2293 | 2627591.0465 | 1210458.5981 | 2627596.6019 | 1210458.5348
21 | 2627552.5695 | 1210379.9472 | 2627539.5648 | 1210375.2247
22 | 2627530.0864 | 1210519.0623 | 2627534.9136 | 1210490.6907 | 2627538.9731 | 1210473.3807
23 | 2627543.4079 | 1210454.8207 | 2627541.4949 | 1210462.6274 | 2627538.9731 | 1210473.3807
24 | 2627530.0864 | 1210519.0623 | 2627518.233 | 1210517.5512
25 | 2627530.0864 | 1210519.0623 | 2627542.373 | 1210521.0644 | 2627549.4244 | 1210522.8646 | 2627555.7996 | 1210524.6617 | 2627562.7407 | 1210527.3285 | 2627565.707 | 1210528.5831
26 | 2627543.4079 | 1210454.8207 | 2627537.6591 | 1210452.3261
27 | 2627503.7074 | 1210515.6995 | 2627518.233 | 1210517.5512
28 | 2627568.3695 | 1210529.7091 | 2627565.707 | 1210528.5831
29 | 2627537.6591 | 1210452.3261 | 2627542.5603 | 1210444.1774 | 2627546.4726 | 1210436.2354 | 2627546.1996 | 1210432.5377
30 | 2627493.3369 | 1210514.3776 | 2627503.7074 | 1210515.6995
31 | 2627578.1337 | 1210534.3238 | 2627572.4944 | 1210531.4536 | 2627568.3695 | 1210529.7091
32 | 2627649.6278 | 1210482.1488 | 2627600.084 | 1210482.8646
33 | 2627656.1336 | 1210481.9788 | 2627649.6278 | 1210482.1488
34 | 2627493.3369 | 1210514.3776 | 2627473.6594 | 1210511.8691
35 | 2627580.054 | 1210535.3011 | 2627578.1337 | 1210534.3238
36 | 2627715.0123 | 1210457.7156 | 2627715.2914 | 1210481.0967
37 | 2627715.0123 | 1210457.7156 | 2627720.7992 | 1210457.9768
38 | 2627715.2914 | 1210481.0967 | 2627656.1336 | 1210481.9788
39 | 2627720.7992 | 1210457.9768 | 2627732.0315 | 1210458.4838 | 2627738.3434 | 1210459.1579 | 2627745.8914 | 1210460.4159 | 2627759.0547 | 1210463.4454 | 2627766.2458 | 1210465.5607
40 | 2627656.1336 | 1210481.9788 | 2627656.2192 | 1210495.5683
41 | 2627419.2541 | 1210504.9337 | 2627473.6594 | 1210511.8691
42 | 2627419.2541 | 1210504.9337 | 2627418.2318 | 1210515.7351 | 2627418.1984 | 1210519.6928 | 2627418.4603 | 1210528.8769 | 2627419.1112 | 1210531.0923 | 2627419.7665 | 1210532.3738 | 2627420.9095 | 1210533.3574 | 2627422.5706 | 1210534.032 | 2627425.6762 | 1210534.591 | 2627432.9264 | 1210535.6245
43 | 2627442.923 | 1210537.0494 | 2627432.9264 | 1210535.6245
44 | 2627517.5904 | 1210680.788 | 2627519.8208 | 1210680.4951 | 2627530.5687 | 1210681.5716
45 | 2627517.5904 | 1210680.788 | 2627506.1752 | 1210682.2871
46 | 2627553.7562 | 1210684.298 | 2627546.5083 | 1210683.9311 | 2627534.4803 | 1210681.9634 | 2627530.5687 | 1210681.5716
47 | 2627407.9374 | 1210687.6146 | 2627422.7013 | 1210684.362 | 2627452.7912 | 1210683.2662 | 2627477.5364 | 1210686.0481 | 2627506.1752 | 1210682.2871
48 | 2627553.7562 | 1210684.298 | 2627553.1785 | 1210682.6833 | 2627551.6102 | 1210678.3514 | 2627547.5043 | 1210655.4816
49 | 2627624.4615 | 1210633.311 | 2627616.8316 | 1210622.91 | 2627612.9221 | 1210618.734 | 2627607.9517 | 1210615.5537 | 2627602.1135 | 1210614.3372 | 2627596.3804 | 1210615.0667 | 2627556.4218 | 1210625.3548 | 2627553.5273 | 1210626.8312 | 2627550.8891 | 1210628.7534 | 2627548.2284 | 1210632.2542 | 2627546.6412 | 1210635.3376 | 2627545.7478 | 1210637.9127 | 2627545.2551 | 1210640.9343 | 2627545.5794 | 1210644.7602 | 2627547.5043 | 1210655.4816
50 | 2627624.4615 | 1210633.311 | 2627625.6368 | 1210634.913 | 2627631.2855 | 1210640.9426 | 2627631.2855 | 1210640.9426
51 | 2627769.2696 | 1210466.4501 | 2627766.2458 | 1210465.5607
52 | 2627626.2727 | 1210562.9065 | 2627585.853 | 1210538.2524 | 2627580.054 | 1210535.3011
53 | 2627626.2727 | 1210562.9065 | 2627641.8849 | 1210572.4291
54 | 2627641.8849 | 1210572.4291 | 2627643.1945 | 1210573.2279
55 | 2627649.1392 | 1210576.8539 | 2627643.1945 | 1210573.2279
56 | 2627655.4564 | 1210580.5256 | 2627649.8031 | 1210577.2589 | 2627649.1392 | 1210576.8539
57 | 2627631.2855 | 1210640.9426 | 2627640.116 | 1210645.8195 | 2627642.1188 | 1210646.5514 | 2627647.4831 | 1210648.3439 | 2627649.8753 | 1210648.7647
58 | 2627652.3352 | 1210649.1974 | 2627649.8753 | 1210648.7647
59 | 2627652.3352 | 1210649.1974 | 2627669.6167 | 1210652.2374 | 2627678.0937 | 1210652.2666
60 | 2627420.4219 | 1211030.6932 | 2627258.9937 | 1211265.5945
61 | 2627428.7902 | 1211032.4597 | 2627423.8721 | 1211031.8194 | 2627420.4219 | 1211030.6932
62 | 2627236.3133 | 1211268.5623 | 2627241.2492 | 1211267.5621 | 2627249.7661 | 1211266.0778 | 2627253.6436 | 1211265.573 | 2627257.8383 | 1211265.5032 | 2627258.9937 | 1211265.5945
63 | 2627445.6518 | 1211038.0451 | 2627438.4757 | 1211033.7208 | 2627428.7902 | 1211032.4597
64 | 2627788.6785 | 1211348.4616 | 2627660.2847 | 1211475.9659
65 | 2627842.105 | 1211230.4656 | 2627788.6785 | 1211348.4616
66 | 2627788.6785 | 1211348.4616 | 2627791.6561 | 1211350.2987 | 2627807.0153 | 1211361.0762 | 2627823.3432 | 1211375.9162 | 2627828.4237 | 1211386.4062
67 | 2627612.9818 | 1211476.9867 | 2627633.8048 | 1211474.4481 | 2627654.8658 | 1211474.6679 | 2627660.2847 | 1211475.9659
68 | 2627842.105 | 1211230.4656 | 2627845.0072 | 1211230.5681 | 2627847.7257 | 1211229.3134 | 2627850.6068 | 1211224.1461 | 2627852.8946 | 1211218.447
69 | 2627812.9738 | 1211089.8726 | 2627810.7963 | 1211112.0194 | 2627811.4956 | 1211115.2356 | 2627813.1258 | 1211117.6112 | 2627815.6777 | 1211119.513 | 2627817.3381 | 1211121.9444 | 2627831.738 | 1211147.9039 | 2627833.8792 | 1211153.1391 | 2627834.5747 | 1211158.7788 | 2627834.9072 | 1211178.7472 | 2627835.8304 | 1211194.2492 | 2627833.9879 | 1211216.2308 | 2627834.6022 | 1211219.7357 | 2627835.7417 | 1211223.054 | 2627837.3913 | 1211226.1523 | 2627839.5888 | 1211229.0753 | 2627842.105 | 1211230.4656
70 | 2627833.2928 | 1211402.8889 | 2627829.1607 | 1211387.9279 | 2627828.4237 | 1211386.4062
71 | 2627612.9818 | 1211476.9867 | 2627591.6715 | 1211480.6821
72 | 2627568.5626 | 1211478.2771 | 2627577.243 | 1211481.3241 | 2627590.0019 | 1211480.9717 | 2627591.6715 | 1211480.6821
73 | 2627519.1701 | 1211468.2379 | 2627538.9877 | 1211467.8956 | 2627568.5626 | 1211478.2771
74 | 2627519.1701 | 1211468.2379 | 2627518.8499 | 1211478.3755 | 2627517.1761 | 1211492.0533
75 | 2627519.1701 | 1211468.2379 | 2627521.0083 | 1211461.776 | 2627521.3833 | 1211460.4705
76 | 2627517.1761 | 1211492.0533 | 2627524.7996 | 1211494.7899 | 2627536.715 | 1211501.0373 | 2627546.4429 | 1211503.817
77 | 2627517.1761 | 1211492.0533 | 2627516.5169 | 1211497.4267
78 | 2627524.6317 | 1211449.163 | 2627521.3833 | 1211460.4705
79 | 2627568.0682 | 1211503.5721 | 2627555.9999 | 1211502.4825 | 2627546.4429 | 1211503.817
80 | 2627515.7709 | 1211503.5089 | 2627516.5169 | 1211497.4267
81 | 2627552.914 | 1211492.8184 | 2627561.8789 | 1211493.0154 | 2627566.5006 | 1211497.5059 | 2627568.0682 | 1211503.5721
82 | 2627568.0682 | 1211503.5721 | 2627574.5923 | 1211506.0481
83 | 2627515.7709 | 1211503.5089 | 2627505.1421 | 1211519.7914 | 2627501.5891 | 1211528.62
84 | 2627227.381 | 1211269.4888 | 2627236.3133 | 1211268.5623 | 2627236.3133 | 1211268.5623
85 | 2627227.381 | 1211269.4888 | 2627221.8881 | 1211269.3082 | 2627216.5743 | 1211268.7489
86 | 2627776.8553 | 1210917.5787 | 2627764.0645 | 1210901.2384 | 2627763.312 | 1210899.829
87 | 2627776.8553 | 1210917.5787 | 2627779.4368 | 1210920.8765 | 2627797.8489 | 1210942.0741 | 2627799.7579 | 1210944.9735 | 2627801.2099 | 1210948.1154 | 2627801.7187 | 1210949.8304
88 | 2627743.5519 | 1210862.6769 | 2627744.1841 | 1210864.0028 | 2627763.312 | 1210899.829
89 | 2627809.1414 | 1211072.5005 | 2627802.4236 | 1211066.11 | 2627797.1582 | 1211061.116 | 2627790.9521 | 1211054.1388 | 2627788.6517 | 1211050.4482 | 2627786.9835 | 1211046.4382 | 2627785.9926 | 1211042.1979 | 2627785.6935 | 1211037.8718 | 2627786.1011 | 1211033.5713 | 2627791.1338 | 1211010.1925 | 2627793.9712 | 1210991.5618 | 2627797.7025 | 1210976.8042 | 2627802.1494 | 1210961.7608 | 2627802.6669 | 1210958.3279 | 2627802.683 | 1210954.8705 | 2627802.1974 | 1210951.4441 | 2627801.7187 | 1210949.8304
90 | 2627743.5519 | 1210862.6769 | 2627734.5125 | 1210875.053 | 2627728.6336 | 1210881.0403 | 2627718.3702 | 1210888.6414 | 2627701.6572 | 1210897.1365
91 | 2627743.5519 | 1210862.6769 | 2627731.791 | 1210837.6526 | 2627729.2846 | 1210830.826 | 2627727.3264 | 1210823.7796 | 2627726.7136 | 1210816.6505 | 2627727.0799 | 1210795.04 | 2627726.2999 | 1210786.2647 | 2627724.3262 | 1210777.6507 | 2627717.551 | 1210755.6735 | 2627712.619 | 1210739.6704
92 | 2627812.9738 | 1211089.8726 | 2627812.6564 | 1211084.6014 | 2627811.7153 | 1211079.4719 | 2627810.1806 | 1211074.5287 | 2627809.1414 | 1211072.5005
93 | 2627691.9399 | 1210668.2567 | 2627701.7539 | 1210691.4862 | 2627705.9698 | 1210704.9467 | 2627710.5738 | 1210731.3941 | 2627712.363 | 1210738.8399 | 2627712.619 | 1210739.6704
94 | 2627812.9738 | 1211089.8726 | 2627807.882 | 1211098.198 | 2627805.0219 | 1211105.3777 | 2627803.4394 | 1211110.7067 | 2627801.9227 | 1211118.215 | 2627801.1561 | 1211127.8168 | 2627803.9616 | 1211143.8056 | 2627804.654 | 1211150.1346 | 2627804.5482 | 1211154.9035 | 2627803.9183 | 1211159.6255 | 2627802.7721 | 1211164.2672 | 2627800.3815 | 1211170.1817 | 2627798.2043 | 1211172.6618 | 2627795.385 | 1211174.3497 | 2627792.1902 | 1211175.0908 | 2627784.0847 | 1211174.6417 | 2627780.5345 | 1211173.3801 | 2627778.5673 | 1211171.5699 | 2627777.2788 | 1211169.2404 | 2627776.2514 | 1211161.409 | 2627775.4632 | 1211159.3263 | 2627774.0652 | 1211157.6745 | 2627772.2085 | 1211156.6097 | 2627766.7951 | 1211155.8077
95 | 2627690.2482 | 1210663.2031 | 2627690.9675 | 1210665.9551 | 2627691.9399 | 1210668.2567
96 | 2627745.9962 | 1211157.6774 | 2627749.0556 | 1211156.6466 | 2627752.2976 | 1211155.561 | 2627755.8711 | 1211155.0885 | 2627763.8407 | 1211155.3701 | 2627766.7951 | 1211155.8077
97 | 2627745.9962 | 1211157.6774 | 2627741.2974 | 1211155.0319 | 2627736.7899 | 1211150.4639 | 2627734.0576 | 1211146.4934 | 2627731.9874 | 1211142.3148 | 2627728.8047 | 1211137.1749 | 2627725.0732 | 1211132.3993 | 2627716.9607 | 1211123.6234 | 2627713.5255 | 1211118.8492 | 2627710.5552 | 1211113.777 | 2627708.0647 | 1211108.4625 | 2627706.0919 | 1211102.9391 | 2627695.5698 | 1211063.1789 | 2627694.7738 | 1211056.2157 | 2627694.1502 | 1211044.8508 | 2627695.3087 | 1211027.7243 | 2627696.8657 | 1211014.7686
98 | 2627653.9571 | 1211014.4698 | 2627665.5235 | 1211007.6639 | 2627677.0684 | 1211005.4939 | 2627688.7784 | 1211008.6944 | 2627696.8657 | 1211014.7686
99 | 2627706.1578 | 1210998.6248 | 2627704.6744 | 1211003.8987 | 2627696.8657 | 1211014.7686
100 | 2627653.9571 | 1211014.4698 | 2627501.5232 | 1210954.0757
101 | 2627833.2928 | 1211402.8889 | 2627975.6383 | 1211517.9522
102 | 2627975.6383 | 1211517.9522 | 2628005.5576 | 1211537.8147 | 2628014.14 | 1211541.7794 | 2628021.9602 | 1211538.1584 | 2628039.992 | 1211505.4356 | 2628062.8864 | 1211490.6013 | 2628120.5273 | 1211490.2839
103 | 2627496.7396 | 1210961.6923 | 2627501.5232 | 1210954.0757
104 | 2627479.0138 | 1210957.1969 | 2627465.1082 | 1210961.191 | 2627462.901 | 1210962.1566
105 | 2627496.7396 | 1210961.6923 | 2627491.0676 | 1210959.1203 | 2627481.9466 | 1210956.3546 | 2627479.0138 | 1210957.1969
106 | 2627496.7396 | 1210961.6923 | 2627477.47 | 1210990.96
107 | 2627462.0305 | 1211012.4614 | 2627472.8111 | 1210998.0361 | 2627477.47 | 1210990.96
108 | 2627462.0305 | 1211012.4614 | 2627457.2506 | 1211019.1544 | 2627447.8361 | 1211033.9751 | 2627445.6518 | 1211038.0451
109 | 2627688.8584 | 1210652.0931 | 2627688.608 | 1210656.928 | 2627690.2482 | 1210663.2031
110 | 2628101.8867 | 1210548.1757 | 2628068.8046 | 1210538.0744
111 | 2628011.6077 | 1210527.9379 | 2628031.722 | 1210529.7999 | 2628040.1364 | 1210531.0068 | 2628048.5941 | 1210532.703 | 2628057.8094 | 1210534.903 | 2628067.5614 | 1210537.6948 | 2628068.8046 | 1210538.0744
112 | 2628107.4993 | 1210549.8894 | 2628101.8867 | 1210548.1757
113 | 2628011.6077 | 1210527.9379 | 2628010.8476 | 1210541.719
114 | 2628003.4567 | 1210517.5494 | 2628002.6969 | 1210527.2513 | 2628011.6077 | 1210527.9379
115 | 2628107.4993 | 1210549.8894 | 2628106.5799 | 1210561.0199
116 | 2628010.8476 | 1210541.719 | 2628009.7273 | 1210562.0307
117 | 2628003.4567 | 1210517.5494 | 2628023.2639 | 1210519.7506
118 | 2628102.79 | 1210610.7795 | 2628103.5265 | 1210597.9868 | 2628106.5799 | 1210561.0199
119 | 2628002.9825 | 1210571.7111 | 2628009.5314 | 1210565.5828 | 2628009.7273 | 1210562.0307
120 | 2627895.366 | 1210510.5289 | 2627894.5018 | 1210526.3449 | 2627908.5271 | 1210535.1375
121 | 2627895.366 | 1210510.5289 | 2627864.9109 | 1210498.4466 | 2627853.7437 | 1210494.3701
122 | 2627853.7437 | 1210494.3701 | 2627860.6214 | 1210484.5188 | 2627866.5798 | 1210476.2752 | 2627867.7202 | 1210474.5462 | 2627872.5514 | 1210473.357 | 2627883.4831 | 1210472.552 | 2627885.3772 | 1210467.2578 | 2627888.7012 | 1210468.2405 | 2627901.526 | 1210468.8785 | 2627914.9097 | 1210470.2751 | 2627919.0591 | 1210463.7464 | 2627924.4154 | 1210464.016 | 2627931.6643 | 1210462.5935 | 2627939.4973 | 1210461.385 | 2627941.068 | 1210460.2695 | 2627941.955 | 1210459.1174 | 2627940.6359 | 1210458.4331 | 2627939.3966 | 1210458.5496 | 2627938.127 | 1210458.6659 | 2627935.3947 | 1210457.9194 | 2627935.0682 | 1210457.8401 | 2627933.8103 | 1210457.0893 | 2627929.627 | 1210454.6017 | 2627923.0945 | 1210449.0903 | 2627914.743 | 1210440.88 | 2627909.4135 | 1210438.1313 | 2627905.3129 | 1210437.4673 | 2627900.8583 | 1210436.1124 | 2627897.7427 | 1210434.4636 | 2627894.7619 | 1210433.2157 | 2627891.7428 | 1210432.0454 | 2627887.482 | 1210429.8798 | 2627886.6203 | 1210428.8864 | 2627885.4908 | 1210426.6576
123 | 2627853.7437 | 1210494.3701 | 2627851.3799 | 1210502.5859 | 2627849.5567 | 1210507.3468 | 2627843.7987 | 1210519.8826 | 2627843.0659 | 1210522.1603
124 | 2627942.2678 | 1210562.8108 | 2627936.9448 | 1210591.4774
125 | 2627942.2678 | 1210562.8108 | 2627960.1718 | 1210566.4633
126 | 2627934.9477 | 1210602.2322 | 2627936.9448 | 1210591.4774
127 | 2627961.5591 | 1210566.7463 | 2627960.1718 | 1210566.4633
128 | 2628102.79 | 1210610.7795 | 2628119.8264 | 1210609.0722
129 | 2628002.9825 | 1210571.7111 | 2628002.9125 | 1210561.5035
130 | 2628002.9825 | 1210571.7111 | 2628002.3748 | 1210580.4489
131 | 2627885.4908 | 1210426.6576 | 2627881.4883 | 1210426.1386 | 2627877.07 | 1210425.1508 | 2627844.9614 | 1210415.5513 | 2627836.4848 | 1210412.977 | 2627827.8913 | 1210409.7596
132 | 2627885.4908 | 1210426.6576 | 2627891.0274 | 1210427.3839 | 2627905.7625 | 1210428.1179
133 | 2627843.0659 | 1210522.1603 | 2627841.8093 | 1210526.0657 | 2627840.9824 | 1210533.9107 | 2627840.7706 | 1210542.9765
134 | 2627934.9477 | 1210602.2322 | 2627926.5079 | 1210601.2531
135 | 2627934.9477 | 1210602.2322 | 2627946.98 | 1210604.1094
136 | 2627769.2696 | 1210466.4501 | 2627769.9762 | 1210463.2182 | 2627771.975 | 1210453.3664 | 2627771.8348 | 1210452.4652 | 2627771.1551 | 1210451.5616 | 2627770.9007 | 1210451.3582
137 | 2627836.3606 | 1210568.4643 | 2627840.7261 | 1210544.8824 | 2627840.7706 | 1210542.9765
138 | 2628243.3165 | 1210017.351 | 2628259.8718 | 1210023.5186
139 | 2628227.2698 | 1209998.7091 | 2628234.2464 | 1210003.5893 | 2628243.3165 | 1210017.351
140 | 2628234.3171 | 1210014.3512 | 2628243.3165 | 1210017.351
141 | 2628284.3777 | 1210054.5995 | 2628276.0266 | 1210052.7256 | 2628238.5822 | 1210039.7524 | 2628243.7592 | 1210023.3787 | 2628243.3165 | 1210017.351
142 | 2628227.2698 | 1209998.7091 | 2628218.0247 | 1209997.8428 | 2628209.8246 | 1210000.9947 | 2628205.4015 | 1210009.0117 | 2628205.1472 | 1210033.9135
143 | 2628227.2698 | 1209998.7091 | 2628232.971 | 1209996.8461 | 2628242.4599 | 1209997.6025 | 2628254.334 | 1210001.6108
144 | 2628284.3777 | 1210054.5995 | 2628291.9138 | 1210055.2356 | 2628301.4932 | 1210056.1259 | 2628319.4239 | 1210057.2003 | 2628338.5912 | 1210057.3225
145 | 2628284.3777 | 1210054.5995 | 2628282.8959 | 1210065.7988 | 2628280.1041 | 1210075.4218
146 | 2628201.0475 | 1210310.9801 | 2628214.9256 | 1210299.9765
147 | 2628214.9256 | 1210299.9765 | 2628277.0196 | 1210085.2038
148 | 2628277.0196 | 1210085.2038 | 2628278.129 | 1210082.23 | 2628280.1041 | 1210075.4218
149 | 2628205.1472 | 1210033.9135 | 2628200.1087 | 1210033.8452 | 2628192.8595 | 1210033.5998 | 2628188.7434 | 1210032.9466 | 2628182.518 | 1210031.5498 | 2628179.9972 | 1210030.6701
150 | 2628150.9522 | 1210017.9516 | 2628167.2074 | 1210026.0079 | 2628174.5739 | 1210028.7775 | 2628179.9972 | 1210030.6701
151 | 2628345.6369 | 1210058.4171 | 2628339.8063 | 1210057.3303 | 2628338.5912 | 1210057.3225
152 | 2628130.8517 | 1210014.6332 | 2628135.952 | 1210014.0206 | 2628139.1448 | 1210013.8466 | 2628142.2054 | 1210014.3057 | 2628146.5533 | 1210015.7715 | 2628150.9522 | 1210017.9516
153 | 2628345.6369 | 1210058.4171 | 2628351.0063 | 1210059.4179 | 2628355.0859 | 1210060.786
154 | 2627655.4564 | 1210580.5256 | 2627661.3527 | 1210583.9328
155 | 2627682.7675 | 1210596.3073 | 2627661.3527 | 1210583.9328
156 | 2627693.8545 | 1210605.4565 | 2627692.8606 | 1210603.473 | 2627691.3792 | 1210601.7318 | 2627688.418 | 1210599.5725 | 2627682.7675 | 1210596.3073
157 | 2627693.8545 | 1210605.4565 | 2627702.0972 | 1210602.7154 | 2627702.8903 | 1210602.5624
158 | 2627693.8545 | 1210605.4565 | 2627694.5402 | 1210608.3613 | 2627694.6801 | 1210610.9746 | 2627694.3847 | 1210614.0416 | 2627693.5637 | 1210618.4267
159 | 2627702.8903 | 1210602.5624 | 2627708.2885 | 1210601.5212 | 2627714.0823 | 1210600.8477 | 2627720.2396 | 1210600.4204 | 2627722.8097 | 1210600.3233
160 | 2627688.8584 | 1210652.0931 | 2627689.4834 | 1210640.2226 | 2627693.5637 | 1210618.4267
161 | 2627722.8097 | 1210600.3233 | 2627723.3144 | 1210600.3042
162 | 2627688.8584 | 1210652.0931 | 2627678.9635 | 1210652.2696 | 2627678.0937 | 1210652.2666
163 | 2627741.3608 | 1210599.5025 | 2627736.9989 | 1210599.7867 | 2627723.3144 | 1210600.3042
164 | 2627759.6135 | 1210598.3131 | 2627741.3608 | 1210599.5025
165 | 2627759.6135 | 1210598.3131 | 2627768.7733 | 1210597.722 | 2627785.2278 | 1210597.2649 | 2627804.6949 | 1210597.7445 | 2627820.3976 | 1210598.8071 | 2627830.3437 | 1210599.0869
166 | 2627759.6135 | 1210598.3131 | 2627770.8716 | 1210610.6168 | 2627772.2096 | 1210612.1042
167 | 2627830.3437 | 1210599.0869 | 2627833.3649 | 1210583.481 | 2627836.3606 | 1210568.4643
168 | 2627830.3437 | 1210599.0869 | 2627831.7949 | 1210599.127 | 2627849.2741 | 1210599.1129
169 | 2627752.5027 | 1210628.3317 | 2627763.4105 | 1210626.669 | 2627766.8285 | 1210625.3953 | 2627773.3521 | 1210621.3677 | 2627774.8183 | 1210619.8292 | 2627775.2676 | 1210617.9969 | 2627775.3589 | 1210616.3409 | 2627774.9087 | 1210615.1048 | 2627772.2096 | 1210612.1042
170 | 2627836.3606 | 1210568.4643 | 2627849.2408 | 1210568.9827
171 | 2627849.2741 | 1210599.1129 | 2627852.1306 | 1210599.1106 | 2627877.3566 | 1210598.8635
172 | 2627862.9151 | 1210569.5331 | 2627849.2408 | 1210568.9827
173 | 2627900.6768 | 1210598.9966 | 2627889.0266 | 1210598.7491 | 2627877.3566 | 1210598.8635
174 | 2628380.3568 | 1210071.8149 | 2628376.0433 | 1210068.4418 | 2628369.938 | 1210065.7669 | 2628355.0859 | 1210060.786
175 | 2628383.1381 | 1210073.9898 | 2628380.3568 | 1210071.8149
176 | 2628383.1381 | 1210073.9898 | 2628388.0071 | 1210079.3048 | 2628395.913 | 1210090.0817 | 2628396.2844 | 1210090.4221
177 | 2628383.1381 | 1210073.9898 | 2628383.5658 | 1210070.3342 | 2628384.5943 | 1210065.9777
178 | 2628428.4508 | 1210037.7484 | 2628413.2546 | 1210042.4373 | 2628398.142 | 1210048.0575 | 2628393.6427 | 1210051.2824 | 2628388.9324 | 1210055.7292 | 2628385.435 | 1210062.4164 | 2628384.5943 | 1210065.9777
179 | 2627946.98 | 1210604.1094 | 2627969.4763 | 1210607.619 | 2627989.2659 | 1210609.749
180 | 2628001.2251 | 1210611.0362 | 2627989.2659 | 1210609.749
181 | 2628001.2251 | 1210611.0362 | 2628001.7329 | 1210590.5959
182 | 2627900.6768 | 1210598.9966 | 2627908.4863 | 1210599.1624 | 2627926.5079 | 1210601.2531
183 | 2628002.3748 | 1210580.4489 | 2628001.7683 | 1210589.1709 | 2628001.7329 | 1210590.5959
184 | 2628224.3225 | 1210583.0651 | 2628221.4113 | 1210584.001 | 2628211.736 | 1210587.5351 | 2628180.2727 | 1210600.9054 | 2628172.8312 | 1210602.927 | 2628163.0804 | 1210604.7376 | 2628119.8264 | 1210609.0722
185 | 2628130.8517 | 1210014.6332 | 2627936.0501 | 1210072.3603
186 | 2627936.0501 | 1210072.3603 | 2627935.8919 | 1210075.3279 | 2627936.4015 | 1210078.4765 | 2627937.564 | 1210081.7838 | 2627939.534 | 1210084.6947 | 2627944.1095 | 1210089.4965 | 2627951.7234 | 1210097.8702 | 2627954.4862 | 1210101.8743 | 2627956.7475 | 1210105.876 | 2627961.6312 | 1210114.626 | 2627969.2983 | 1210131.1045 | 2627979.2038 | 1210151.5958 | 2627988.8553 | 1210172.7195 | 2627993.3035 | 1210183.591
187 | 2627961.4824 | 1210185.3986 | 2627970.0291 | 1210187.6732 | 2627975.5378 | 1210187.8991 | 2627981.2481 | 1210187.281 | 2627986.7568 | 1210185.9172 | 2627993.3035 | 1210183.591
188 | 2628242.1212 | 1210577.5111 | 2628237.4626 | 1210578.8406 | 2628224.3225 | 1210583.0651
189 | 2628242.1212 | 1210577.5111 | 2628250.2999 | 1210575.177 | 2628256.6791 | 1210573.6571
190 | 2628257.8625 | 1210573.3751 | 2628256.6791 | 1210573.6571
191 | 2628257.8625 | 1210573.3751 | 2628260.2281 | 1210572.8115 | 2628277.8947 | 1210573.7095
192 | 2628300.7948 | 1210575.6606 | 2628284.5856 | 1210574.0496 | 2628277.8947 | 1210573.7095
193 | 2628300.7948 | 1210575.6606 | 2628298.444 | 1210581.0303 | 2628292.5594 | 1210596.0554 | 2628289.589 | 1210604.8305
194 | 2628285.3835 | 1210617.2545 | 2628285.045 | 1210618.2546 | 2628284.5407 | 1210622.0961
195 | 2628285.3835 | 1210617.2545 | 2628289.589 | 1210604.8305
196 | 2628286.497 | 1210635.7825 | 2628285.1949 | 1210631.5294 | 2628284.5089 | 1210627.1459 | 2628284.4616 | 1210622.6988 | 2628284.5407 | 1210622.0961
197 | 2628286.497 | 1210635.7825 | 2628288.393 | 1210639.7937 | 2628290.8602 | 1210643.5408 | 2628295.8828 | 1210648.6657
198 | 2628269.6815 | 1210672.4014 | 2628272.5697 | 1210672.2817 | 2628282.7712 | 1210668.3499 | 2628287.6039 | 1210663.6034 | 2628286.497 | 1210635.7825
199 | 2628308.0349 | 1210661.0654 | 2628295.8828 | 1210648.6657
200 | 2628267.8031 | 1210663.065 | 2628269.6815 | 1210672.4014
201 | 2628324.6138 | 1210663.2007 | 2628308.0349 | 1210661.0654
202 | 2628440.24 | 1210034.1108 | 2628428.4508 | 1210037.7484
203 | 2627976.9712 | 1210549.2664 | 2627998.7099 | 1210551.0127 | 2628001.4438 | 1210553.0267 | 2628002.8742 | 1210555.9017 | 2628002.9125 | 1210561.5035

## bus_geodata
| x | y | coords
0 | 2628394.9779 | 1210490.5655
1 | 2628347.1533 | 1210583.229
2 | 2628302.4561 | 1210569.8652
3 | 2628088.847 | 1210457.6975
4 | 2628074.4008 | 1210458.471
5 | 2628067.7178 | 1210452.6586
6 | 2628181.5004 | 1210324.7374
7 | 2628001.6586 | 1210432.6374
8 | 2627383.9015 | 1210991.7743
9 | 2627398.8369 | 1210999.8198
10 | 2627604.1042 | 1210403.6911
11 | 2627604.2759 | 1210413.6802
12 | 2627581.202 | 1210391.2321
13 | 2627603.8837 | 1210420.0253
14 | 2627562.618 | 1210383.5961
15 | 2627602.308 | 1210429.7661
16 | 2627555.3518 | 1210380.9575
17 | 2627596.6019 | 1210458.5348
18 | 2627552.5695 | 1210379.9472
19 | 2627538.9731 | 1210473.3807
20 | 2627530.0864 | 1210519.0623
21 | 2627543.4079 | 1210454.8207
22 | 2627518.233 | 1210517.5512
23 | 2627565.707 | 1210528.5831
24 | 2627537.6591 | 1210452.3261
25 | 2627503.7074 | 1210515.6995
26 | 2627568.3695 | 1210529.7091
27 | 2627649.6278 | 1210482.1488
28 | 2627546.1996 | 1210432.5377
29 | 2627493.3369 | 1210514.3775
30 | 2627578.1337 | 1210534.3238
31 | 2627715.0123 | 1210457.7156
32 | 2627715.2914 | 1210481.0967
33 | 2627720.7992 | 1210457.9768
34 | 2627600.084 | 1210482.8646
35 | 2627656.1336 | 1210481.9788
36 | 2627473.6594 | 1210511.8691
37 | 2627419.2541 | 1210504.9337
38 | 2627432.9264 | 1210535.6245
39 | 2627442.923 | 1210537.0494
40 | 2627517.5904 | 1210680.788
41 | 2627530.5687 | 1210681.5716
42 | 2627506.1752 | 1210682.2871
43 | 2627553.7562 | 1210684.298
44 | 2627407.9374 | 1210687.6146
45 | 2627547.5043 | 1210655.4816
46 | 2627624.4615 | 1210633.311
47 | 2627539.5648 | 1210375.2247
48 | 2627766.2458 | 1210465.5607
49 | 2627656.2192 | 1210495.5683
50 | 2627580.054 | 1210535.3011
51 | 2627626.2727 | 1210562.9065
52 | 2627641.8849 | 1210572.4291
53 | 2627643.1945 | 1210573.2279
54 | 2627649.1392 | 1210576.8539
55 | 2627631.2855 | 1210640.9426
56 | 2627649.8753 | 1210648.7647
57 | 2627652.3352 | 1210649.1974
58 | 2627420.4219 | 1211030.6932
59 | 2627258.9937 | 1211265.5945
60 | 2627428.7902 | 1211032.4597
61 | 2627788.6785 | 1211348.4616
62 | 2627660.2847 | 1211475.9659
63 | 2627842.1051 | 1211230.4656
64 | 2627828.4237 | 1211386.4062
65 | 2627612.9818 | 1211476.9867
66 | 2627591.6715 | 1211480.6821
67 | 2627568.5626 | 1211478.2771
68 | 2627519.1701 | 1211468.2379
69 | 2627517.1761 | 1211492.0533
70 | 2627521.3833 | 1211460.4705
71 | 2627546.4429 | 1211503.817
72 | 2627516.5169 | 1211497.4267
73 | 2627524.6317 | 1211449.163
74 | 2627568.0682 | 1211503.5721
75 | 2627515.7709 | 1211503.5089
76 | 2627236.3133 | 1211268.5623
77 | 2627227.381 | 1211269.4888
78 | 2627216.5743 | 1211268.7489
79 | 2627574.5923 | 1211506.0481
80 | 2627552.914 | 1211492.8184
81 | 2627776.8553 | 1210917.5787
82 | 2627763.312 | 1210899.829
83 | 2627801.7187 | 1210949.8304
84 | 2627743.5519 | 1210862.6769
85 | 2627809.1414 | 1211072.5005
86 | 2627701.6572 | 1210897.1365
87 | 2627712.619 | 1210739.6704
88 | 2627812.9738 | 1211089.8726
89 | 2627691.9399 | 1210668.2567
90 | 2627766.7951 | 1211155.8077
91 | 2627745.9962 | 1211157.6774
92 | 2627696.8657 | 1211014.7686
93 | 2627852.8946 | 1211218.447
94 | 2627653.9571 | 1211014.4698
95 | 2627706.1578 | 1210998.6248
96 | 2627833.2928 | 1211402.8889
97 | 2627975.6383 | 1211517.9522
98 | 2627501.5232 | 1210954.0757
99 | 2627479.0138 | 1210957.1969
100 | 2627462.901 | 1210962.1566
101 | 2627496.7396 | 1210961.6923
102 | 2627477.47 | 1210990.96
103 | 2627462.0305 | 1211012.4614
104 | 2627445.6518 | 1211038.0451
105 | 2627690.2482 | 1210663.2031
106 | 2627501.5891 | 1211528.62
107 | 2628120.5273 | 1211490.2839
108 | 2628068.8046 | 1210538.0744
109 | 2628101.8867 | 1210548.1757
110 | 2628011.6077 | 1210527.9379
111 | 2628107.4993 | 1210549.8894
112 | 2628010.8476 | 1210541.719
113 | 2628003.4567 | 1210517.5494
114 | 2628106.5799 | 1210561.0199
115 | 2628009.7273 | 1210562.0307
116 | 2628023.2639 | 1210519.7506
117 | 2627895.366 | 1210510.5289
118 | 2627908.5271 | 1210535.1375
119 | 2627853.7437 | 1210494.3701
120 | 2627942.2678 | 1210562.8108
121 | 2627936.9448 | 1210591.4774
122 | 2627960.1718 | 1210566.4633
123 | 2628102.79 | 1210610.7795
124 | 2628002.9825 | 1210571.7111
125 | 2627885.4908 | 1210426.6576
126 | 2627843.0659 | 1210522.1603
127 | 2627934.9477 | 1210602.2322
128 | 2627961.5591 | 1210566.7463
129 | 2627770.9007 | 1210451.3582
130 | 2627769.2696 | 1210466.4501
131 | 2627827.8913 | 1210409.7596
132 | 2627905.7625 | 1210428.1179
133 | 2627840.7706 | 1210542.9765
134 | 2628259.8718 | 1210023.5186
135 | 2628243.3165 | 1210017.351
136 | 2628227.2698 | 1209998.7091
137 | 2628234.3171 | 1210014.3512
138 | 2628284.3777 | 1210054.5995
139 | 2628214.9256 | 1210299.9765
140 | 2628201.0475 | 1210310.9801
141 | 2628277.0196 | 1210085.2038
142 | 2628205.1472 | 1210033.9135
143 | 2628254.334 | 1210001.6108
144 | 2628179.9972 | 1210030.6701
145 | 2628338.5912 | 1210057.3225
146 | 2628280.1041 | 1210075.4218
147 | 2628150.9522 | 1210017.9516
148 | 2628345.6369 | 1210058.4171
149 | 2627655.4564 | 1210580.5256
150 | 2627661.3527 | 1210583.9328
151 | 2627682.7675 | 1210596.3073
152 | 2627693.8545 | 1210605.4565
153 | 2627702.8903 | 1210602.5624
154 | 2627693.5637 | 1210618.4267
155 | 2627722.8097 | 1210600.3233
156 | 2627688.8584 | 1210652.0931
157 | 2627723.3144 | 1210600.3042
158 | 2627678.0937 | 1210652.2666
159 | 2627741.3608 | 1210599.5025
160 | 2627759.6135 | 1210598.3131
161 | 2627830.3437 | 1210599.0869
162 | 2627772.2096 | 1210612.1042
163 | 2627836.3606 | 1210568.4643
164 | 2627849.2741 | 1210599.1129
165 | 2627752.5027 | 1210628.3317
166 | 2627849.2408 | 1210568.9827
167 | 2627877.3566 | 1210598.8635
168 | 2628355.0859 | 1210060.786
169 | 2628380.3568 | 1210071.8149
170 | 2628383.1381 | 1210073.9898
171 | 2628396.2844 | 1210090.4221
172 | 2628384.5943 | 1210065.9777
173 | 2627946.98 | 1210604.1094
174 | 2627989.2659 | 1210609.749
175 | 2628001.2251 | 1210611.0362
176 | 2627926.5079 | 1210601.2531
177 | 2628001.7329 | 1210590.5959
178 | 2627900.6768 | 1210598.9966
179 | 2628119.8264 | 1210609.0722
180 | 2628002.3748 | 1210580.4489
181 | 2628130.8517 | 1210014.6332
182 | 2627936.0501 | 1210072.3603
183 | 2627993.3035 | 1210183.591
184 | 2627961.4824 | 1210185.3986
185 | 2628242.1212 | 1210577.5111
186 | 2628224.3225 | 1210583.0651
187 | 2628256.6791 | 1210573.6571
188 | 2628257.8625 | 1210573.3751
189 | 2628277.8947 | 1210573.7095
190 | 2628300.7948 | 1210575.6606
191 | 2628285.3835 | 1210617.2545
192 | 2628284.5407 | 1210622.0961
193 | 2628289.589 | 1210604.8305
194 | 2628286.497 | 1210635.7825
195 | 2628295.8828 | 1210648.6657
196 | 2628269.6815 | 1210672.4014
197 | 2628308.0349 | 1210661.0654
198 | 2628267.8031 | 1210663.065
199 | 2628440.24 | 1210034.1108
200 | 2628428.4508 | 1210037.7484
201 | 2627862.9151 | 1210569.5331
202 | 2628002.9125 | 1210561.5035
203 | 2627976.9712 | 1210549.2664
204 | 2628324.6138 | 1210663.2007
205 | 2627693.8545 | 1210605.4565

## line_std_types
| c_nf_per_km | r_ohm_per_km | x_ohm_per_km | max_i_ka | type | q_mm2 | alpha | voltage_rating
NAYY 4x50 SE | 210 | 0.642 | 0.083 | 0.142 | cs | 50 | 0.00403 | LV
NAYY 4x120 SE | 264 | 0.225 | 0.08 | 0.242 | cs | 120 | 0.00403 | LV
NAYY 4x150 SE | 261 | 0.208 | 0.08 | 0.27 | cs | 150 | 0.00403 | LV
NA2XS2Y 1x95 RM/25 12/20 kV | 216 | 0.313 | 0.132 | 0.252 | cs | 95 | 0.00403 | MV
NA2XS2Y 1x185 RM/25 12/20 kV | 273 | 0.161 | 0.117 | 0.362 | cs | 185 | 0.00403 | MV
NA2XS2Y 1x240 RM/25 12/20 kV | 304 | 0.122 | 0.112 | 0.421 | cs | 240 | 0.00403 | MV
NA2XS2Y 1x95 RM/25 6/10 kV | 315 | 0.313 | 0.123 | 0.249 | cs | 95 | 0.00403 | MV
NA2XS2Y 1x185 RM/25 6/10 kV | 406 | 0.161 | 0.11 | 0.358 | cs | 185 | 0.00403 | MV
NA2XS2Y 1x240 RM/25 6/10 kV | 456 | 0.122 | 0.105 | 0.416 | cs | 240 | 0.00403 | MV
NA2XS2Y 1x150 RM/25 12/20 kV | 250 | 0.206 | 0.116 | 0.319 | cs | 150 | 0.00403 | MV
NA2XS2Y 1x120 RM/25 12/20 kV | 230 | 0.253 | 0.119 | 0.283 | cs | 120 | 0.00403 | MV
NA2XS2Y 1x70 RM/25 12/20 kV | 190 | 0.443 | 0.132 | 0.22 | cs | 70 | 0.00403 | MV
NA2XS2Y 1x150 RM/25 6/10 kV | 360 | 0.206 | 0.11 | 0.315 | cs | 150 | 0.00403 | MV
NA2XS2Y 1x120 RM/25 6/10 kV | 340 | 0.253 | 0.113 | 0.28 | cs | 120 | 0.00403 | MV
NA2XS2Y 1x70 RM/25 6/10 kV | 280 | 0.443 | 0.123 | 0.217 | cs | 70 | 0.00403 | MV
N2XS(FL)2Y 1x120 RM/35 64/110 kV | 112 | 0.153 | 0.166 | 0.366 | cs | 120 | 0.00393 | HV
N2XS(FL)2Y 1x185 RM/35 64/110 kV | 125 | 0.099 | 0.156 | 0.457 | cs | 185 | 0.00393 | HV
N2XS(FL)2Y 1x240 RM/35 64/110 kV | 135 | 0.075 | 0.149 | 0.526 | cs | 240 | 0.00393 | HV
N2XS(FL)2Y 1x300 RM/35 64/110 kV | 144 | 0.06 | 0.144 | 0.588 | cs | 300 | 0.00393 | HV
15-AL1/3-ST1A 0.4 | 11 | 1.8769 | 0.35 | 0.105 | ol | 16 | 0.00403 | LV
24-AL1/4-ST1A 0.4 | 11.25 | 1.2012 | 0.335 | 0.14 | ol | 24 | 0.00403 | LV
48-AL1/8-ST1A 0.4 | 12.2 | 0.5939 | 0.3 | 0.21 | ol | 48 | 0.00403 | LV
94-AL1/15-ST1A 0.4 | 13.2 | 0.306 | 0.29 | 0.35 | ol | 94 | 0.00403 | LV
34-AL1/6-ST1A 10.0 | 9.7 | 0.8342 | 0.36 | 0.17 | ol | 34 | 0.00403 | MV
48-AL1/8-ST1A 10.0 | 10.1 | 0.5939 | 0.35 | 0.21 | ol | 48 | 0.00403 | MV
70-AL1/11-ST1A 10.0 | 10.4 | 0.4132 | 0.339 | 0.29 | ol | 70 | 0.00403 | MV
94-AL1/15-ST1A 10.0 | 10.75 | 0.306 | 0.33 | 0.35 | ol | 94 | 0.00403 | MV
122-AL1/20-ST1A 10.0 | 11.1 | 0.2376 | 0.323 | 0.41 | ol | 122 | 0.00403 | MV
149-AL1/24-ST1A 10.0 | 11.25 | 0.194 | 0.315 | 0.47 | ol | 149 | 0.00403 | MV
34-AL1/6-ST1A 20.0 | 9.15 | 0.8342 | 0.382 | 0.17 | ol | 34 | 0.00403 | MV
48-AL1/8-ST1A 20.0 | 9.5 | 0.5939 | 0.372 | 0.21 | ol | 48 | 0.00403 | MV
70-AL1/11-ST1A 20.0 | 9.7 | 0.4132 | 0.36 | 0.29 | ol | 70 | 0.00403 | MV
94-AL1/15-ST1A 20.0 | 10 | 0.306 | 0.35 | 0.35 | ol | 94 | 0.00403 | MV
122-AL1/20-ST1A 20.0 | 10.3 | 0.2376 | 0.344 | 0.41 | ol | 122 | 0.00403 | MV
149-AL1/24-ST1A 20.0 | 10.5 | 0.194 | 0.337 | 0.47 | ol | 149 | 0.00403 | MV
184-AL1/30-ST1A 20.0 | 10.75 | 0.1571 | 0.33 | 0.535 | ol | 184 | 0.00403 | MV
243-AL1/39-ST1A 20.0 | 11 | 0.1188 | 0.32 | 0.645 | ol | 243 | 0.00403 | MV
48-AL1/8-ST1A 110.0 | 8 | 0.5939 | 0.46 | 0.21 | ol | 48 | 0.00403 | HV
70-AL1/11-ST1A 110.0 | 8.4 | 0.4132 | 0.45 | 0.29 | ol | 70 | 0.00403 | HV
94-AL1/15-ST1A 110.0 | 8.65 | 0.306 | 0.44 | 0.35 | ol | 94 | 0.00403 | HV
122-AL1/20-ST1A 110.0 | 8.5 | 0.2376 | 0.43 | 0.41 | ol | 122 | 0.00403 | HV
149-AL1/24-ST1A 110.0 | 8.75 | 0.194 | 0.41 | 0.47 | ol | 149 | 0.00403 | HV
184-AL1/30-ST1A 110.0 | 8.8 | 0.1571 | 0.4 | 0.535 | ol | 184 | 0.00403 | HV
243-AL1/39-ST1A 110.0 | 9 | 0.1188 | 0.39 | 0.645 | ol | 243 | 0.00403 | HV
305-AL1/39-ST1A 110.0 | 9.2 | 0.0949 | 0.38 | 0.74 | ol | 305 | 0.00403 | HV
490-AL1/64-ST1A 110.0 | 9.75 | 0.059 | 0.37 | 0.96 | ol | 490 | 0.00403 | HV
679-AL1/86-ST1A 110.0 | 9.95 | 0.042 | 0.36 | 1.15 | ol | 679 | 0.00403 | HV
490-AL1/64-ST1A 220.0 | 10 | 0.059 | 0.285 | 0.96 | ol | 490 | 0.00403 | HV
679-AL1/86-ST1A 220.0 | 11.7 | 0.042 | 0.275 | 1.15 | ol | 679 | 0.00403 | HV
490-AL1/64-ST1A 380.0 | 11 | 0.059 | 0.253 | 0.96 | ol | 490 | 0.00403 | HV
679-AL1/86-ST1A 380.0 | 14.6 | 0.042 | 0.25 | 1.15 | ol | 679 | 0.00403 | HV

## trafo_std_types
| i0_percent | pfe_kw | vkr_percent | sn_mva | vn_lv_kv | vn_hv_kv | vk_percent | shift_degree | vector_group | tap_side | tap_neutral | tap_min | tap_max | tap_step_degree | tap_step_percent | tap_phase_shifter
160 MVA 380/110 kV | 0.06 | 60 | 0.25 | 160 | 110 | 380 | 12.2 | 0 | Yy0 | hv | 0 | -9 | 9 | 0 | 1.5 | FALSE
100 MVA 220/110 kV | 0.06 | 55 | 0.26 | 100 | 110 | 220 | 12 | 0 | Yy0 | hv | 0 | -9 | 9 | 0 | 1.5 | FALSE
63 MVA 110/20 kV | 0.04 | 22 | 0.32 | 63 | 20 | 110 | 18 | 150 | YNd5 | hv | 0 | -9 | 9 | 0 | 1.5 | FALSE
40 MVA 110/20 kV | 0.05 | 18 | 0.34 | 40 | 20 | 110 | 16.2 | 150 | YNd5 | hv | 0 | -9 | 9 | 0 | 1.5 | FALSE
25 MVA 110/20 kV | 0.07 | 14 | 0.41 | 25 | 20 | 110 | 12 | 150 | YNd5 | hv | 0 | -9 | 9 | 0 | 1.5 | FALSE
63 MVA 110/10 kV | 0.04 | 22 | 0.32 | 63 | 10 | 110 | 18 | 150 | YNd5 | hv | 0 | -9 | 9 | 0 | 1.5 | FALSE
40 MVA 110/10 kV | 0.05 | 18 | 0.34 | 40 | 10 | 110 | 16.2 | 150 | YNd5 | hv | 0 | -9 | 9 | 0 | 1.5 | FALSE
25 MVA 110/10 kV | 0.07 | 14 | 0.41 | 25 | 10 | 110 | 12 | 150 | YNd5 | hv | 0 | -9 | 9 | 0 | 1.5 | FALSE
0.25 MVA 20/0.4 kV | 0.32 | 0.8 | 1.44 | 0.25 | 0.4 | 20 | 6 | 150 | Yzn5 | hv | 0 | -2 | 2 | 0 | 2.5 | FALSE
0.4 MVA 20/0.4 kV | 0.3375 | 1.35 | 1.425 | 0.4 | 0.4 | 20 | 6 | 150 | Dyn5 | hv | 0 | -2 | 2 | 0 | 2.5 | FALSE
0.63 MVA 20/0.4 kV | 0.2619 | 1.65 | 1.206 | 0.63 | 0.4 | 20 | 6 | 150 | Dyn5 | hv | 0 | -2 | 2 | 0 | 2.5 | FALSE
0.25 MVA 10/0.4 kV | 0.24 | 0.6 | 1.2 | 0.25 | 0.4 | 10 | 4 | 150 | Dyn5 | hv | 0 | -2 | 2 | 0 | 2.5 | FALSE
0.4 MVA 10/0.4 kV | 0.2375 | 0.95 | 1.325 | 0.4 | 0.4 | 10 | 4 | 150 | Dyn5 | hv | 0 | -2 | 2 | 0 | 2.5 | FALSE
0.63 MVA 10/0.4 kV | 0.1873 | 1.18 | 1.0794 | 0.63 | 0.4 | 10 | 4 | 150 | Dyn5 | hv | 0 | -2 | 2 | 0 | 2.5 | FALSE

## trafo3w_std_types
| sn_hv_mva | sn_mv_mva | sn_lv_mva | vn_hv_kv | vn_mv_kv | vn_lv_kv | vk_hv_percent | vk_mv_percent | vk_lv_percent | vkr_hv_percent | vkr_mv_percent | vkr_lv_percent | pfe_kw | i0_percent | shift_mv_degree | shift_lv_degree | vector_group | tap_side | tap_neutral | tap_min | tap_max | tap_step_percent
63/25/38 MVA 110/20/10 kV | 63 | 25 | 38 | 110 | 20 | 10 | 10.4 | 10.4 | 10.4 | 0.28 | 0.32 | 0.35 | 35 | 0.89 | 0 | 0 | YN0yn0yn0 | hv | 0 | -10 | 10 | 1.2
63/25/38 MVA 110/10/10 kV | 63 | 25 | 38 | 110 | 10 | 10 | 10.4 | 10.4 | 10.4 | 0.28 | 0.32 | 0.35 | 35 | 0.89 | 0 | 0 | YN0yn0yn0 | hv | 0 | -10 | 10 | 1.2

## fuse_std_types
| fuse_type | i_rated_a | t_avg | t_min | t_total | x_avg | x_min | x_total
HV 100A | HV 100A | 100 | 0 | [10.0, 3.64, 0.854, 0.281, 0.1, 0.0531, 0.022, 0.01] | [10.0, 4.267, 1.21, 0.403, 0.1, 0.058, 0.022, 0.01] | 0 | [300.0, 350.0, 450.0, 550.0, 700.0, 850.0, 1200.0, 1752.0] | [600.0, 700.0, 900.0, 1150.0, 1665.0, 2000.0, 3000.0, 4313.0]
HV 10A | HV 10A | 10 | 0 | [10.0, 1675.0, 0.344, 0.156, 0.1, 0.0417, 0.0171, 0.01] | [10.0, 1.3, 0.3, 0.155, 0.1, 0.0555, 0.023, 0.01] | 0 | [30.0, 32.0, 35.0, 37.0, 39.0, 50.0, 70.0, 88.0] | [60.0, 70.0, 80.0, 87.0, 94.0, 110.0, 150.0, 216.0]
HV 125A | HV 125A | 125 | 0 | [10.0, 1.82, 0.344, 0.1, 0.0467, 0.0269, 0.01] | [10.0, 2.478, 0.426, 0.1, 0.0427, 0.0211, 0.01] | 0 | [375.0, 500.0, 700.0, 925.0, 1200.0, 1500.0, 2341.0] | [750.0, 1000.0, 1500.0, 2200.0, 3000.0, 4000.0, 5765.0]
HV 160A | HV 160A | 160 | 0 | [10.0, 4.15, 1.03, 0.198, 0.1, 0.051, 0.0172, 0.01] | [10.0, 2.3, 0.734, 0.274, 0.1, 0.046, 0.0177, 0.01] | 0 | [480.0, 550.0, 700.0, 1000.0, 1260.0, 1600.0, 2500.0, 3227.0] | [960.0, 1300.0, 1700.0, 2200.0, 2996.0, 4000.0, 6000.0, 7946.0]
HV 16A | HV 16A | 16 | 0 | [10.0, 0.352, 0.164, 0.1, 0.0649, 0.0342, 0.01] | [10.0, 2.34, 0.722, 0.181, 0.1, 0.055, 0.0296, 0.01] | 0 | [48.0, 60.0, 65.0, 71.0, 80.0, 100.0, 162.0] | [96.0, 110.0, 125.0, 150.0, 168.0, 200.0, 250.0, 398.0]
HV 200A | HV 200A | 200 | 0 | [10.0, 4.267, 1.21, 0.403, 0.1, 0.058, 0.022, 0.01] | [10.0, 3.73, 1.654, 0.328, 0.1, 0.0531, 0.019, 0.01] | 0 | [600.0, 700.0, 900.0, 1150.0, 1665.0, 2000.0, 3000.0, 4313.0] | [1200.0, 1500.0, 1800.0, 2700.0, 3960.0, 5000.0, 7500.0, 10620.0]
HV 20A | HV 20A | 20 | 0 | [10.0, 1.3, 0.3, 0.155, 0.1, 0.0555, 0.023, 0.01] | [10.0, 1.3, 0.161, 0.1, 0.0611, 0.0399, 0.0141, 0.01] | 0 | [60.0, 70.0, 80.0, 87.0, 94.0, 110.0, 150.0, 216.0] | [120.0, 150.0, 200.0, 223.0, 260.0, 300.0, 450.0, 532.0]
HV 25A | HV 25A | 25 | 0 | [10.0, 2.512, 0.833, 0.299, 0.1, 0.0372, 0.0223, 0.01] | [10.0, 3.125, 0.597, 0.198, 0.1, 0.0378, 0.022, 0.01] | 0 | [75.0, 82.0, 90.0, 100.0, 124.0, 170.0, 200.0, 289.0] | [150.0, 170.0, 210.0, 250.0, 294.0, 400.0, 500.0, 711.0]
HV 31.5A | HV 31.5A | 31.5 | 0 | [10.0, 2.34, 0.722, 0.181, 0.1, 0.055, 0.0296, 0.01] | [10.0, 2.84, 0.368, 0.164, 0.1, 0.0621, 0.0378, 0.0195, 0.01] | 0 | [95.0, 110.0, 125.0, 150.0, 165.0, 200.0, 250.0, 390.0] | [189.0, 220.0, 300.0, 350.0, 393.0, 450.0, 530.0, 700.0, 960.0]
HV 40A | HV 40A | 40 | 0 | [10.0, 1.3, 0.161, 0.1, 0.0611, 0.0399, 0.0141, 0.01] | [10.0, 2.05, 0.369, 0.198, 0.1, 0.051, 0.0298, 0.01] | 0 | [120.0, 150.0, 200.0, 223.0, 260.0, 300.0, 450.0, 532.0] | [240.0, 300.0, 400.0, 450.0, 530.0, 650.0, 800.0, 1311.0]
HV 50A | HV 50A | 50 | 0 | [10.0, 3.215, 0.597, 0.198, 0.1, 0.0378, 0.022, 0.01] | [10.0, 3.64, 0.854, 0.281, 0.1, 0.0531, 0.022, 0.01] | 0 | [150.0, 170.0, 210.0, 250.0, 294.0, 400.0, 500.0, 711.0] | [300.0, 350.0, 450.0, 550.0, 700.0, 850.0, 1200.0, 1752.0]
HV 6.3A | HV 6.3A | 6.3 | 0 | [10.0, 1.39, 0.344, 0.168, 0.1, 0.056, 0.0263, 0.01] | [10.0, 1.711, 0.516, 0.198, 0.1, 0.0634, 0.0303, 0.01] | 0 | [19.0, 19.5, 20.4, 20.8, 22.0, 25.0, 32.0, 48.0] | [38.0, 40.0, 43.0, 48.0, 53.0, 60.0, 75.0, 118.0]
HV 63A | HV 63A | 63 | 0 | [10.0, 2.84, 0.368, 0.164, 0.1, 0.0621, 0.0378, 0.0195, 0.01] | [10.0, 1.82, 0.344, 0.1, 0.0467, 0.0269, 0.01] | 0 | [189.0, 220.0, 300.0, 350.0, 393.0, 450.0, 530.0, 700.0, 961.0] | [378.0, 500.0, 700.0, 934.0, 1200.0, 1500.0, 2366.0]
HV 80A | HV 80A | 80 | 0 | [10.0, 2.05, 0.369, 0.198, 0.1, 0.051, 0.0298, 0.01] | [10.0, 4.15, 1.03, 0.198, 0.1, 0.051, 0.0172, 0.01] | 0 | [240.0, 300.0, 400.0, 450.0, 530.0, 650.0, 800.0, 1311.0] | [480.0, 550.0, 700.0, 1000.0, 1260.0, 1600.0, 2500.0, 3227.0]
Siemens NH-1-100 | Siemens NH-1-100 | 100 | [5400.0, 2000.0, 400.0, 20.0, 1.0, 0.2, 0.012, 0.004] | 0 | 0 | [150.0, 190.0, 250.0, 430.0, 900.0, 1250.0, 2700.0, 3600.0] | 0 | 0
Siemens NH-1-125 | Siemens NH-1-125 | 125 | [4800.0, 120.0, 7.0, 0.1, 0.004] | 0 | 0 | [180.0, 400.0, 740.0, 2000.0, 4250.0] | 0 | 0
Siemens NH-1-16 | Siemens NH-1-16 | 16 | [4000.0, 400.0, 2.0, 0.1, 0.04, 0.01] | 0 | 0 | [26.0, 35.0, 75.0, 150.0, 200.0, 300.0] | 0 | 0
Siemens NH-1-160 | Siemens NH-1-160 | 160 | [4800.0, 120.0, 7.0, 0.1, 0.004] | 0 | 0 | [210.0, 500.0, 900.0, 2300.0, 5000.0] | 0 | 0
Siemens NH-1-25 | Siemens NH-1-25 | 25 | [4000.0, 1000.0, 10.0, 0.2, 0.02, 0.01] | 0 | 0 | [40.0, 50.0, 100.0, 210.0, 400.0, 500.0] | 0 | 0
Siemens NH-1-50 | Siemens NH-1-50 | 50 | [4000.0, 40.0, 4.0, 1.0, 0.02, 0.01] | 0 | 0 | [86.0, 200.0, 300.0, 400.0, 1000.0, 1280.0] | 0 | 0
Siemens NH-1-63 | Siemens NH-1-63 | 63 | [4000.0, 100.0, 10.0, 2.0, 0.04, 0.01] | 0 | 0 | [100.0, 200.0, 300.0, 400.0, 1000.0, 1500.0] | 0 | 0
Siemens NH-1-80 | Siemens NH-1-80 | 80 | [4800.0, 120.0, 7.0, 0.1, 0.01] | 0 | 0 | [150.58, 250.0, 450.0, 1150.0, 2470.0] | 0 | 0
Siemens NH-2-1000 | Siemens NH-2-1000 | 1000 | [4800.0, 120.0, 7.0, 0.1, 0.004] | 0 | 0 | [1900.0, 3500.0, 8400.0, 24000.0, 52000.0] | 0 | 0
Siemens NH-2-200 | Siemens NH-2-200 | 200 | [4800.0, 120.0, 7.0, 0.1, 0.004] | 0 | 0 | [280.0, 650.0, 1200.0, 3000.0, 7000.0] | 0 | 0
Siemens NH-2-224 | Siemens NH-2-224 | 224 | [4800.0, 120.0, 7.0, 0.2, 0.04, 0.004] | 0 | 0 | [400.0, 750.0, 1453.0, 3025.0, 4315.0, 7600.0] | 0 | 0
Siemens NH-2-250 | Siemens NH-2-250 | 250 | [4800.0, 120.0, 7.0, 0.1, 0.004] | 0 | 0 | [450.0, 800.0, 1650.0, 4000.0, 8500.0] | 0 | 0
Siemens NH-2-315 | Siemens NH-2-315 | 315 | [4800.0, 120.0, 7.0, 0.1, 0.004] | 0 | 0 | [550.0, 920.0, 1900.0, 5000.0, 11000.0] | 0 | 0
Siemens NH-2-355 | Siemens NH-2-355 | 355 | [4800.0, 120.0, 6.0, 0.1, 0.004] | 0 | 0 | [650.0, 1116.27, 2350.0, 5840.0, 12790.0] | 0 | 0
Siemens NH-2-400 | Siemens NH-2-400 | 400 | [4800.0, 120.0, 7.0, 0.1, 0.004] | 0 | 0 | [720.0, 1350.0, 2800.0, 6500.0, 15000.0] | 0 | 0
Siemens NH-2-425 | Siemens NH-2-425 | 425 | [4800.0, 120.0, 7.0, 0.1, 0.004] | 0 | 0 | [850.0, 1500.0, 3050.0, 7500.0, 16500.0] | 0 | 0
Siemens NH-2-630 | Siemens NH-2-630 | 630 | [4800.0, 120.0, 7.0, 0.1, 0.004] | 0 | 0 | [1200.0, 2000.0, 4800.0, 12000.0, 26000.0] | 0 | 0

## dtypes
| element | column | dtype
0 | bus | name | object
1 | bus | vn_kv | float64
2 | bus | type | object
3 | bus | zone | object
4 | bus | in_service | bool
5 | load | name | object
6 | load | bus | uint32
7 | load | p_mw | float64
8 | load | q_mvar | float64
9 | load | const_z_percent | float64
10 | load | const_i_percent | float64
11 | load | sn_mva | float64
12 | load | scaling | float64
13 | load | in_service | bool
14 | load | type | object
15 | ext_grid | name | object
16 | ext_grid | bus | uint32
17 | ext_grid | vm_pu | float64
18 | ext_grid | va_degree | float64
19 | ext_grid | slack_weight | float64
20 | ext_grid | in_service | bool
21 | line | name | object
22 | line | std_type | object
23 | line | from_bus | uint32
24 | line | to_bus | uint32
25 | line | length_km | float64
26 | line | r_ohm_per_km | float64
27 | line | x_ohm_per_km | float64
28 | line | c_nf_per_km | float64
29 | line | g_us_per_km | float64
30 | line | max_i_ka | float64
31 | line | df | float64
32 | line | parallel | uint32
33 | line | type | object
34 | line | in_service | bool
35 | trafo | name | object
36 | trafo | std_type | object
37 | trafo | hv_bus | uint32
38 | trafo | lv_bus | uint32
39 | trafo | sn_mva | float64
40 | trafo | vn_hv_kv | float64
41 | trafo | vn_lv_kv | float64
42 | trafo | vk_percent | float64
43 | trafo | vkr_percent | float64
44 | trafo | pfe_kw | float64
45 | trafo | i0_percent | float64
46 | trafo | shift_degree | float64
47 | trafo | tap_side | object
48 | trafo | tap_neutral | int32
49 | trafo | tap_min | int32
50 | trafo | tap_max | int32
51 | trafo | tap_step_percent | float64
52 | trafo | tap_step_degree | float64
53 | trafo | tap_pos | int32
54 | trafo | tap_phase_shifter | bool
55 | trafo | parallel | uint32
56 | trafo | df | float64
57 | trafo | in_service | bool
58 | line_geodata | coords | object
59 | bus_geodata | x | float64
60 | bus_geodata | y | float64
61 | bus_geodata | coords | object

## parameters
| version | format_version | converged | OPF_converged | name | f_hz | sn_mva
0 | 2.14.6 | 2.14.0 | FALSE | FALSE |  | 50 | 1