## bus
| name | vn_kv | type | zone | in_service
0 | bus_LV_957-25_1_2_node_26 | 0.4 | n |  | TRUE
1 | bus_LV_957-25_1_2_node_285 | 0.4 | n |  | TRUE
2 | bus_LV_957-25_1_2_node_63 | 0.4 | n |  | TRUE
3 | bus_LV_957-25_1_2_node_31 | 0.4 | n |  | TRUE
4 | bus_LV_957-25_1_2_node_50 | 0.4 | n |  | TRUE
5 | bus_LV_957-25_1_2_node_41 | 0.4 | n |  | TRUE
6 | bus_LV_957-25_1_2_node_32 | 0.4 | n |  | TRUE
7 | bus_LV_957-25_1_2_node_49 | 0.4 | n |  | TRUE
8 | bus_LV_957-25_1_2_node_39 | 0.4 | n |  | TRUE
9 | bus_LV_957-25_1_2_node_40 | 0.4 | n |  | TRUE
10 | bus_LV_957-25_1_2_node_42 | 0.4 | n |  | TRUE
11 | bus_LV_957-25_1_2_node_47 | 0.4 | n |  | TRUE
12 | bus_LV_957-25_1_2_node_43 | 0.4 | n |  | TRUE
13 | bus_LV_957-25_1_2_node_44 | 0.4 | n |  | TRUE
14 | bus_LV_957-25_1_2_node_45 | 0.4 | n |  | TRUE
15 | bus_LV_957-25_1_2_node_46 | 0.4 | n |  | TRUE
16 | bus_LV_957-25_1_2_node_48 | 0.4 | n |  | TRUE
17 | bus_LV_957-25_1_2_node_283 | 0.4 | n |  | TRUE
18 | bus_LV_957-25_1_2_node_83 | 0.4 | n |  | TRUE
19 | bus_LV_957-25_1_2_node_51 | 0.4 | n |  | TRUE
20 | bus_LV_957-25_1_2_node_52 | 0.4 | n |  | TRUE
21 | bus_LV_957-25_1_2_node_53 | 0.4 | n |  | TRUE
22 | bus_LV_957-25_1_2_node_54 | 0.4 | n |  | TRUE
23 | bus_LV_957-25_1_2_node_56 | 0.4 | n |  | TRUE
24 | bus_LV_957-25_1_2_node_57 | 0.4 | n |  | TRUE
25 | bus_LV_957-25_1_2_node_166 | 0.4 | n |  | TRUE
26 | bus_LV_957-25_1_2_node_180 | 0.4 | n |  | TRUE
27 | bus_LV_957-25_1_2_node_174 | 0.4 | n |  | TRUE
28 | bus_LV_957-25_1_2_node_58 | 0.4 | n |  | TRUE
29 | bus_LV_957-25_1_2_node_59 | 0.4 | n |  | TRUE
30 | bus_LV_957-25_1_2_node_60 | 0.4 | n |  | TRUE
31 | bus_LV_957-25_1_2_node_61 | 0.4 | n |  | TRUE
32 | bus_LV_957-25_1_2_node_62 | 0.4 | n |  | TRUE
33 | bus_LV_957-25_1_2_node_102 | 0.4 | n |  | TRUE
34 | bus_LV_957-25_1_2_node_67 | 0.4 | n |  | TRUE
35 | bus_LV_957-25_1_2_node_66 | 0.4 | n |  | TRUE
36 | bus_LV_957-25_1_2_node_181 | 0.4 | n |  | TRUE
37 | bus_LV_957-25_1_2_node_64 | 0.4 | n |  | TRUE
38 | bus_LV_957-25_1_2_node_73 | 0.4 | n |  | TRUE
39 | bus_LV_957-25_1_2_node_65 | 0.4 | n |  | TRUE
40 | bus_LV_957-25_1_2_node_71 | 0.4 | n |  | TRUE
41 | bus_LV_957-25_1_2_node_68 | 0.4 | n |  | TRUE
42 | bus_LV_957-25_1_2_node_72 | 0.4 | n |  | TRUE
43 | bus_LV_957-25_1_2_node_162 | 0.4 | n |  | TRUE
44 | bus_LV_957-25_1_2_node_69 | 0.4 | n |  | TRUE
45 | bus_LV_957-25_1_2_node_70 | 0.4 | n |  | TRUE
46 | bus_LV_957-25_1_2_node_142 | 0.4 | n |  | TRUE
47 | bus_LV_957-25_1_2_node_74 | 0.4 | n |  | TRUE
48 | bus_LV_957-25_1_2_node_75 | 0.4 | n |  | TRUE
49 | bus_LV_957-25_1_2_node_76 | 0.4 | n |  | TRUE
50 | bus_LV_957-25_1_2_node_77 | 0.4 | n |  | TRUE
51 | bus_LV_957-25_1_2_node_78 | 0.4 | n |  | TRUE
52 | bus_LV_957-25_1_2_node_93 | 0.4 | n |  | TRUE
53 | bus_LV_957-25_1_2_node_175 | 0.4 | n |  | TRUE
54 | bus_LV_957-25_1_2_node_79 | 0.4 | n |  | TRUE
55 | bus_LV_957-25_1_2_node_80 | 0.4 | n |  | TRUE
56 | bus_LV_957-25_1_2_node_81 | 0.4 | n |  | TRUE
57 | bus_LV_957-25_1_2_node_82 | 0.4 | n |  | TRUE
58 | bus_LV_957-25_1_2_node_96 | 0.4 | n |  | TRUE
59 | bus_LV_957-25_1_2_node_104 | 0.4 | n |  | TRUE
60 | bus_LV_957-25_1_2_node_84 | 0.4 | n |  | TRUE
61 | bus_LV_957-25_1_2_node_85 | 0.4 | n |  | TRUE
62 | bus_LV_957-25_1_2_node_86 | 0.4 | n |  | TRUE
63 | bus_LV_957-25_1_2_node_87 | 0.4 | n |  | TRUE
64 | bus_LV_957-25_1_2_node_88 | 0.4 | n |  | TRUE
65 | bus_LV_957-25_1_2_node_89 | 0.4 | n |  | TRUE
66 | bus_LV_957-25_1_2_node_152 | 0.4 | n |  | TRUE
67 | bus_LV_957-25_1_2_node_148 | 0.4 | n |  | TRUE
68 | bus_LV_957-25_1_2_node_118 | 0.4 | n |  | TRUE
69 | bus_LV_957-25_1_2_node_90 | 0.4 | n |  | TRUE
70 | bus_LV_957-25_1_2_node_91 | 0.4 | n |  | TRUE
71 | bus_LV_957-25_1_2_node_92 | 0.4 | n |  | TRUE
72 | bus_LV_957-25_1_2_node_94 | 0.4 | n |  | TRUE
73 | bus_LV_957-25_1_2_node_95 | 0.4 | n |  | TRUE
74 | bus_LV_957-25_1_2_node_132 | 0.4 | n |  | TRUE
75 | bus_LV_957-25_1_2_node_97 | 0.4 | n |  | TRUE
76 | bus_LV_957-25_1_2_node_98 | 0.4 | n |  | TRUE
77 | bus_LV_957-25_1_2_node_99 | 0.4 | n |  | TRUE
78 | bus_LV_957-25_1_2_node_100 | 0.4 | n |  | TRUE
79 | bus_LV_957-25_1_2_node_101 | 0.4 | n |  | TRUE
80 | bus_LV_957-25_1_2_node_115 | 0.4 | n |  | TRUE
81 | bus_LV_957-25_1_2_node_103 | 0.4 | n |  | TRUE
82 | bus_LV_957-25_1_2_node_105 | 0.4 | n |  | TRUE
83 | bus_LV_957-25_1_2_node_106 | 0.4 | n |  | TRUE
84 | bus_LV_957-25_1_2_node_107 | 0.4 | n |  | TRUE
85 | bus_LV_957-25_1_2_node_108 | 0.4 | n |  | TRUE
86 | bus_LV_957-25_1_2_node_109 | 0.4 | n |  | TRUE
87 | bus_LV_957-25_1_2_node_160 | 0.4 | n |  | TRUE
88 | bus_LV_957-25_1_2_node_178 | 0.4 | n |  | TRUE
89 | bus_LV_957-25_1_2_node_110 | 0.4 | n |  | TRUE
90 | bus_LV_957-25_1_2_node_111 | 0.4 | n |  | TRUE
91 | bus_LV_957-25_1_2_node_112 | 0.4 | n |  | TRUE
92 | bus_LV_957-25_1_2_node_113 | 0.4 | n |  | TRUE
93 | bus_LV_957-25_1_2_node_114 | 0.4 | n |  | TRUE
94 | bus_LV_957-25_1_2_node_139 | 0.4 | n |  | TRUE
95 | bus_LV_957-25_1_2_node_117 | 0.4 | n |  | TRUE
96 | bus_LV_957-25_1_2_node_136 | 0.4 | n |  | TRUE
97 | bus_LV_957-25_1_2_node_116 | 0.4 | n |  | TRUE
98 | bus_LV_957-25_1_2_node_122 | 0.4 | n |  | TRUE
99 | bus_LV_957-25_1_2_node_123 | 0.4 | n |  | TRUE
100 | bus_LV_957-25_1_2_node_124 | 0.4 | n |  | TRUE
101 | bus_LV_957-25_1_2_node_125 | 0.4 | n |  | TRUE
102 | bus_LV_957-25_1_2_node_126 | 0.4 | n |  | TRUE
103 | bus_LV_957-25_1_2_node_143 | 0.4 | n |  | TRUE
104 | bus_LV_957-25_1_2_node_127 | 0.4 | n |  | TRUE
105 | bus_LV_957-25_1_2_node_128 | 0.4 | n |  | TRUE
106 | bus_LV_957-25_1_2_node_129 | 0.4 | n |  | TRUE
107 | bus_LV_957-25_1_2_node_130 | 0.4 | n |  | TRUE
108 | bus_LV_957-25_1_2_node_131 | 0.4 | n |  | TRUE
109 | bus_LV_957-25_1_2_node_146 | 0.4 | n |  | TRUE
110 | bus_LV_957-25_1_2_node_133 | 0.4 | n |  | TRUE
111 | bus_LV_957-25_1_2_node_134 | 0.4 | n |  | TRUE
112 | bus_LV_957-25_1_2_node_135 | 0.4 | n |  | TRUE
113 | bus_LV_957-25_1_2_node_177 | 0.4 | n |  | TRUE
114 | bus_LV_957-25_1_2_node_168 | 0.4 | n |  | TRUE
115 | bus_LV_957-25_1_2_node_137 | 0.4 | n |  | TRUE
116 | bus_LV_957-25_1_2_node_138 | 0.4 | n |  | TRUE
117 | bus_LV_957-25_1_2_node_140 | 0.4 | n |  | TRUE
118 | bus_LV_957-25_1_2_node_141 | 0.4 | n |  | TRUE
119 | bus_LV_957-25_1_2_node_163 | 0.4 | n |  | TRUE
120 | bus_LV_957-25_1_2_node_153 | 0.4 | n |  | TRUE
121 | bus_LV_957-25_1_2_node_154 | 0.4 | n |  | TRUE
122 | bus_LV_957-25_1_2_node_144 | 0.4 | n |  | TRUE
123 | bus_LV_957-25_1_2_node_145 | 0.4 | n |  | TRUE
124 | bus_LV_957-25_1_2_node_147 | 0.4 | n |  | TRUE
125 | bus_LV_957-25_1_2_node_149 | 0.4 | n |  | TRUE
126 | bus_LV_957-25_1_2_node_150 | 0.4 | n |  | TRUE
127 | bus_LV_957-25_1_2_node_155 | 0.4 | n |  | TRUE
128 | bus_LV_957-25_1_2_node_176 | 0.4 | n |  | TRUE
129 | bus_LV_957-25_1_2_node_159 | 0.4 | n |  | TRUE
130 | bus_LV_957-25_1_2_node_158 | 0.4 | n |  | TRUE
131 | bus_LV_957-25_1_2_node_182 | 0.4 | n |  | TRUE
132 | bus_LV_957-25_1_2_node_164 | 0.4 | n |  | TRUE
133 | bus_LV_957-25_1_2_node_165 | 0.4 | n |  | TRUE
134 | bus_LV_957-25_1_2_node_170 | 0.4 | n |  | TRUE
135 | bus_LV_957-25_1_2_node_171 | 0.4 | n |  | TRUE
136 | bus_LV_957-25_1_2_node_172 | 0.4 | n |  | TRUE
137 | bus_LV_957-25_1_2_node_173 | 0.4 | n |  | TRUE
138 | bus_LV_957-25_1_2_node_179 | 0.4 | n |  | TRUE
139 | bus_MV_183_0_node_137 | 20 | n |  | TRUE

## load
| name | bus | p_mw | q_mvar | const_z_percent | const_i_percent | sn_mva | scaling | in_service | type
0 | LV_957-25_1_2_load_285 | 1 | 0.0047887 | 0.0012002 | 0 | 0 |  | 1 | TRUE | wye
1 | LV_957-25_1_2_load_41 | 5 | 0.0012153 | 0.00030457 | 0 | 0 |  | 1 | TRUE | wye
2 | LV_957-25_1_2_load_49 | 7 | 0.0026945 | 0.00067531 | 0 | 0 |  | 1 | TRUE | wye
3 | LV_957-25_1_2_load_39 | 8 | 0.00053872 | 0.00013502 | 0 | 0 |  | 1 | TRUE | wye
4 | LV_957-25_1_2_load_40 | 9 | 0.0037864 | 0.00094897 | 0 | 0 |  | 1 | TRUE | wye
5 | LV_957-25_1_2_load_42 | 10 | 0.00064606 | 0.00016192 | 0 | 0 |  | 1 | TRUE | wye
6 | LV_957-25_1_2_load_47 | 11 | 0.00053826 | 0.0001349 | 0 | 0 |  | 1 | TRUE | wye
7 | LV_957-25_1_2_load_43 | 12 | 0.0024369 | 0.00061075 | 0 | 0 |  | 1 | TRUE | wye
8 | LV_957-25_1_2_load_44 | 13 | 0.0087407 | 0.0021906 | 0 | 0 |  | 1 | TRUE | wye
9 | LV_957-25_1_2_load_46 | 15 | 0.00036144 | 9.0586e-05 | 0 | 0 |  | 1 | TRUE | wye
10 | LV_957-25_1_2_load_283 | 17 | 0.0082486 | 0.0020673 | 0 | 0 |  | 1 | TRUE | wye
11 | LV_957-25_1_2_load_51 | 19 | 0.0016034 | 0.00040184 | 0 | 0 |  | 1 | TRUE | wye
12 | LV_957-25_1_2_load_52 | 20 | 0.00090481 | 0.00022677 | 0 | 0 |  | 1 | TRUE | wye
13 | LV_957-25_1_2_load_53 | 21 | 0.00082129 | 0.00020583 | 0 | 0 |  | 1 | TRUE | wye
14 | LV_957-25_1_2_load_54 | 22 | 0.00021348 | 5.3503e-05 | 0 | 0 |  | 1 | TRUE | wye
15 | LV_957-25_1_2_load_180 | 26 | 0.00018173 | 4.5545e-05 | 0 | 0 |  | 1 | TRUE | wye
16 | LV_957-25_1_2_load_174 | 27 | 0.0001415 | 3.5462e-05 | 0 | 0 |  | 1 | TRUE | wye
17 | LV_957-25_1_2_load_58 | 28 | 0.0015905 | 0.00039862 | 0 | 0 |  | 1 | TRUE | wye
18 | LV_957-25_1_2_load_59 | 29 | 0.00024178 | 6.0596e-05 | 0 | 0 |  | 1 | TRUE | wye
19 | LV_957-25_1_2_load_61 | 31 | 0.00029414 | 7.3717e-05 | 0 | 0 |  | 1 | TRUE | wye
20 | LV_957-25_1_2_load_62 | 32 | 0.00091088 | 0.00022829 | 0 | 0 |  | 1 | TRUE | wye
21 | LV_957-25_1_2_load_102 | 33 | 0.00029106 | 7.2947e-05 | 0 | 0 |  | 1 | TRUE | wye
22 | LV_957-25_1_2_load_181 | 36 | 0.00064384 | 0.00016136 | 0 | 0 |  | 1 | TRUE | wye
23 | LV_957-25_1_2_load_73 | 38 | 0.0018245 | 0.00045726 | 0 | 0 |  | 1 | TRUE | wye
24 | LV_957-25_1_2_load_71 | 40 | 0.00038143 | 9.5595e-05 | 0 | 0 |  | 1 | TRUE | wye
25 | LV_957-25_1_2_load_68 | 41 | 0.00056991 | 0.00014283 | 0 | 0 |  | 1 | TRUE | wye
26 | LV_957-25_1_2_load_72 | 42 | 0.0020457 | 0.00051271 | 0 | 0 |  | 1 | TRUE | wye
27 | LV_957-25_1_2_load_69 | 44 | 0.00042215 | 0.0001058 | 0 | 0 |  | 1 | TRUE | wye
28 | LV_957-25_1_2_load_70 | 45 | 0.00035995 | 9.0213e-05 | 0 | 0 |  | 1 | TRUE | wye
29 | LV_957-25_1_2_load_74 | 47 | 0.00067247 | 0.00016854 | 0 | 0 |  | 1 | TRUE | wye
30 | LV_957-25_1_2_load_75 | 48 | 0.0011942 | 0.00029931 | 0 | 0 |  | 1 | TRUE | wye
31 | LV_957-25_1_2_load_76 | 49 | 0.0009265 | 0.0002322 | 0 | 0 |  | 1 | TRUE | wye
32 | LV_957-25_1_2_load_77 | 50 | 0.0038129 | 0.0009556 | 0 | 0 |  | 1 | TRUE | wye
33 | LV_957-25_1_2_load_78 | 51 | 0.0009596 | 0.0002405 | 0 | 0 |  | 1 | TRUE | wye
34 | LV_957-25_1_2_load_93 | 52 | 0.00097921 | 0.00024541 | 0 | 0 |  | 1 | TRUE | wye
35 | LV_957-25_1_2_load_175 | 53 | 0.0065222 | 0.0016346 | 0 | 0 |  | 1 | TRUE | wye
36 | LV_957-25_1_2_load_79 | 54 | 0.0017374 | 0.00043544 | 0 | 0 |  | 1 | TRUE | wye
37 | LV_957-25_1_2_load_80 | 55 | 0.0048635 | 0.0012189 | 0 | 0 |  | 1 | TRUE | wye
38 | LV_957-25_1_2_load_81 | 56 | 0.0019655 | 0.0004926 | 0 | 0 |  | 1 | TRUE | wye
39 | LV_957-25_1_2_load_82 | 57 | 0.00035735 | 8.9562e-05 | 0 | 0 |  | 1 | TRUE | wye
40 | LV_957-25_1_2_load_96 | 58 | 0.0018484 | 0.00046326 | 0 | 0 |  | 1 | TRUE | wye
41 | LV_957-25_1_2_load_104 | 59 | 0.00048961 | 0.00012271 | 0 | 0 |  | 1 | TRUE | wye
42 | LV_957-25_1_2_load_84 | 60 | 0.00012236 | 3.0667e-05 | 0 | 0 |  | 1 | TRUE | wye
43 | LV_957-25_1_2_load_85 | 61 | 0.00010894 | 2.7302e-05 | 0 | 0 |  | 1 | TRUE | wye
44 | LV_957-25_1_2_load_86 | 62 | 0.00023757 | 5.9541e-05 | 0 | 0 |  | 1 | TRUE | wye
45 | LV_957-25_1_2_load_87 | 63 | 0.00010317 | 2.5858e-05 | 0 | 0 |  | 1 | TRUE | wye
46 | LV_957-25_1_2_load_152 | 66 | 0.00026693 | 6.6898e-05 | 0 | 0 |  | 1 | TRUE | wye
47 | LV_957-25_1_2_load_118 | 68 | 0.00041845 | 0.00010487 | 0 | 0 |  | 1 | TRUE | wye
48 | LV_957-25_1_2_load_90 | 69 | 0.0014175 | 0.00035525 | 0 | 0 |  | 1 | TRUE | wye
49 | LV_957-25_1_2_load_91 | 70 | 0.0022542 | 0.00056496 | 0 | 0 |  | 1 | TRUE | wye
50 | LV_957-25_1_2_load_94 | 72 | 0.0013764 | 0.00034495 | 0 | 0 |  | 1 | TRUE | wye
51 | LV_957-25_1_2_load_95 | 73 | 0.00019606 | 4.9137e-05 | 0 | 0 |  | 1 | TRUE | wye
52 | LV_957-25_1_2_load_97 | 75 | 0.002292 | 0.00057442 | 0 | 0 |  | 1 | TRUE | wye
53 | LV_957-25_1_2_load_98 | 76 | 0.0010072 | 0.00025243 | 0 | 0 |  | 1 | TRUE | wye
54 | LV_957-25_1_2_load_99 | 77 | 0.00044297 | 0.00011102 | 0 | 0 |  | 1 | TRUE | wye
55 | LV_957-25_1_2_load_100 | 78 | 0.0021036 | 0.00052722 | 0 | 0 |  | 1 | TRUE | wye
56 | LV_957-25_1_2_load_101 | 79 | 0.00051342 | 0.00012868 | 0 | 0 |  | 1 | TRUE | wye
57 | LV_957-25_1_2_load_115 | 80 | 0.00081563 | 0.00020442 | 0 | 0 |  | 1 | TRUE | wye
58 | LV_957-25_1_2_load_103 | 81 | 0.00027341 | 6.8523e-05 | 0 | 0 |  | 1 | TRUE | wye
59 | LV_957-25_1_2_load_105 | 82 | 0.00036675 | 9.1917e-05 | 0 | 0 |  | 1 | TRUE | wye
60 | LV_957-25_1_2_load_106 | 83 | 0.00029244 | 7.3293e-05 | 0 | 0 |  | 1 | TRUE | wye
61 | LV_957-25_1_2_load_108 | 85 | 0.00010676 | 2.6756e-05 | 0 | 0 |  | 1 | TRUE | wye
62 | LV_957-25_1_2_load_109 | 86 | 0.0001025 | 2.5689e-05 | 0 | 0 |  | 1 | TRUE | wye
63 | LV_957-25_1_2_load_110 | 89 | 0.00024068 | 6.032e-05 | 0 | 0 |  | 1 | TRUE | wye
64 | LV_957-25_1_2_load_111 | 90 | 0.00052681 | 0.00013203 | 0 | 0 |  | 1 | TRUE | wye
65 | LV_957-25_1_2_load_113 | 92 | 0.00016454 | 4.1238e-05 | 0 | 0 |  | 1 | TRUE | wye
66 | LV_957-25_1_2_load_114 | 93 | 7.6177e-05 | 1.9092e-05 | 0 | 0 |  | 1 | TRUE | wye
67 | LV_957-25_1_2_load_139 | 94 | 0.003547 | 0.00088895 | 0 | 0 |  | 1 | TRUE | wye
68 | LV_957-25_1_2_load_117 | 95 | 0.00029564 | 7.4095e-05 | 0 | 0 |  | 1 | TRUE | wye
69 | LV_957-25_1_2_load_116 | 97 | 7.8953e-05 | 1.9787e-05 | 0 | 0 |  | 1 | TRUE | wye
70 | LV_957-25_1_2_load_122 | 98 | 0.00013552 | 3.3963e-05 | 0 | 0 |  | 1 | TRUE | wye
71 | LV_957-25_1_2_load_123 | 99 | 0.00012413 | 3.1111e-05 | 0 | 0 |  | 1 | TRUE | wye
72 | LV_957-25_1_2_load_124 | 100 | 0.00010274 | 2.575e-05 | 0 | 0 |  | 1 | TRUE | wye
73 | LV_957-25_1_2_load_125 | 101 | 0.00030512 | 7.6471e-05 | 0 | 0 |  | 1 | TRUE | wye
74 | LV_957-25_1_2_load_127 | 104 | 0.00018326 | 4.5929e-05 | 0 | 0 |  | 1 | TRUE | wye
75 | LV_957-25_1_2_load_128 | 105 | 0.00038478 | 9.6434e-05 | 0 | 0 |  | 1 | TRUE | wye
76 | LV_957-25_1_2_load_130 | 107 | 0.00041048 | 0.00010288 | 0 | 0 |  | 1 | TRUE | wye
77 | LV_957-25_1_2_load_131 | 108 | 0.0012048 | 0.00030196 | 0 | 0 |  | 1 | TRUE | wye
78 | LV_957-25_1_2_load_146 | 109 | 0.001139 | 0.00028547 | 0 | 0 |  | 1 | TRUE | wye
79 | LV_957-25_1_2_load_133 | 110 | 0.00022945 | 5.7506e-05 | 0 | 0 |  | 1 | TRUE | wye
80 | LV_957-25_1_2_load_177 | 113 | 0.00053092 | 0.00013306 | 0 | 0 |  | 1 | TRUE | wye
81 | LV_957-25_1_2_load_168 | 114 | 0.00011917 | 2.9866e-05 | 0 | 0 |  | 1 | TRUE | wye
82 | LV_957-25_1_2_load_137 | 115 | 0.0015729 | 0.00039421 | 0 | 0 |  | 1 | TRUE | wye
83 | LV_957-25_1_2_load_138 | 116 | 0.0001178 | 2.9522e-05 | 0 | 0 |  | 1 | TRUE | wye
84 | LV_957-25_1_2_load_140 | 117 | 0.002689 | 0.00067393 | 0 | 0 |  | 1 | TRUE | wye
85 | LV_957-25_1_2_load_141 | 118 | 0.00060715 | 0.00015217 | 0 | 0 |  | 1 | TRUE | wye
86 | LV_957-25_1_2_load_163 | 119 | 0.0026702 | 0.00066921 | 0 | 0 |  | 1 | TRUE | wye
87 | LV_957-25_1_2_load_153 | 120 | 0.00012435 | 3.1165e-05 | 0 | 0 |  | 1 | TRUE | wye
88 | LV_957-25_1_2_load_154 | 121 | 0.0004632 | 0.00011609 | 0 | 0 |  | 1 | TRUE | wye
89 | LV_957-25_1_2_load_144 | 122 | 0.00056905 | 0.00014262 | 0 | 0 |  | 1 | TRUE | wye
90 | LV_957-25_1_2_load_145 | 123 | 0.0010322 | 0.00025869 | 0 | 0 |  | 1 | TRUE | wye
91 | LV_957-25_1_2_load_147 | 124 | 0.00018128 | 4.5434e-05 | 0 | 0 |  | 1 | TRUE | wye
92 | LV_957-25_1_2_load_149 | 125 | 0.00027089 | 6.7892e-05 | 0 | 0 |  | 1 | TRUE | wye
93 | LV_957-25_1_2_load_155 | 127 | 0.00070052 | 0.00017557 | 0 | 0 |  | 1 | TRUE | wye
94 | LV_957-25_1_2_load_176 | 128 | 0.00078303 | 0.00019625 | 0 | 0 |  | 1 | TRUE | wye
95 | LV_957-25_1_2_load_159 | 129 | 0.00013825 | 3.4649e-05 | 0 | 0 |  | 1 | TRUE | wye
96 | LV_957-25_1_2_load_158 | 130 | 0.00088392 | 0.00022153 | 0 | 0 |  | 1 | TRUE | wye
97 | LV_957-25_1_2_load_182 | 131 | 0.0011402 | 0.00028576 | 0 | 0 |  | 1 | TRUE | wye
98 | LV_957-25_1_2_load_164 | 132 | 0.0004255 | 0.00010664 | 0 | 0 |  | 1 | TRUE | wye
99 | LV_957-25_1_2_load_170 | 134 | 0.00015958 | 3.9994e-05 | 0 | 0 |  | 1 | TRUE | wye
100 | LV_957-25_1_2_load_171 | 135 | 0.0002396 | 6.005e-05 | 0 | 0 |  | 1 | TRUE | wye
101 | LV_957-25_1_2_load_172 | 136 | 0.00068715 | 0.00017222 | 0 | 0 |  | 1 | TRUE | wye
102 | LV_957-25_1_2_load_179 | 138 | 0.00043407 | 0.00010879 | 0 | 0 |  | 1 | TRUE | wye

## ext_grid
| name | bus | vm_pu | va_degree | slack_weight | in_service
0 |  | 107 | 1 | 0 | 1 | TRUE

## line
| name | std_type | from_bus | to_bus | length_km | r_ohm_per_km | x_ohm_per_km | c_nf_per_km | g_us_per_km | max_i_ka | df | parallel | type | in_service
0 | LV_957-25_1_2_line_0 | NAYY 4x150 SE | 0 | 1 | 0.10739 | 0.208 | 0.08 | 261 | 0 | 0.27 | 1 | 2 | cs | TRUE
1 | LV_957-25_1_2_line_1 | NAYY 4x150 SE | 0 | 2 | 0.20782 | 0.208 | 0.08 | 261 | 0 | 0.27 | 1 | 1 | cs | TRUE
2 | LV_957-25_1_2_line_2 | NAYY 4x150 SE | 1 | 6 | 0.14218 | 0.208 | 0.08 | 261 | 0 | 0.27 | 1 | 2 | cs | TRUE
3 | LV_957-25_1_2_line_3 | NAYY 4x150 SE | 2 | 35 | 0.27908 | 0.208 | 0.08 | 261 | 0 | 0.27 | 1 | 1 | cs | TRUE
4 | LV_957-25_1_2_line_4 | NAYY 4x150 SE | 2 | 36 | 0.06067 | 0.208 | 0.08 | 261 | 0 | 0.27 | 1 | 1 | cs | TRUE
5 | LV_957-25_1_2_line_5 | NAYY 4x150 SE | 3 | 4 | 0.021071 | 0.208 | 0.08 | 261 | 0 | 0.27 | 1 | 1 | cs | TRUE
6 | LV_957-25_1_2_line_6 | NAYY 4x150 SE | 3 | 5 | 0.10818 | 0.208 | 0.08 | 261 | 0 | 0.27 | 1 | 1 | cs | TRUE
7 | LV_957-25_1_2_line_7 | NAYY 4x150 SE | 4 | 19 | 0.10474 | 0.208 | 0.08 | 261 | 0 | 0.27 | 1 | 1 | cs | TRUE
8 | LV_957-25_1_2_line_8 | NAYY 4x150 SE | 5 | 8 | 0.0019117 | 0.208 | 0.08 | 261 | 0 | 0.27 | 1 | 1 | cs | TRUE
9 | LV_957-25_1_2_line_9 | NAYY 4x150 SE | 6 | 7 | 0.061697 | 0.208 | 0.08 | 261 | 0 | 0.27 | 1 | 2 | cs | TRUE
10 | LV_957-25_1_2_line_10 | NAYY 4x150 SE | 7 | 15 | 0.003139 | 0.208 | 0.08 | 261 | 0 | 0.27 | 1 | 2 | cs | TRUE
11 | LV_957-25_1_2_line_11 | NAYY 4x150 SE | 8 | 9 | 0.016489 | 0.208 | 0.08 | 261 | 0 | 0.27 | 1 | 1 | cs | TRUE
12 | LV_957-25_1_2_line_12 | NAYY 4x150 SE | 9 | 10 | 0.0022742 | 0.208 | 0.08 | 261 | 0 | 0.27 | 1 | 1 | cs | TRUE
13 | LV_957-25_1_2_line_13 | NAYY 4x150 SE | 10 | 11 | 0.022591 | 0.208 | 0.08 | 261 | 0 | 0.27 | 1 | 1 | cs | TRUE
14 | LV_957-25_1_2_line_14 | NAYY 4x150 SE | 11 | 14 | 0.033456 | 0.208 | 0.08 | 261 | 0 | 0.27 | 1 | 1 | cs | TRUE
15 | LV_957-25_1_2_line_15 | NAYY 4x150 SE | 12 | 13 | 0.015032 | 0.208 | 0.08 | 261 | 0 | 0.27 | 1 | 2 | cs | TRUE
16 | LV_957-25_1_2_line_16 | NAYY 4x150 SE | 12 | 14 | 0.016188 | 0.208 | 0.08 | 261 | 0 | 0.27 | 1 | 2 | cs | TRUE
17 | LV_957-25_1_2_line_17 | NAYY 4x150 SE | 13 | 15 | 0.022451 | 0.208 | 0.08 | 261 | 0 | 0.27 | 1 | 2 | cs | TRUE
18 | LV_957-25_1_2_line_18 | NAYY 4x150 SE | 14 | 16 | 0.034287 | 0.208 | 0.08 | 261 | 0 | 0.27 | 1 | 2 | cs | TRUE
19 | LV_957-25_1_2_line_19 | NAYY 4x150 SE | 16 | 17 | 0.034066 | 0.208 | 0.08 | 261 | 0 | 0.27 | 1 | 1 | cs | TRUE
20 | LV_957-25_1_2_line_20 | NAYY 4x150 SE | 16 | 18 | 0.037365 | 0.208 | 0.08 | 261 | 0 | 0.27 | 1 | 2 | cs | TRUE
21 | LV_957-25_1_2_line_21 | NAYY 4x150 SE | 18 | 59 | 0.027931 | 0.208 | 0.08 | 261 | 0 | 0.27 | 1 | 1 | cs | TRUE
22 | LV_957-25_1_2_line_22 | NAYY 4x150 SE | 18 | 56 | 0.017632 | 0.208 | 0.08 | 261 | 0 | 0.27 | 1 | 2 | cs | TRUE
23 | LV_957-25_1_2_line_23 | NAYY 4x150 SE | 19 | 20 | 0.021357 | 0.208 | 0.08 | 261 | 0 | 0.27 | 1 | 1 | cs | TRUE
24 | LV_957-25_1_2_line_24 | NAYY 4x150 SE | 20 | 21 | 0.0074987 | 0.208 | 0.08 | 261 | 0 | 0.27 | 1 | 1 | cs | TRUE
25 | LV_957-25_1_2_line_25 | NAYY 4x150 SE | 22 | 23 | 0.22882 | 0.208 | 0.08 | 261 | 0 | 0.27 | 1 | 1 | cs | TRUE
26 | LV_957-25_1_2_line_26 | NAYY 4x150 SE | 23 | 24 | 0.18734 | 0.208 | 0.08 | 261 | 0 | 0.27 | 1 | 1 | cs | TRUE
27 | LV_957-25_1_2_line_27 | NAYY 4x150 SE | 23 | 25 | 0.32513 | 0.208 | 0.08 | 261 | 0 | 0.27 | 1 | 1 | cs | TRUE
28 | LV_957-25_1_2_line_28 | NAYY 4x150 SE | 23 | 26 | 0.14054 | 0.208 | 0.08 | 261 | 0 | 0.27 | 1 | 1 | cs | TRUE
29 | LV_957-25_1_2_line_29 | NAYY 4x150 SE | 24 | 27 | 0.083204 | 0.208 | 0.08 | 261 | 0 | 0.27 | 1 | 1 | cs | TRUE
30 | LV_957-25_1_2_line_30 | NAYY 4x150 SE | 25 | 132 | 0.19798 | 0.208 | 0.08 | 261 | 0 | 0.27 | 1 | 1 | cs | TRUE
31 | LV_957-25_1_2_line_31 | NAYY 4x150 SE | 26 | 43 | 0.096358 | 0.208 | 0.08 | 261 | 0 | 0.27 | 1 | 1 | cs | TRUE
32 | LV_957-25_1_2_line_32 | NAYY 4x150 SE | 27 | 121 | 0.026653 | 0.208 | 0.08 | 261 | 0 | 0.27 | 1 | 1 | cs | TRUE
33 | LV_957-25_1_2_line_33 | NAYY 4x150 SE | 28 | 29 | 0.0057206 | 0.208 | 0.08 | 261 | 0 | 0.27 | 1 | 1 | cs | TRUE
34 | LV_957-25_1_2_line_34 | NAYY 4x150 SE | 28 | 30 | 0.009921 | 0.208 | 0.08 | 261 | 0 | 0.27 | 1 | 1 | cs | TRUE
35 | LV_957-25_1_2_line_35 | NAYY 4x150 SE | 29 | 31 | 0.068611 | 0.208 | 0.08 | 261 | 0 | 0.27 | 1 | 1 | cs | TRUE
36 | LV_957-25_1_2_line_36 | NAYY 4x150 SE | 30 | 32 | 0.037105 | 0.208 | 0.08 | 261 | 0 | 0.27 | 1 | 1 | cs | TRUE
37 | LV_957-25_1_2_line_37 | NAYY 4x150 SE | 31 | 33 | 0.0014922 | 0.208 | 0.08 | 261 | 0 | 0.27 | 1 | 1 | cs | TRUE
38 | LV_957-25_1_2_line_38 | NAYY 4x150 SE | 32 | 34 | 0.027655 | 0.208 | 0.08 | 261 | 0 | 0.27 | 1 | 1 | cs | TRUE
39 | LV_957-25_1_2_line_39 | NAYY 4x150 SE | 34 | 43 | 0.15604 | 0.208 | 0.08 | 261 | 0 | 0.27 | 1 | 1 | cs | TRUE
40 | LV_957-25_1_2_line_40 | NAYY 4x150 SE | 35 | 42 | 0.035494 | 0.208 | 0.08 | 261 | 0 | 0.27 | 1 | 1 | cs | TRUE
41 | LV_957-25_1_2_line_41 | NAYY 4x150 SE | 36 | 131 | 0.091485 | 0.208 | 0.08 | 261 | 0 | 0.27 | 1 | 1 | cs | TRUE
42 | LV_957-25_1_2_line_42 | NAYY 4x150 SE | 37 | 38 | 0.039906 | 0.208 | 0.08 | 261 | 0 | 0.27 | 1 | 1 | cs | TRUE
43 | LV_957-25_1_2_line_43 | NAYY 4x150 SE | 37 | 39 | 0.039368 | 0.208 | 0.08 | 261 | 0 | 0.27 | 1 | 1 | cs | TRUE
44 | LV_957-25_1_2_line_44 | NAYY 4x150 SE | 37 | 40 | 0.008452 | 0.208 | 0.08 | 261 | 0 | 0.27 | 1 | 1 | cs | TRUE
45 | LV_957-25_1_2_line_45 | NAYY 4x150 SE | 38 | 46 | 0.0053295 | 0.208 | 0.08 | 261 | 0 | 0.27 | 1 | 1 | cs | TRUE
46 | LV_957-25_1_2_line_46 | NAYY 4x150 SE | 39 | 41 | 0.047627 | 0.208 | 0.08 | 261 | 0 | 0.27 | 1 | 1 | cs | TRUE
47 | LV_957-25_1_2_line_47 | NAYY 4x150 SE | 40 | 42 | 0.015184 | 0.208 | 0.08 | 261 | 0 | 0.27 | 1 | 1 | cs | TRUE
48 | LV_957-25_1_2_line_48 | NAYY 4x150 SE | 41 | 44 | 0.0029457 | 0.208 | 0.08 | 261 | 0 | 0.27 | 1 | 1 | cs | TRUE
49 | LV_957-25_1_2_line_49 | NAYY 4x150 SE | 44 | 45 | 0.025441 | 0.208 | 0.08 | 261 | 0 | 0.27 | 1 | 1 | cs | TRUE
50 | LV_957-25_1_2_line_50 | NAYY 4x150 SE | 46 | 119 | 0.013431 | 0.208 | 0.08 | 261 | 0 | 0.27 | 1 | 1 | cs | TRUE
51 | LV_957-25_1_2_line_51 | NAYY 4x150 SE | 46 | 118 | 0.024737 | 0.208 | 0.08 | 261 | 0 | 0.27 | 1 | 1 | cs | TRUE
52 | LV_957-25_1_2_line_52 | NAYY 4x150 SE | 47 | 48 | 0.009276 | 0.208 | 0.08 | 261 | 0 | 0.27 | 1 | 1 | cs | TRUE
53 | LV_957-25_1_2_line_53 | NAYY 4x150 SE | 47 | 49 | 0.014471 | 0.208 | 0.08 | 261 | 0 | 0.27 | 1 | 1 | cs | TRUE
54 | LV_957-25_1_2_line_54 | NAYY 4x150 SE | 48 | 50 | 0.0081063 | 0.208 | 0.08 | 261 | 0 | 0.27 | 1 | 1 | cs | TRUE
55 | LV_957-25_1_2_line_55 | NAYY 4x150 SE | 49 | 51 | 0.013347 | 0.208 | 0.08 | 261 | 0 | 0.27 | 1 | 1 | cs | TRUE
56 | LV_957-25_1_2_line_56 | NAYY 4x150 SE | 50 | 52 | 0.029184 | 0.208 | 0.08 | 261 | 0 | 0.27 | 1 | 1 | cs | TRUE
57 | LV_957-25_1_2_line_57 | NAYY 4x150 SE | 51 | 53 | 0.0024537 | 0.208 | 0.08 | 261 | 0 | 0.27 | 1 | 1 | cs | TRUE
58 | LV_957-25_1_2_line_58 | NAYY 4x150 SE | 52 | 70 | 0.030642 | 0.208 | 0.08 | 261 | 0 | 0.27 | 1 | 1 | cs | TRUE
59 | LV_957-25_1_2_line_59 | NAYY 4x150 SE | 53 | 79 | 0.023627 | 0.208 | 0.08 | 261 | 0 | 0.27 | 1 | 1 | cs | TRUE
60 | LV_957-25_1_2_line_60 | NAYY 4x150 SE | 54 | 55 | 0.022497 | 0.208 | 0.08 | 261 | 0 | 0.27 | 1 | 2 | cs | TRUE
61 | LV_957-25_1_2_line_61 | NAYY 4x150 SE | 54 | 56 | 0.0083776 | 0.208 | 0.08 | 261 | 0 | 0.27 | 1 | 2 | cs | TRUE
62 | LV_957-25_1_2_line_62 | NAYY 4x150 SE | 55 | 57 | 0.015792 | 0.208 | 0.08 | 261 | 0 | 0.27 | 1 | 2 | cs | TRUE
63 | LV_957-25_1_2_line_63 | NAYY 4x150 SE | 57 | 58 | 0.0041762 | 0.208 | 0.08 | 261 | 0 | 0.27 | 1 | 2 | cs | TRUE
64 | LV_957-25_1_2_line_64 | NAYY 4x150 SE | 58 | 72 | 0.026302 | 0.208 | 0.08 | 261 | 0 | 0.27 | 1 | 2 | cs | TRUE
65 | LV_957-25_1_2_line_65 | NAYY 4x150 SE | 59 | 81 | 0.069334 | 0.208 | 0.08 | 261 | 0 | 0.27 | 1 | 1 | cs | TRUE
66 | LV_957-25_1_2_line_66 | NAYY 4x150 SE | 60 | 61 | 0.017474 | 0.208 | 0.08 | 261 | 0 | 0.27 | 1 | 1 | cs | TRUE
67 | LV_957-25_1_2_line_67 | NAYY 4x150 SE | 60 | 62 | 0.020003 | 0.208 | 0.08 | 261 | 0 | 0.27 | 1 | 1 | cs | TRUE
68 | LV_957-25_1_2_line_68 | NAYY 4x150 SE | 61 | 63 | 0.021474 | 0.208 | 0.08 | 261 | 0 | 0.27 | 1 | 1 | cs | TRUE
69 | LV_957-25_1_2_line_69 | NAYY 4x150 SE | 62 | 64 | 0.023965 | 0.208 | 0.08 | 261 | 0 | 0.27 | 1 | 1 | cs | TRUE
70 | LV_957-25_1_2_line_70 | NAYY 4x150 SE | 63 | 65 | 0.17754 | 0.208 | 0.08 | 261 | 0 | 0.27 | 1 | 1 | cs | TRUE
71 | LV_957-25_1_2_line_71 | NAYY 4x150 SE | 64 | 66 | 0.012245 | 0.208 | 0.08 | 261 | 0 | 0.27 | 1 | 1 | cs | TRUE
72 | LV_957-25_1_2_line_72 | NAYY 4x150 SE | 64 | 67 | 0.014373 | 0.208 | 0.08 | 261 | 0 | 0.27 | 1 | 1 | cs | TRUE
73 | LV_957-25_1_2_line_73 | NAYY 4x150 SE | 65 | 68 | 0.0071224 | 0.208 | 0.08 | 261 | 0 | 0.27 | 1 | 1 | cs | TRUE
74 | LV_957-25_1_2_line_74 | NAYY 4x150 SE | 66 | 128 | 0.038147 | 0.208 | 0.08 | 261 | 0 | 0.27 | 1 | 1 | cs | TRUE
75 | LV_957-25_1_2_line_75 | NAYY 4x150 SE | 67 | 126 | 0.014231 | 0.208 | 0.08 | 261 | 0 | 0.27 | 1 | 1 | cs | TRUE
76 | LV_957-25_1_2_line_76 | NAYY 4x150 SE | 67 | 124 | 0.017019 | 0.208 | 0.08 | 261 | 0 | 0.27 | 1 | 1 | cs | TRUE
77 | LV_957-25_1_2_line_77 | NAYY 4x150 SE | 68 | 97 | 0.0098863 | 0.208 | 0.08 | 261 | 0 | 0.27 | 1 | 1 | cs | TRUE
78 | LV_957-25_1_2_line_78 | NAYY 4x150 SE | 69 | 70 | 0.015949 | 0.208 | 0.08 | 261 | 0 | 0.27 | 1 | 1 | cs | TRUE
79 | LV_957-25_1_2_line_79 | NAYY 4x150 SE | 69 | 71 | 0.0035081 | 0.208 | 0.08 | 261 | 0 | 0.27 | 1 | 1 | cs | TRUE
80 | LV_957-25_1_2_line_80 | NAYY 4x150 SE | 71 | 72 | 0.0099595 | 0.208 | 0.08 | 261 | 0 | 0.27 | 1 | 2 | cs | TRUE
81 | LV_957-25_1_2_line_81 | NAYY 4x150 SE | 71 | 73 | 0.036031 | 0.208 | 0.08 | 261 | 0 | 0.27 | 1 | 2 | cs | TRUE
82 | LV_957-25_1_2_line_82 | NAYY 4x150 SE | 73 | 74 | 0.0087716 | 0.208 | 0.08 | 261 | 0 | 0.27 | 1 | 2 | cs | TRUE
83 | LV_957-25_1_2_line_83 | NAYY 4x150 SE | 74 | 109 | 0.029268 | 0.208 | 0.08 | 261 | 0 | 0.27 | 1 | 1 | cs | TRUE
84 | LV_957-25_1_2_line_84 | NAYY 4x150 SE | 74 | 106 | 0.013905 | 0.208 | 0.08 | 261 | 0 | 0.27 | 1 | 2 | cs | TRUE
85 | LV_957-25_1_2_line_85 | NAYY 4x150 SE | 75 | 76 | 0.011232 | 0.208 | 0.08 | 261 | 0 | 0.27 | 1 | 1 | cs | TRUE
86 | LV_957-25_1_2_line_86 | NAYY 4x150 SE | 75 | 77 | 0.0053234 | 0.208 | 0.08 | 261 | 0 | 0.27 | 1 | 1 | cs | TRUE
87 | LV_957-25_1_2_line_87 | NAYY 4x150 SE | 76 | 78 | 0.016089 | 0.208 | 0.08 | 261 | 0 | 0.27 | 1 | 1 | cs | TRUE
88 | LV_957-25_1_2_line_88 | NAYY 4x150 SE | 77 | 79 | 0.0077369 | 0.208 | 0.08 | 261 | 0 | 0.27 | 1 | 1 | cs | TRUE
89 | LV_957-25_1_2_line_89 | NAYY 4x150 SE | 78 | 80 | 0.010682 | 0.208 | 0.08 | 261 | 0 | 0.27 | 1 | 1 | cs | TRUE
90 | LV_957-25_1_2_line_90 | NAYY 4x150 SE | 80 | 96 | 0.0071916 | 0.208 | 0.08 | 261 | 0 | 0.27 | 1 | 1 | cs | TRUE
91 | LV_957-25_1_2_line_91 | NAYY 4x150 SE | 81 | 82 | 0.051413 | 0.208 | 0.08 | 261 | 0 | 0.27 | 1 | 1 | cs | TRUE
92 | LV_957-25_1_2_line_92 | NAYY 4x150 SE | 83 | 84 | 0.025893 | 0.208 | 0.08 | 261 | 0 | 0.27 | 1 | 1 | cs | TRUE
93 | LV_957-25_1_2_line_93 | NAYY 4x150 SE | 84 | 85 | 0.058938 | 0.208 | 0.08 | 261 | 0 | 0.27 | 1 | 1 | cs | TRUE
94 | LV_957-25_1_2_line_94 | NAYY 4x150 SE | 84 | 86 | 0.03436 | 0.208 | 0.08 | 261 | 0 | 0.27 | 1 | 1 | cs | TRUE
95 | LV_957-25_1_2_line_95 | NAYY 4x150 SE | 85 | 87 | 0.013617 | 0.208 | 0.08 | 261 | 0 | 0.27 | 1 | 1 | cs | TRUE
96 | LV_957-25_1_2_line_96 | NAYY 4x150 SE | 86 | 88 | 0.11627 | 0.208 | 0.08 | 261 | 0 | 0.27 | 1 | 1 | cs | TRUE
97 | LV_957-25_1_2_line_97 | NAYY 4x150 SE | 87 | 129 | 0.018143 | 0.208 | 0.08 | 261 | 0 | 0.27 | 1 | 1 | cs | TRUE
98 | LV_957-25_1_2_line_98 | NAYY 4x150 SE | 88 | 138 | 0.027524 | 0.208 | 0.08 | 261 | 0 | 0.27 | 1 | 1 | cs | TRUE
99 | LV_957-25_1_2_line_99 | NAYY 4x150 SE | 88 | 137 | 0.10983 | 0.208 | 0.08 | 261 | 0 | 0.27 | 1 | 1 | cs | TRUE
100 | LV_957-25_1_2_line_100 | NAYY 4x150 SE | 89 | 90 | 0.02362 | 0.208 | 0.08 | 261 | 0 | 0.27 | 1 | 1 | cs | TRUE
101 | LV_957-25_1_2_line_101 | NAYY 4x150 SE | 89 | 91 | 0.015458 | 0.208 | 0.08 | 261 | 0 | 0.27 | 1 | 1 | cs | TRUE
102 | LV_957-25_1_2_line_102 | NAYY 4x150 SE | 90 | 92 | 0.028683 | 0.208 | 0.08 | 261 | 0 | 0.27 | 1 | 1 | cs | TRUE
103 | LV_957-25_1_2_line_103 | NAYY 4x150 SE | 91 | 93 | 0.024731 | 0.208 | 0.08 | 261 | 0 | 0.27 | 1 | 1 | cs | TRUE
104 | LV_957-25_1_2_line_104 | NAYY 4x150 SE | 92 | 94 | 0.22006 | 0.208 | 0.08 | 261 | 0 | 0.27 | 1 | 1 | cs | TRUE
105 | LV_957-25_1_2_line_105 | NAYY 4x150 SE | 93 | 95 | 0.032827 | 0.208 | 0.08 | 261 | 0 | 0.27 | 1 | 1 | cs | TRUE
106 | LV_957-25_1_2_line_106 | NAYY 4x150 SE | 94 | 116 | 0.027724 | 0.208 | 0.08 | 261 | 0 | 0.27 | 1 | 1 | cs | TRUE
107 | LV_957-25_1_2_line_107 | NAYY 4x150 SE | 95 | 97 | 0.028929 | 0.208 | 0.08 | 261 | 0 | 0.27 | 1 | 1 | cs | TRUE
108 | LV_957-25_1_2_line_108 | NAYY 4x150 SE | 96 | 115 | 0.021045 | 0.208 | 0.08 | 261 | 0 | 0.27 | 1 | 1 | cs | TRUE
109 | LV_957-25_1_2_line_109 | NAYY 4x150 SE | 96 | 102 | 0.02642 | 0.208 | 0.08 | 261 | 0 | 0.27 | 1 | 1 | cs | TRUE
110 | LV_957-25_1_2_line_110 | NAYY 4x150 SE | 98 | 99 | 0.01695 | 0.208 | 0.08 | 261 | 0 | 0.27 | 1 | 1 | cs | TRUE
111 | LV_957-25_1_2_line_111 | NAYY 4x150 SE | 98 | 100 | 0.018145 | 0.208 | 0.08 | 261 | 0 | 0.27 | 1 | 1 | cs | TRUE
112 | LV_957-25_1_2_line_112 | NAYY 4x150 SE | 99 | 101 | 0.020878 | 0.208 | 0.08 | 261 | 0 | 0.27 | 1 | 1 | cs | TRUE
113 | LV_957-25_1_2_line_113 | NAYY 4x150 SE | 100 | 102 | 0.024121 | 0.208 | 0.08 | 261 | 0 | 0.27 | 1 | 1 | cs | TRUE
114 | LV_957-25_1_2_line_114 | NAYY 4x150 SE | 101 | 103 | 0.042087 | 0.208 | 0.08 | 261 | 0 | 0.27 | 1 | 1 | cs | TRUE
115 | LV_957-25_1_2_line_115 | NAYY 4x150 SE | 103 | 120 | 0.0017645 | 0.208 | 0.08 | 261 | 0 | 0.27 | 1 | 1 | cs | TRUE
116 | LV_957-25_1_2_line_116 | NAYY 4x150 SE | 103 | 121 | 0.20909 | 0.208 | 0.08 | 261 | 0 | 0.27 | 1 | 1 | cs | TRUE
117 | LV_957-25_1_2_line_117 | NAYY 4x150 SE | 104 | 105 | 0.013872 | 0.208 | 0.08 | 261 | 0 | 0.27 | 1 | 2 | cs | TRUE
118 | LV_957-25_1_2_line_118 | NAYY 4x150 SE | 104 | 106 | 0.0099969 | 0.208 | 0.08 | 261 | 0 | 0.27 | 1 | 2 | cs | TRUE
119 | LV_957-25_1_2_line_119 | NAYY 4x150 SE | 105 | 107 | 0.0003623 | 0.208 | 0.08 | 261 | 0 | 0.27 | 1 | 2 | cs | TRUE
120 | LV_957-25_1_2_line_120 | NAYY 4x150 SE | 106 | 108 | 0.076306 | 0.208 | 0.08 | 261 | 0 | 0.27 | 1 | 1 | cs | TRUE
121 | LV_957-25_1_2_line_121 | NAYY 4x150 SE | 109 | 123 | 0.014729 | 0.208 | 0.08 | 261 | 0 | 0.27 | 1 | 1 | cs | TRUE
122 | LV_957-25_1_2_line_122 | NAYY 4x150 SE | 110 | 111 | 0.25615 | 0.208 | 0.08 | 261 | 0 | 0.27 | 1 | 1 | cs | TRUE
123 | LV_957-25_1_2_line_123 | NAYY 4x150 SE | 111 | 112 | 0.14709 | 0.208 | 0.08 | 261 | 0 | 0.27 | 1 | 1 | cs | TRUE
124 | LV_957-25_1_2_line_124 | NAYY 4x150 SE | 112 | 113 | 0.032697 | 0.208 | 0.08 | 261 | 0 | 0.27 | 1 | 1 | cs | TRUE
125 | LV_957-25_1_2_line_125 | NAYY 4x150 SE | 112 | 114 | 0.0094017 | 0.208 | 0.08 | 261 | 0 | 0.27 | 1 | 1 | cs | TRUE
126 | LV_957-25_1_2_line_126 | NAYY 4x150 SE | 114 | 133 | 0.26654 | 0.208 | 0.08 | 261 | 0 | 0.27 | 1 | 1 | cs | TRUE
127 | LV_957-25_1_2_line_127 | NAYY 4x150 SE | 115 | 116 | 0.005976 | 0.208 | 0.08 | 261 | 0 | 0.27 | 1 | 1 | cs | TRUE
128 | LV_957-25_1_2_line_128 | NAYY 4x150 SE | 117 | 118 | 0.026384 | 0.208 | 0.08 | 261 | 0 | 0.27 | 1 | 1 | cs | TRUE
129 | LV_957-25_1_2_line_129 | NAYY 4x150 SE | 120 | 129 | 0.026386 | 0.208 | 0.08 | 261 | 0 | 0.27 | 1 | 1 | cs | TRUE
130 | LV_957-25_1_2_line_130 | NAYY 4x150 SE | 122 | 123 | 0.015776 | 0.208 | 0.08 | 261 | 0 | 0.27 | 1 | 1 | cs | TRUE
131 | LV_957-25_1_2_line_131 | NAYY 4x150 SE | 124 | 125 | 0.036433 | 0.208 | 0.08 | 261 | 0 | 0.27 | 1 | 1 | cs | TRUE
132 | LV_957-25_1_2_line_132 | NAYY 4x150 SE | 126 | 127 | 0.027477 | 0.208 | 0.08 | 261 | 0 | 0.27 | 1 | 1 | cs | TRUE
133 | LV_957-25_1_2_line_133 | NAYY 4x150 SE | 130 | 131 | 0.055508 | 0.208 | 0.08 | 261 | 0 | 0.27 | 1 | 1 | cs | TRUE
134 | LV_957-25_1_2_line_134 | NAYY 4x150 SE | 132 | 133 | 0.26835 | 0.208 | 0.08 | 261 | 0 | 0.27 | 1 | 1 | cs | TRUE
135 | LV_957-25_1_2_line_135 | NAYY 4x150 SE | 134 | 135 | 0.022389 | 0.208 | 0.08 | 261 | 0 | 0.27 | 1 | 1 | cs | TRUE
136 | LV_957-25_1_2_line_136 | NAYY 4x150 SE | 134 | 136 | 0.010613 | 0.208 | 0.08 | 261 | 0 | 0.27 | 1 | 1 | cs | TRUE
137 | LV_957-25_1_2_line_137 | NAYY 4x150 SE | 135 | 137 | 0.091211 | 0.208 | 0.08 | 261 | 0 | 0.27 | 1 | 1 | cs | TRUE

## trafo
| name | std_type | hv_bus | lv_bus | sn_mva | vn_hv_kv | vn_lv_kv | vk_percent | vkr_percent | pfe_kw | i0_percent | shift_degree | tap_side | tap_neutral | tap_min | tap_max | tap_step_percent | tap_step_degree | tap_pos | tap_phase_shifter | parallel | df | in_service
0 | LV_957-25_1_2_trafo_130 | 0.25 MVA 20/0.4 kV | 139 | 107 | 0.25 | 20 | 0.4 | 6 | 1.44 | 0.8 | 0.32 | 150 | hv | 0 | -2 | 2 | 2.5 | 0 | 0 | FALSE | 1 | 1 | TRUE

## line_geodata
| x0 | y0 | x1 | y1 | x2 | y2 | x3 | y3 | x4 | y4 | x5 | y5 | x6 | y6 | x7 | y7 | x8 | y8 | x9 | y9 | x10 | y10 | x11 | y11 | x12 | y12 | x13 | y13 | x14 | y14 | x15 | y15 | x16 | y16 | x17 | y17 | x18 | y18 | x19 | y19 | x20 | y20 | x21 | y21 | x22 | y22 | x23 | y23 | x24 | y24 | x25 | y25 | x26 | y26 | x27 | y27 | x28 | y28
0 | 2626954.4086 | 1209994.6539 | 2626962.8724 | 1209996.9156 | 2626973.3165 | 1209999.9088 | 2626999.0801 | 1210005.0391 | 2627010.5326 | 1210006.8808 | 2627060.4164 | 1210012.4762
1 | 2626954.4086 | 1209994.6539 | 2626973.654 | 1209970.616 | 2626977.7319 | 1209964.6088 | 2626982.3094 | 1209955.68 | 2626986.0426 | 1209946.9364 | 2626989.6199 | 1209935.6573 | 2626992.7647 | 1209929.3013 | 2626994.2622 | 1209927.5515 | 2626994.9789 | 1209927.0433 | 2627035.9362 | 1209913.5319 | 2627044.5975 | 1209909.113 | 2627049.9344 | 1209905.4018 | 2627055.9024 | 1209899.9479 | 2627057.9994 | 1209893.3648 | 2627058.892 | 1209885.9091 | 2627059.1219 | 1209873.7366 | 2627056.2621 | 1209855.758 | 2627054.2809 | 1209846.8106 | 2627052.3121 | 1209840.1758
2 | 2627164.9873 | 1210108.8159 | 2627060.4164 | 1210012.4762
3 | 2626802.2645 | 1209765.8632 | 2626818.2999 | 1209789.8375 | 2626824.5001 | 1209800.349 | 2626833.3995 | 1209797.076 | 2626839.7356 | 1209795.9482 | 2626846.0764 | 1209795.4653 | 2626852.4523 | 1209795.6163 | 2626877.5557 | 1209799.0532 | 2626886.9851 | 1209799.6071 | 2626896.4548 | 1209799.6497 | 2626911.9184 | 1209798.6187 | 2626919.1459 | 1209802.0754 | 2626935.9912 | 1209806.4204 | 2626989.9369 | 1209818.3927 | 2626996.3624 | 1209819.3444 | 2627019.2812 | 1209820.104 | 2627024.3773 | 1209820.9052 | 2627029.3258 | 1209822.4285 | 2627033.8914 | 1209824.5725 | 2627040.6999 | 1209829.9063 | 2627047.7764 | 1209836.4754 | 2627049.8284 | 1209838.1523 | 2627052.3121 | 1209840.1758
4 | 2627052.3121 | 1209840.1758 | 2627057.3249 | 1209844.2785 | 2627064.6791 | 1209848.2474 | 2627069.4585 | 1209850.1701 | 2627074.4381 | 1209851.5157 | 2627079.565 | 1209852.2393 | 2627091.8857 | 1209852.0506 | 2627099.1106 | 1209851.0272 | 2627106.1943 | 1209849.2805 | 2627109.3909 | 1209848.0301
5 | 2627273.5692 | 1210206.4543 | 2627277.4931 | 1210204.2487 | 2627280.5623 | 1210202.8286 | 2627283.3477 | 1210201.9742 | 2627286.4659 | 1210201.4548 | 2627289.7045 | 1210201.2139 | 2627291.9995 | 1210201.2577 | 2627293.6175 | 1210201.4096
6 | 2627273.5692 | 1210206.4543 | 2627276.0646 | 1210202.519 | 2627277.8068 | 1210198.7915 | 2627279.1092 | 1210194.8508 | 2627280.0478 | 1210190.6638 | 2627280.6994 | 1210184.4411 | 2627281.7312 | 1210169.8487 | 2627280.9801 | 1210154.6033 | 2627274.9785 | 1210130.7958 | 2627273.0438 | 1210120.1032 | 2627273.0318 | 1210100.7107
7 | 2627293.6175 | 1210201.4096 | 2627296.9484 | 1210190.9523 | 2627298.6858 | 1210188.2587 | 2627304.8688 | 1210183.9845 | 2627307.2029 | 1210180.4487 | 2627308.2547 | 1210171.4596 | 2627327.0176 | 1210104.2753
8 | 2627273.0306 | 1210098.799 | 2627273.0318 | 1210100.7107
9 | 2627164.9873 | 1210108.8159 | 2627201.5446 | 1210069.9936 | 2627207.8205 | 1210064.4536
10 | 2627210.1738 | 1210062.3763 | 2627207.8205 | 1210064.4536
11 | 2627273.0306 | 1210098.799 | 2627273.0204 | 1210082.3098
12 | 2627273.0204 | 1210082.3098 | 2627273.019 | 1210080.0356
13 | 2627273.019 | 1210080.0356 | 2627273.0102 | 1210065.8613 | 2627272.4253 | 1210057.465
14 | 2627253.7806 | 1210031.2652 | 2627264.8595 | 1210039.9985 | 2627271.3386 | 1210050.8008 | 2627272.4253 | 1210057.465
15 | 2627240.2601 | 1210040.1679 | 2627227.7055 | 1210048.4346
16 | 2627253.7806 | 1210031.2652 | 2627240.2601 | 1210040.1679
17 | 2627210.1738 | 1210062.3763 | 2627220.8653 | 1210052.9386 | 2627227.7055 | 1210048.4346
18 | 2627253.7806 | 1210031.2652 | 2627263.6761 | 1210024.5399 | 2627276.6989 | 1210012.0034 | 2627278.7377 | 1210008.2216
19 | 2627256.7873 | 1210011.9236 | 2627263.2353 | 1209997.8895 | 2627269.4968 | 1210001.409 | 2627278.7377 | 1210008.2216
20 | 2627289.1522 | 1209972.7269 | 2627284.3715 | 1209997.7637 | 2627278.7377 | 1210008.2216
21 | 2627289.1522 | 1209972.7269 | 2627276.2211 | 1209971.8341 | 2627261.2569 | 1209972.2129
22 | 2627289.1522 | 1209972.7269 | 2627290.2768 | 1209955.131
23 | 2627327.0176 | 1210104.2753 | 2627332.7623 | 1210083.7051
24 | 2627334.7793 | 1210076.4828 | 2627332.7623 | 1210083.7051
25 | 2627167.7103 | 1209299.3169 | 2627169.0744 | 1209295.2097 | 2627175.9999 | 1209288.2817 | 2627180.2872 | 1209283.1761 | 2627184.0595 | 1209277.679 | 2627187.2936 | 1209271.846 | 2627189.9437 | 1209265.7324 | 2627192.002 | 1209259.3938 | 2627198.7787 | 1209228.4183 | 2627201.1715 | 1209223.7377 | 2627204.7581 | 1209220.6189 | 2627209.0677 | 1209218.9931 | 2627213.1272 | 1209218.8782 | 2627251.9061 | 1209225.8365 | 2627259.1786 | 1209226.2032 | 2627265.2465 | 1209225.6973 | 2627271.2112 | 1209224.4794 | 2627276.9358 | 1209222.5822 | 2627296.5106 | 1209210.4425 | 2627304.7825 | 1209206.6893 | 2627307.764 | 1209206.2693 | 2627310.7408 | 1209206.8833 | 2627313.3104 | 1209208.4403 | 2627317.6589 | 1209213.274 | 2627321.5669 | 1209216.3603 | 2627325.1706 | 1209217.8442 | 2627329.0688 | 1209218.0955 | 2627330.9249 | 1209217.7705 | 2627334.411 | 1209216.3915
26 | 2627167.7103 | 1209299.3169 | 2627168.565 | 1209303.5898 | 2627171.3853 | 1209306.8601 | 2627174.078 | 1209308.0841 | 2627176.9348 | 1209308.3306 | 2627183.3468 | 1209307.3592 | 2627195.6597 | 1209304.1244 | 2627201.6368 | 1209301.8392 | 2627223.3432 | 1209292.2215 | 2627229.5861 | 1209289.9931 | 2627235.9935 | 1209288.3547 | 2627242.535 | 1209287.3284 | 2627259.5548 | 1209285.3604 | 2627276.6118 | 1209285.2271 | 2627282.5018 | 1209285.3985 | 2627288.32 | 1209286.2922 | 2627293.9754 | 1209287.8856 | 2627299.3996 | 1209290.1672 | 2627304.5017 | 1209293.0921 | 2627309.2057 | 1209296.6267 | 2627313.4359 | 1209300.715 | 2627317.1091 | 1209305.2566 | 2627323.4822 | 1209317.7927 | 2627326.5479 | 1209325.5444
27 | 2627167.7103 | 1209299.3169 | 2626953.6252 | 1209054.6215
28 | 2627167.7103 | 1209299.3169 | 2627027.2229 | 1209295.5271
29 | 2627326.5479 | 1209325.5444 | 2627336.4137 | 1209350.4925 | 2627356.2724 | 1209392.4736 | 2627360.6454 | 1209400.2313 | 2627361.2869 | 1209401.0366
30 | 2626953.6252 | 1209054.6215 | 2626956.2147 | 1209051.7982 | 2626969.3149 | 1209040.9735 | 2626978.4259 | 1209031.4981 | 2626987.3992 | 1209018.876 | 2626995.3707 | 1209004.2037 | 2627000.1136 | 1208990.8176 | 2627005.1245 | 1208973.6306 | 2627007.3491 | 1208967.4705 | 2627010.2032 | 1208961.6246 | 2627013.6715 | 1208956.1149 | 2627017.7233 | 1208951.0081 | 2627035.5178 | 1208932.5782 | 2627045.4176 | 1208920.2049 | 2627046.5522 | 1208918.0867 | 2627047.6255 | 1208916.0682 | 2627050.4844 | 1208907.4985 | 2627051.1893 | 1208902.9213 | 2627051.6234 | 1208892.662 | 2627051.5163 | 1208889.1114
31 | 2627030.9055 | 1209389.2362 | 2627034.7975 | 1209379.0592 | 2627036.7716 | 1209367.784 | 2627039.1714 | 1209348.0838 | 2627038.7923 | 1209337.7985 | 2627035.7138 | 1209322.7095 | 2627027.2229 | 1209295.5271
32 | 2627377.8935 | 1209421.8831 | 2627361.2869 | 1209401.0366
33 | 2626929.3777 | 1209502.3441 | 2626926.8701 | 1209497.2023
34 | 2626933.2774 | 1209511.4644 | 2626929.9688 | 1209503.5561 | 2626929.3777 | 1209502.3441
35 | 2626926.8701 | 1209497.2023 | 2626924.4862 | 1209492.314 | 2626918.6724 | 1209487.096 | 2626905.4916 | 1209472.195 | 2626902.8713 | 1209468.381 | 2626896.6982 | 1209456.8579 | 2626893.0811 | 1209453.2952 | 2626888.6756 | 1209450.974 | 2626881.4674 | 1209448.2375
36 | 2626933.2774 | 1209511.4644 | 2626938.4345 | 1209508.9306 | 2626942.5692 | 1209508.9382 | 2626946.6224 | 1209511.847 | 2626964.2815 | 1209525.3588
37 | 2626880.0724 | 1209447.7079 | 2626881.4674 | 1209448.2375
38 | 2626988.8074 | 1209536.7513 | 2626979.7314 | 1209535.265 | 2626973.4133 | 1209532.346 | 2626964.2815 | 1209525.3588
39 | 2626988.8074 | 1209536.7513 | 2626996.9477 | 1209528.3166 | 2626999.3066 | 1209524.3472 | 2627006.7349 | 1209506.971 | 2627008.8744 | 1209501.1107 | 2627010.5053 | 1209495.1036 | 2627011.6275 | 1209488.983 | 2627013.8441 | 1209461.0106 | 2627015.6013 | 1209445.5543 | 2627017.4573 | 1209436.8356 | 2627019.9206 | 1209428.2974 | 2627025.73 | 1209412.6149 | 2627027.991 | 1209405.1098 | 2627029.7661 | 1209397.4802 | 2627030.9055 | 1209389.2362
40 | 2626802.2645 | 1209765.8632 | 2626783.7191 | 1209764.3014 | 2626775.1623 | 1209762.3731 | 2626768.2498 | 1209758.1287
41 | 2627126.6266 | 1209763.2359 | 2627125.9226 | 1209777.6852 | 2627127.1282 | 1209793.3773 | 2627126.2833 | 1209823.7795 | 2627125.1737 | 1209828.7995 | 2627123.3811 | 1209833.5941 | 2627120.9438 | 1209838.1078 | 2627117.3122 | 1209842.8273 | 2627113.9101 | 1209845.5579 | 2627110.1838 | 1209847.72 | 2627109.3909 | 1209848.0301
42 | 2626773.981 | 1209735.9418 | 2626769.583 | 1209733.6653 | 2626741.4179 | 1209712.9661
43 | 2626773.981 | 1209735.9418 | 2626781.1687 | 1209738.1308 | 2626779.8627 | 1209734.4785 | 2626776.9468 | 1209715.2324 | 2626774.985 | 1209706.9522
44 | 2626773.981 | 1209735.9418 | 2626769.5438 | 1209742.4256 | 2626769.5177 | 1209743.0203
45 | 2626736.5017 | 1209710.9267 | 2626741.2283 | 1209712.8267 | 2626741.4179 | 1209712.9661
46 | 2626774.985 | 1209706.9522 | 2626766.4214 | 1209701.3997 | 2626744.2219 | 1209687.5592 | 2626734.5949 | 1209681.7186
47 | 2626769.5177 | 1209743.0203 | 2626769.0867 | 1209752.8517 | 2626768.2498 | 1209758.1287 | 2626768.2498 | 1209758.1287
48 | 2626734.5949 | 1209681.7186 | 2626734.3454 | 1209681.5672 | 2626732.4611 | 1209679.6983
49 | 2626721.291 | 1209657.1396 | 2626726.6571 | 1209668.9368 | 2626729.6161 | 1209676.8767 | 2626732.4611 | 1209679.6983
50 | 2626726.097 | 1209702.3976 | 2626736.5017 | 1209710.9267
51 | 2626736.5017 | 1209710.9267 | 2626731.4698 | 1209712.7274 | 2626716.6505 | 1209725.2353
52 | 2627374.7537 | 1209808.648 | 2627380.1142 | 1209801.0777
53 | 2627388.4765 | 1209789.268 | 2627380.1142 | 1209801.0777
54 | 2627370.0692 | 1209815.2637 | 2627370.0692 | 1209815.2637 | 2627374.7537 | 1209808.648
55 | 2627393.1098 | 1209776.9513 | 2627390.8001 | 1209785.9866 | 2627388.4765 | 1209789.268
56 | 2627370.0692 | 1209815.2637 | 2627349.5907 | 1209836.0562
57 | 2627393.1098 | 1209776.9513 | 2627393.7175 | 1209774.5741
58 | 2627328.1359 | 1209857.9314 | 2627328.9204 | 1209857.0434 | 2627349.5907 | 1209836.0562
59 | 2627399.5693 | 1209751.6834 | 2627393.7175 | 1209774.5741
60 | 2627290.8111 | 1209946.7705 | 2627291.5914 | 1209934.561 | 2627295.0443 | 1209924.8969
61 | 2627290.2768 | 1209955.131 | 2627290.8111 | 1209946.7705
62 | 2627300.3577 | 1209910.0257 | 2627295.0443 | 1209924.8969
63 | 2627300.3577 | 1209910.0257 | 2627301.7628 | 1209906.093
64 | 2627310.6146 | 1209881.3254 | 2627310.6069 | 1209881.3401 | 2627301.7628 | 1209906.093
65 | 2627261.2569 | 1209972.2129 | 2627253.8972 | 1209972.3993 | 2627248.3036 | 1209969.0608 | 2627244.4695 | 1209961.5279 | 2627246.756 | 1209951.7773 | 2627254.5113 | 1209926.0648 | 2627257.834 | 1209916.491
66 | 2627859.5947 | 1209746.1042 | 2627858.2338 | 1209743.3004 | 2627855.2575 | 1209739.3843 | 2627851.6171 | 1209736.0877 | 2627847.7903 | 1209733.6686 | 2627847.7903 | 1209733.6686
67 | 2627859.5947 | 1209746.1042 | 2627861.4031 | 1209749.83 | 2627865.3178 | 1209765.2008
68 | 2627847.7903 | 1209733.6686 | 2627843.8 | 1209732.0602 | 2627838.4513 | 1209731.635 | 2627833.9635 | 1209732.4034 | 2627829.227 | 1209734.3492 | 2627827.5945 | 1209735.7207
69 | 2627879.6545 | 1209783.3896 | 2627875.7071 | 1209780.7363 | 2627869.7509 | 1209775.3277 | 2627866.4858 | 1209769.7872 | 2627865.3178 | 1209765.2008
70 | 2627763.7529 | 1209898.9264 | 2627768.1028 | 1209873.8213 | 2627772.4838 | 1209850.2172 | 2627778.0147 | 1209829.4201 | 2627781.8875 | 1209818.6876 | 2627789.8757 | 1209802.2822 | 2627800.0443 | 1209786.0536 | 2627807.8378 | 1209770.6701 | 2627816.5758 | 1209751.5889 | 2627820.9929 | 1209743.1491 | 2627825.8316 | 1209737.2016 | 2627827.5945 | 1209735.7207
71 | 2627879.6545 | 1209783.3896 | 2627877.0444 | 1209788.9583 | 2627873.5553 | 1209793.9555
72 | 2627893.6848 | 1209786.6013 | 2627883.8817 | 1209784.71 | 2627879.6545 | 1209783.3896
73 | 2627763.7529 | 1209898.9264 | 2627761.231 | 1209896.9913 | 2627758.2791 | 1209894.3762
74 | 2627874.0101 | 1209827.1518 | 2627869.1441 | 1209822.3292 | 2627867.5374 | 1209819.7091 | 2627866.3728 | 1209816.8354 | 2627865.7029 | 1209813.7972 | 2627865.535 | 1209810.6947 | 2627865.8838 | 1209807.6057 | 2627866.7414 | 1209804.6191 | 2627868.0693 | 1209801.8126 | 2627873.5553 | 1209793.9555
75 | 2627906.9406 | 1209781.5381 | 2627898.3791 | 1209785.5559 | 2627893.6848 | 1209786.6013
76 | 2627893.6848 | 1209786.6013 | 2627899.8981 | 1209790.6548 | 2627909.4318 | 1209791.7815
77 | 2627758.2791 | 1209894.3762 | 2627752.1056 | 1209886.6543
78 | 2627328.1359 | 1209857.9314 | 2627317.5758 | 1209869.883
79 | 2627315.253 | 1209872.5119 | 2627317.5758 | 1209869.883
80 | 2627315.253 | 1209872.5119 | 2627310.6146 | 1209881.3254
81 | 2627315.253 | 1209872.5119 | 2627311.6605 | 1209866.9924 | 2627303.0517 | 1209854.8796 | 2627297.2902 | 1209843.3467 | 2627296.6051 | 1209841.7987
82 | 2627293.055 | 1209833.7776 | 2627296.6051 | 1209841.7987
83 | 2627293.055 | 1209833.7776 | 2627297.2386 | 1209829.6833 | 2627307.2714 | 1209814.6095 | 2627310.0529 | 1209810.09
84 | 2627293.055 | 1209833.7776 | 2627289.0222 | 1209824.8208 | 2627287.1082 | 1209821.21
85 | 2627402.804 | 1209739.0301 | 2627405.1639 | 1209729.7986 | 2627405.9714 | 1209728.2982
86 | 2627401.4855 | 1209744.1876 | 2627402.804 | 1209739.0301
87 | 2627413.5963 | 1209714.1306 | 2627405.9714 | 1209728.2982
88 | 2627401.4855 | 1209744.1876 | 2627399.5693 | 1209751.6834
89 | 2627413.5963 | 1209714.1306 | 2627418.6586 | 1209704.7244
90 | 2627422.0668 | 1209698.3917 | 2627418.6586 | 1209704.7244
91 | 2627273.1257 | 1209867.4278 | 2627268.7847 | 1209881.0156 | 2627263.8069 | 1209899.281 | 2627257.834 | 1209916.491
92 | 2627550.8638 | 1209467.465 | 2627554.8735 | 1209469.8737 | 2627561.8123 | 1209473.2854 | 2627566.6451 | 1209475.2088 | 2627574.8033 | 1209476.636
93 | 2627550.8638 | 1209467.465 | 2627547.9914 | 1209472.2767 | 2627539.0784 | 1209499.7288 | 2627536.8955 | 1209506.6671 | 2627529.7739 | 1209519.8084 | 2627528.1559 | 1209521.3733
94 | 2627550.8638 | 1209467.465 | 2627562.9834 | 1209451.7453 | 2627575.3136 | 1209444.0951
95 | 2627518.3678 | 1209530.8399 | 2627528.1559 | 1209521.3733
96 | 2627661.2008 | 1209374.3443 | 2627637.9989 | 1209411.4245 | 2627629.6772 | 1209421.0248 | 2627626.1577 | 1209424.3882 | 2627622.3132 | 1209427.361 | 2627618.1743 | 1209429.8989 | 2627613.7866 | 1209431.9909 | 2627609.135 | 1209433.637 | 2627576.3228 | 1209443.4689 | 2627575.3136 | 1209444.0951
97 | 2627518.3678 | 1209530.8399 | 2627506.3706 | 1209544.4502
98 | 2627635.0259 | 1209370.5767 | 2627641.5454 | 1209371.0071 | 2627648.4676 | 1209369.8273 | 2627653.3634 | 1209369.6387 | 2627661.2008 | 1209374.3443
99 | 2627691.6745 | 1209270.5714 | 2627690.4033 | 1209274.2565 | 2627688.107 | 1209307.2422 | 2627687.2256 | 1209313.7307 | 2627684.4525 | 1209326.5917 | 2627677.0741 | 1209344.2008 | 2627663.276 | 1209371.0298 | 2627661.2008 | 1209374.3443
100 | 2627697.3382 | 1209801.2841 | 2627693.7665 | 1209786.7274 | 2627692.5854 | 1209778.1775
101 | 2627702.9808 | 1209815.6308 | 2627698.1824 | 1209804.7246 | 2627697.3382 | 1209801.2841
102 | 2627690.8733 | 1209749.5505 | 2627691.343 | 1209755.354 | 2627692.4649 | 1209777.3049 | 2627692.5854 | 1209778.1775
103 | 2627702.9808 | 1209815.6308 | 2627709.8294 | 1209825.3013 | 2627717.4831 | 1209835.6618
104 | 2627476.5328 | 1209699.687 | 2627690.8733 | 1209749.5505
105 | 2627717.4831 | 1209835.6618 | 2627732.4348 | 1209855.9012 | 2627737.0701 | 1209862.0037
106 | 2627476.5328 | 1209699.687 | 2627465.8338 | 1209697.5366 | 2627455.032 | 1209697.8983 | 2627449.0492 | 1209698.3907
107 | 2627752.1056 | 1209886.6543 | 2627752.1056 | 1209886.6543 | 2627741.7565 | 1209868.1736 | 2627737.0701 | 1209862.0037
108 | 2627422.0668 | 1209698.3917 | 2627440.9583 | 1209699.0566 | 2627443.0934 | 1209698.8808
109 | 2627435.798 | 1209675.8087 | 2627426.5034 | 1209690.5521 | 2627422.0668 | 1209698.3917
110 | 2627458.8242 | 1209640.3651 | 2627463.1402 | 1209633.7216 | 2627466.9512 | 1209625.5375
111 | 2627458.8242 | 1209640.3651 | 2627448.9389 | 1209655.5812
112 | 2627466.9512 | 1209625.5375 | 2627471.0544 | 1209616.7262 | 2627474.5126 | 1209606.1171
113 | 2627435.798 | 1209675.8087 | 2627448.9389 | 1209655.5812
114 | 2627489.4187 | 1209566.8381 | 2627487.5564 | 1209570.1758 | 2627481.4465 | 1209584.8449 | 2627474.5126 | 1209606.1171
115 | 2627489.4187 | 1209566.8381 | 2627490.2805 | 1209565.2983
116 | 2627489.4187 | 1209566.8381 | 2627484.9495 | 1209560.2471 | 2627480.9916 | 1209553.2139 | 2627476.2768 | 1209547.1332 | 2627472.0746 | 1209545.2795 | 2627467.2507 | 1209544.7348 | 2627464.8551 | 1209545.0351 | 2627446.5329 | 1209551.0432 | 2627441.75 | 1209551.5215 | 2627437.0032 | 1209550.7438 | 2627432.604 | 1209548.7447 | 2627427.3355 | 1209544.0623 | 2627424.5086 | 1209540.6363 | 2627418.4082 | 1209530.0801 | 2627414.4346 | 1209521.4682 | 2627395.8195 | 1209476.98 | 2627392.3053 | 1209465.9466 | 2627384.0683 | 1209432.3233 | 2627380.1205 | 1209424.6787 | 2627377.8935 | 1209421.8831
117 | 2627277.304 | 1209822.5262 | 2627275.8288 | 1209823.0262 | 2627271.0692 | 1209826.7733 | 2627266.8095 | 1209831.3567
118 | 2627287.1082 | 1209821.21 | 2627280.7157 | 1209821.3698 | 2627277.304 | 1209822.5262
119 | 2627266.5629 | 1209831.6221 | 2627266.8095 | 1209831.3567
120 | 2627287.1082 | 1209821.21 | 2627283.1715 | 1209809.5299 | 2627282.4595 | 1209805.6578 | 2627282.295 | 1209801.7326 | 2627282.6626 | 1209797.8099 | 2627284.4255 | 1209791.2142 | 2627285.1668 | 1209785.3365 | 2627285.4862 | 1209756.9998 | 2627287.0187 | 1209746.0218
121 | 2627316.3721 | 1209796.8951 | 2627314.2853 | 1209803.2129 | 2627310.0529 | 1209810.09
122 | 2626745.6417 | 1208533.0615 | 2626746.4835 | 1208535.2109 | 2626750.4329 | 1208539.3976 | 2626766.352 | 1208549.4189 | 2626784.8086 | 1208563.1203 | 2626791.7985 | 1208569.055 | 2626797.8958 | 1208575.7082 | 2626807.1629 | 1208587.4564 | 2626822.3012 | 1208608.7695 | 2626830.0347 | 1208620.0772 | 2626839.6919 | 1208634.651 | 2626842.6043 | 1208641.2011 | 2626845.9219 | 1208647.2527 | 2626848.3225 | 1208652.6776 | 2626849.2696 | 1208658.4407 | 2626848.5573 | 1208664.7076 | 2626846.0725 | 1208671.2668 | 2626842.0492 | 1208678.4639 | 2626836.0394 | 1208687.9423 | 2626832.7771 | 1208691.5741 | 2626829.78 | 1208693.7285 | 2626821.3272 | 1208698.749 | 2626809.2401 | 1208705.6431 | 2626798.7147 | 1208711.7882 | 2626795.562 | 1208714.7313 | 2626793.7074 | 1208718.0693 | 2626792.5779 | 1208722.4667
123 | 2626745.6417 | 1208533.0615 | 2626785.005 | 1208539.6525 | 2626817.6371 | 1208545.3353 | 2626834.4488 | 1208547.8454 | 2626850.8662 | 1208548.4083 | 2626891.9061 | 1208547.2699
124 | 2626891.9061 | 1208547.2699 | 2626891.489 | 1208558.8745 | 2626885.8403 | 1208579.1882
125 | 2626891.9061 | 1208547.2699 | 2626901.1829 | 1208545.7423
126 | 2627133.7511 | 1208647.7856 | 2627091.4662 | 1208615.1533 | 2627081.0254 | 1208609.2471 | 2627065.6997 | 1208607.6657 | 2627039.5286 | 1208608.948 | 2627025.1871 | 1208604.9143 | 2627012.9359 | 1208595.8872 | 2626993.8476 | 1208580.7814 | 2626975.9362 | 1208564.2691 | 2626961.8611 | 1208553.3995 | 2626948.6654 | 1208546.4139 | 2626936.0823 | 1208543.4889 | 2626921.4346 | 1208543.2561 | 2626911.8834 | 1208543.9802 | 2626901.1829 | 1208545.7423
127 | 2627449.0492 | 1209698.3907 | 2627443.0934 | 1209698.8808
128 | 2626693.9023 | 1209722.4422 | 2626704.3703 | 1209728.9821 | 2626708.5978 | 1209730.3018 | 2626712.8776 | 1209728.4198 | 2626716.6505 | 1209725.2353
129 | 2627490.2805 | 1209565.2983 | 2627491.1813 | 1209563.6888 | 2627499.0526 | 1209552.7522 | 2627506.3706 | 1209544.4502
130 | 2627316.3721 | 1209796.8951 | 2627316.6283 | 1209796.1196 | 2627318.8784 | 1209786.0464 | 2627320.4041 | 1209781.6664
131 | 2627917.8802 | 1209806.959 | 2627927.7524 | 1209803.8145 | 2627929.3036 | 1209802.043 | 2627928.1334 | 1209798.7245 | 2627915.5688 | 1209792.5068 | 2627909.4318 | 1209791.7815
132 | 2627906.9406 | 1209781.5381 | 2627902.9107 | 1209772.1362 | 2627897.5786 | 1209756.7804 | 2627897.3994 | 1209755.8037
133 | 2627175.098 | 1209736.1865 | 2627126.6266 | 1209763.2359
134 | 2627133.7511 | 1208647.7856 | 2627130.0353 | 1208657.5186 | 2627122.2501 | 1208682.8642 | 2627119.4406 | 1208690.5669 | 2627112.5547 | 1208705.3773 | 2627083.6664 | 1208752.773 | 2627048.2506 | 1208808.1993 | 2627042.6241 | 1208818.5797 | 2627039.7593 | 1208825.0815 | 2627038.5235 | 1208829.4005 | 2627037.7964 | 1208833.8553 | 2627037.6012 | 1208838.357 | 2627037.9382 | 1208842.8388 | 2627039.0997 | 1208848.2137 | 2627040.7864 | 1208853.4465 | 2627046.4261 | 1208865.3342 | 2627048.6134 | 1208870.8028 | 2627050.2447 | 1208876.4911 | 2627051.3127 | 1208882.3659 | 2627051.5163 | 1208889.1114
135 | 2627643.6258 | 1209194.0504 | 2627630.6965 | 1209203.9073 | 2627627.663 | 1209209.2355
136 | 2627624.9168 | 1209219.3226 | 2627625.9682 | 1209212.2124 | 2627627.663 | 1209209.2355
137 | 2627691.6745 | 1209270.5714 | 2627686.6174 | 1209266.2011 | 2627677.8705 | 1209257.6113 | 2627672.6063 | 1209250.3273 | 2627658.2396 | 1209222.6119 | 2627647.9791 | 1209204.3541 | 2627643.6258 | 1209194.0504

## bus_geodata
| x | y | coords
0 | 2626954.4086 | 1209994.6539
1 | 2627060.4164 | 1210012.4762
2 | 2627052.3121 | 1209840.1758
3 | 2627273.5692 | 1210206.4543
4 | 2627293.6175 | 1210201.4096
5 | 2627273.0318 | 1210100.7107
6 | 2627164.9873 | 1210108.8159
7 | 2627207.8205 | 1210064.4536
8 | 2627273.0306 | 1210098.799
9 | 2627273.0204 | 1210082.3098
10 | 2627273.019 | 1210080.0356
11 | 2627272.4253 | 1210057.465
12 | 2627240.2601 | 1210040.1679
13 | 2627227.7055 | 1210048.4346
14 | 2627253.7806 | 1210031.2652
15 | 2627210.1738 | 1210062.3763
16 | 2627278.7377 | 1210008.2216
17 | 2627256.7873 | 1210011.9236
18 | 2627289.1522 | 1209972.7269
19 | 2627327.0176 | 1210104.2753
20 | 2627332.7623 | 1210083.7051
21 | 2627334.7793 | 1210076.4828
22 | 2627334.411 | 1209216.3915
23 | 2627167.7103 | 1209299.3169
24 | 2627326.5479 | 1209325.5444
25 | 2626953.6252 | 1209054.6215
26 | 2627027.2229 | 1209295.5271
27 | 2627361.2869 | 1209401.0366
28 | 2626929.3777 | 1209502.3441
29 | 2626926.8701 | 1209497.2023
30 | 2626933.2774 | 1209511.4644
31 | 2626881.4674 | 1209448.2375
32 | 2626964.2815 | 1209525.3588
33 | 2626880.0724 | 1209447.7079
34 | 2626988.8074 | 1209536.7513
35 | 2626802.2645 | 1209765.8632
36 | 2627109.3909 | 1209848.0301
37 | 2626773.981 | 1209735.9418
38 | 2626741.4179 | 1209712.9661
39 | 2626774.985 | 1209706.9522
40 | 2626769.5177 | 1209743.0203
41 | 2626734.5949 | 1209681.7186
42 | 2626768.2498 | 1209758.1287
43 | 2627030.9055 | 1209389.2362
44 | 2626732.4611 | 1209679.6983
45 | 2626721.291 | 1209657.1396
46 | 2626736.5017 | 1209710.9267
47 | 2627380.1142 | 1209801.0777
48 | 2627374.7537 | 1209808.648
49 | 2627388.4765 | 1209789.268
50 | 2627370.0692 | 1209815.2637
51 | 2627393.1098 | 1209776.9513
52 | 2627349.5907 | 1209836.0562
53 | 2627393.7175 | 1209774.5741
54 | 2627290.8111 | 1209946.7705
55 | 2627295.0443 | 1209924.8969
56 | 2627290.2768 | 1209955.131
57 | 2627300.3577 | 1209910.0257
58 | 2627301.7628 | 1209906.093
59 | 2627261.2569 | 1209972.2129
60 | 2627859.5947 | 1209746.1042
61 | 2627847.7903 | 1209733.6686
62 | 2627865.3178 | 1209765.2008
63 | 2627827.5945 | 1209735.7207
64 | 2627879.6545 | 1209783.3896
65 | 2627763.7529 | 1209898.9264
66 | 2627873.5553 | 1209793.9555
67 | 2627893.6848 | 1209786.6013
68 | 2627758.2791 | 1209894.3762
69 | 2627317.5758 | 1209869.883
70 | 2627328.1359 | 1209857.9314
71 | 2627315.253 | 1209872.5119
72 | 2627310.6146 | 1209881.3254
73 | 2627296.6051 | 1209841.7987
74 | 2627293.055 | 1209833.7776
75 | 2627402.804 | 1209739.0301
76 | 2627405.9714 | 1209728.2982
77 | 2627401.4855 | 1209744.1876
78 | 2627413.5963 | 1209714.1306
79 | 2627399.5693 | 1209751.6834
80 | 2627418.6586 | 1209704.7244
81 | 2627257.834 | 1209916.491
82 | 2627273.1257 | 1209867.4278
83 | 2627574.8033 | 1209476.636
84 | 2627550.8638 | 1209467.465
85 | 2627528.1559 | 1209521.3733
86 | 2627575.3136 | 1209444.0951
87 | 2627518.3678 | 1209530.8399
88 | 2627661.2008 | 1209374.3443
89 | 2627697.3382 | 1209801.2841
90 | 2627692.5854 | 1209778.1775
91 | 2627702.9808 | 1209815.6308
92 | 2627690.8733 | 1209749.5505
93 | 2627717.4831 | 1209835.6618
94 | 2627476.5328 | 1209699.687
95 | 2627737.0701 | 1209862.0037
96 | 2627422.0668 | 1209698.3917
97 | 2627752.1056 | 1209886.6543
98 | 2627458.8242 | 1209640.3651
99 | 2627466.9512 | 1209625.5375
100 | 2627448.9389 | 1209655.5812
101 | 2627474.5126 | 1209606.1171
102 | 2627435.798 | 1209675.8087
103 | 2627489.4187 | 1209566.8381
104 | 2627277.304 | 1209822.5262
105 | 2627266.8095 | 1209831.3567
106 | 2627287.1082 | 1209821.21
107 | 2627266.5629 | 1209831.6221
108 | 2627287.0187 | 1209746.0218
109 | 2627310.0529 | 1209810.09
110 | 2626792.5779 | 1208722.4667
111 | 2626745.6417 | 1208533.0615
112 | 2626891.9061 | 1208547.2699
113 | 2626885.8403 | 1208579.1882
114 | 2626901.1829 | 1208545.7423
115 | 2627443.0934 | 1209698.8808
116 | 2627449.0492 | 1209698.3907
117 | 2626693.9023 | 1209722.4422
118 | 2626716.6505 | 1209725.2353
119 | 2626726.097 | 1209702.3976
120 | 2627490.2805 | 1209565.2983
121 | 2627377.8935 | 1209421.8831
122 | 2627320.4041 | 1209781.6664
123 | 2627316.3721 | 1209796.8951
124 | 2627909.4318 | 1209791.7815
125 | 2627917.8802 | 1209806.959
126 | 2627906.9406 | 1209781.5381
127 | 2627897.3994 | 1209755.8037
128 | 2627874.0101 | 1209827.1518
129 | 2627506.3706 | 1209544.4502
130 | 2627175.098 | 1209736.1865
131 | 2627126.6266 | 1209763.2359
132 | 2627051.5163 | 1208889.1114
133 | 2627133.7511 | 1208647.7856
134 | 2627627.663 | 1209209.2355
135 | 2627643.6258 | 1209194.0504
136 | 2627624.9168 | 1209219.3226
137 | 2627691.6745 | 1209270.5714
138 | 2627635.0259 | 1209370.5767
139 | 2627287.1082 | 1209821.21

## line_std_types
| c_nf_per_km | r_ohm_per_km | x_ohm_per_km | max_i_ka | type | q_mm2 | alpha | voltage_rating
NAYY 4x50 SE | 210 | 0.642 | 0.083 | 0.142 | cs | 50 | 0.00403 | LV
NAYY 4x120 SE | 264 | 0.225 | 0.08 | 0.242 | cs | 120 | 0.00403 | LV
NAYY 4x150 SE | 261 | 0.208 | 0.08 | 0.27 | cs | 150 | 0.00403 | LV
NA2XS2Y 1x95 RM/25 12/20 kV | 216 | 0.313 | 0.132 | 0.252 | cs | 95 | 0.00403 | MV
NA2XS2Y 1x185 RM/25 12/20 kV | 273 | 0.161 | 0.117 | 0.362 | cs | 185 | 0.00403 | MV
NA2XS2Y 1x240 RM/25 12/20 kV | 304 | 0.122 | 0.112 | 0.421 | cs | 240 | 0.00403 | MV
NA2XS2Y 1x95 RM/25 6/10 kV | 315 | 0.313 | 0.123 | 0.249 | cs | 95 | 0.00403 | MV
NA2XS2Y 1x185 RM/25 6/10 kV | 406 | 0.161 | 0.11 | 0.358 | cs | 185 | 0.00403 | MV
NA2XS2Y 1x240 RM/25 6/10 kV | 456 | 0.122 | 0.105 | 0.416 | cs | 240 | 0.00403 | MV
NA2XS2Y 1x150 RM/25 12/20 kV | 250 | 0.206 | 0.116 | 0.319 | cs | 150 | 0.00403 | MV
NA2XS2Y 1x120 RM/25 12/20 kV | 230 | 0.253 | 0.119 | 0.283 | cs | 120 | 0.00403 | MV
NA2XS2Y 1x70 RM/25 12/20 kV | 190 | 0.443 | 0.132 | 0.22 | cs | 70 | 0.00403 | MV
NA2XS2Y 1x150 RM/25 6/10 kV | 360 | 0.206 | 0.11 | 0.315 | cs | 150 | 0.00403 | MV
NA2XS2Y 1x120 RM/25 6/10 kV | 340 | 0.253 | 0.113 | 0.28 | cs | 120 | 0.00403 | MV
NA2XS2Y 1x70 RM/25 6/10 kV | 280 | 0.443 | 0.123 | 0.217 | cs | 70 | 0.00403 | MV
N2XS(FL)2Y 1x120 RM/35 64/110 kV | 112 | 0.153 | 0.166 | 0.366 | cs | 120 | 0.00393 | HV
N2XS(FL)2Y 1x185 RM/35 64/110 kV | 125 | 0.099 | 0.156 | 0.457 | cs | 185 | 0.00393 | HV
N2XS(FL)2Y 1x240 RM/35 64/110 kV | 135 | 0.075 | 0.149 | 0.526 | cs | 240 | 0.00393 | HV
N2XS(FL)2Y 1x300 RM/35 64/110 kV | 144 | 0.06 | 0.144 | 0.588 | cs | 300 | 0.00393 | HV
15-AL1/3-ST1A 0.4 | 11 | 1.8769 | 0.35 | 0.105 | ol | 16 | 0.00403 | LV
24-AL1/4-ST1A 0.4 | 11.25 | 1.2012 | 0.335 | 0.14 | ol | 24 | 0.00403 | LV
48-AL1/8-ST1A 0.4 | 12.2 | 0.5939 | 0.3 | 0.21 | ol | 48 | 0.00403 | LV
94-AL1/15-ST1A 0.4 | 13.2 | 0.306 | 0.29 | 0.35 | ol | 94 | 0.00403 | LV
34-AL1/6-ST1A 10.0 | 9.7 | 0.8342 | 0.36 | 0.17 | ol | 34 | 0.00403 | MV
48-AL1/8-ST1A 10.0 | 10.1 | 0.5939 | 0.35 | 0.21 | ol | 48 | 0.00403 | MV
70-AL1/11-ST1A 10.0 | 10.4 | 0.4132 | 0.339 | 0.29 | ol | 70 | 0.00403 | MV
94-AL1/15-ST1A 10.0 | 10.75 | 0.306 | 0.33 | 0.35 | ol | 94 | 0.00403 | MV
122-AL1/20-ST1A 10.0 | 11.1 | 0.2376 | 0.323 | 0.41 | ol | 122 | 0.00403 | MV
149-AL1/24-ST1A 10.0 | 11.25 | 0.194 | 0.315 | 0.47 | ol | 149 | 0.00403 | MV
34-AL1/6-ST1A 20.0 | 9.15 | 0.8342 | 0.382 | 0.17 | ol | 34 | 0.00403 | MV
48-AL1/8-ST1A 20.0 | 9.5 | 0.5939 | 0.372 | 0.21 | ol | 48 | 0.00403 | MV
70-AL1/11-ST1A 20.0 | 9.7 | 0.4132 | 0.36 | 0.29 | ol | 70 | 0.00403 | MV
94-AL1/15-ST1A 20.0 | 10 | 0.306 | 0.35 | 0.35 | ol | 94 | 0.00403 | MV
122-AL1/20-ST1A 20.0 | 10.3 | 0.2376 | 0.344 | 0.41 | ol | 122 | 0.00403 | MV
149-AL1/24-ST1A 20.0 | 10.5 | 0.194 | 0.337 | 0.47 | ol | 149 | 0.00403 | MV
184-AL1/30-ST1A 20.0 | 10.75 | 0.1571 | 0.33 | 0.535 | ol | 184 | 0.00403 | MV
243-AL1/39-ST1A 20.0 | 11 | 0.1188 | 0.32 | 0.645 | ol | 243 | 0.00403 | MV
48-AL1/8-ST1A 110.0 | 8 | 0.5939 | 0.46 | 0.21 | ol | 48 | 0.00403 | HV
70-AL1/11-ST1A 110.0 | 8.4 | 0.4132 | 0.45 | 0.29 | ol | 70 | 0.00403 | HV
94-AL1/15-ST1A 110.0 | 8.65 | 0.306 | 0.44 | 0.35 | ol | 94 | 0.00403 | HV
122-AL1/20-ST1A 110.0 | 8.5 | 0.2376 | 0.43 | 0.41 | ol | 122 | 0.00403 | HV
149-AL1/24-ST1A 110.0 | 8.75 | 0.194 | 0.41 | 0.47 | ol | 149 | 0.00403 | HV
184-AL1/30-ST1A 110.0 | 8.8 | 0.1571 | 0.4 | 0.535 | ol | 184 | 0.00403 | HV
243-AL1/39-ST1A 110.0 | 9 | 0.1188 | 0.39 | 0.645 | ol | 243 | 0.00403 | HV
305-AL1/39-ST1A 110.0 | 9.2 | 0.0949 | 0.38 | 0.74 | ol | 305 | 0.00403 | HV
490-AL1/64-ST1A 110.0 | 9.75 | 0.059 | 0.37 | 0.96 | ol | 490 | 0.00403 | HV
679-AL1/86-ST1A 110.0 | 9.95 | 0.042 | 0.36 | 1.15 | ol | 679 | 0.00403 | HV
490-AL1/64-ST1A 220.0 | 10 | 0.059 | 0.285 | 0.96 | ol | 490 | 0.00403 | HV
679-AL1/86-ST1A 220.0 | 11.7 | 0.042 | 0.275 | 1.15 | ol | 679 | 0.00403 | HV
490-AL1/64-ST1A 380.0 | 11 | 0.059 | 0.253 | 0.96 | ol | 490 | 0.00403 | HV
679-AL1/86-ST1A 380.0 | 14.6 | 0.042 | 0.25 | 1.15 | ol | 679 | 0.00403 | HV

## trafo_std_types
| i0_percent | pfe_kw | vkr_percent | sn_mva | vn_lv_kv | vn_hv_kv | vk_percent | shift_degree | vector_group | tap_side | tap_neutral | tap_min | tap_max | tap_step_degree | tap_step_percent | tap_phase_shifter
160 MVA 380/110 kV | 0.06 | 60 | 0.25 | 160 | 110 | 380 | 12.2 | 0 | Yy0 | hv | 0 | -9 | 9 | 0 | 1.5 | FALSE
100 MVA 220/110 kV | 0.06 | 55 | 0.26 | 100 | 110 | 220 | 12 | 0 | Yy0 | hv | 0 | -9 | 9 | 0 | 1.5 | FALSE
63 MVA 110/20 kV | 0.04 | 22 | 0.32 | 63 | 20 | 110 | 18 | 150 | YNd5 | hv | 0 | -9 | 9 | 0 | 1.5 | FALSE
40 MVA 110/20 kV | 0.05 | 18 | 0.34 | 40 | 20 | 110 | 16.2 | 150 | YNd5 | hv | 0 | -9 | 9 | 0 | 1.5 | FALSE
25 MVA 110/20 kV | 0.07 | 14 | 0.41 | 25 | 20 | 110 | 12 | 150 | YNd5 | hv | 0 | -9 | 9 | 0 | 1.5 | FALSE
63 MVA 110/10 kV | 0.04 | 22 | 0.32 | 63 | 10 | 110 | 18 | 150 | YNd5 | hv | 0 | -9 | 9 | 0 | 1.5 | FALSE
40 MVA 110/10 kV | 0.05 | 18 | 0.34 | 40 | 10 | 110 | 16.2 | 150 | YNd5 | hv | 0 | -9 | 9 | 0 | 1.5 | FALSE
25 MVA 110/10 kV | 0.07 | 14 | 0.41 | 25 | 10 | 110 | 12 | 150 | YNd5 | hv | 0 | -9 | 9 | 0 | 1.5 | FALSE
0.25 MVA 20/0.4 kV | 0.32 | 0.8 | 1.44 | 0.25 | 0.4 | 20 | 6 | 150 | Yzn5 | hv | 0 | -2 | 2 | 0 | 2.5 | FALSE
0.4 MVA 20/0.4 kV | 0.3375 | 1.35 | 1.425 | 0.4 | 0.4 | 20 | 6 | 150 | Dyn5 | hv | 0 | -2 | 2 | 0 | 2.5 | FALSE
0.63 MVA 20/0.4 kV | 0.2619 | 1.65 | 1.206 | 0.63 | 0.4 | 20 | 6 | 150 | Dyn5 | hv | 0 | -2 | 2 | 0 | 2.5 | FALSE
0.25 MVA 10/0.4 kV | 0.24 | 0.6 | 1.2 | 0.25 | 0.4 | 10 | 4 | 150 | Dyn5 | hv | 0 | -2 | 2 | 0 | 2.5 | FALSE
0.4 MVA 10/0.4 kV | 0.2375 | 0.95 | 1.325 | 0.4 | 0.4 | 10 | 4 | 150 | Dyn5 | hv | 0 | -2 | 2 | 0 | 2.5 | FALSE
0.63 MVA 10/0.4 kV | 0.1873 | 1.18 | 1.0794 | 0.63 | 0.4 | 10 | 4 | 150 | Dyn5 | hv | 0 | -2 | 2 | 0 | 2.5 | FALSE

## trafo3w_std_types
| sn_hv_mva | sn_mv_mva | sn_lv_mva | vn_hv_kv | vn_mv_kv | vn_lv_kv | vk_hv_percent | vk_mv_percent | vk_lv_percent | vkr_hv_percent | vkr_mv_percent | vkr_lv_percent | pfe_kw | i0_percent | shift_mv_degree | shift_lv_degree | vector_group | tap_side | tap_neutral | tap_min | tap_max | tap_step_percent
63/25/38 MVA 110/20/10 kV | 63 | 25 | 38 | 110 | 20 | 10 | 10.4 | 10.4 | 10.4 | 0.28 | 0.32 | 0.35 | 35 | 0.89 | 0 | 0 | YN0yn0yn0 | hv | 0 | -10 | 10 | 1.2
63/25/38 MVA 110/10/10 kV | 63 | 25 | 38 | 110 | 10 | 10 | 10.4 | 10.4 | 10.4 | 0.28 | 0.32 | 0.35 | 35 | 0.89 | 0 | 0 | YN0yn0yn0 | hv | 0 | -10 | 10 | 1.2

## fuse_std_types
| fuse_type | i_rated_a | t_avg | t_min | t_total | x_avg | x_min | x_total
HV 100A | HV 100A | 100 | 0 | [10.0, 3.64, 0.854, 0.281, 0.1, 0.0531, 0.022, 0.01] | [10.0, 4.267, 1.21, 0.403, 0.1, 0.058, 0.022, 0.01] | 0 | [300.0, 350.0, 450.0, 550.0, 700.0, 850.0, 1200.0, 1752.0] | [600.0, 700.0, 900.0, 1150.0, 1665.0, 2000.0, 3000.0, 4313.0]
HV 10A | HV 10A | 10 | 0 | [10.0, 1675.0, 0.344, 0.156, 0.1, 0.0417, 0.0171, 0.01] | [10.0, 1.3, 0.3, 0.155, 0.1, 0.0555, 0.023, 0.01] | 0 | [30.0, 32.0, 35.0, 37.0, 39.0, 50.0, 70.0, 88.0] | [60.0, 70.0, 80.0, 87.0, 94.0, 110.0, 150.0, 216.0]
HV 125A | HV 125A | 125 | 0 | [10.0, 1.82, 0.344, 0.1, 0.0467, 0.0269, 0.01] | [10.0, 2.478, 0.426, 0.1, 0.0427, 0.0211, 0.01] | 0 | [375.0, 500.0, 700.0, 925.0, 1200.0, 1500.0, 2341.0] | [750.0, 1000.0, 1500.0, 2200.0, 3000.0, 4000.0, 5765.0]
HV 160A | HV 160A | 160 | 0 | [10.0, 4.15, 1.03, 0.198, 0.1, 0.051, 0.0172, 0.01] | [10.0, 2.3, 0.734, 0.274, 0.1, 0.046, 0.0177, 0.01] | 0 | [480.0, 550.0, 700.0, 1000.0, 1260.0, 1600.0, 2500.0, 3227.0] | [960.0, 1300.0, 1700.0, 2200.0, 2996.0, 4000.0, 6000.0, 7946.0]
HV 16A | HV 16A | 16 | 0 | [10.0, 0.352, 0.164, 0.1, 0.0649, 0.0342, 0.01] | [10.0, 2.34, 0.722, 0.181, 0.1, 0.055, 0.0296, 0.01] | 0 | [48.0, 60.0, 65.0, 71.0, 80.0, 100.0, 162.0] | [96.0, 110.0, 125.0, 150.0, 168.0, 200.0, 250.0, 398.0]
HV 200A | HV 200A | 200 | 0 | [10.0, 4.267, 1.21, 0.403, 0.1, 0.058, 0.022, 0.01] | [10.0, 3.73, 1.654, 0.328, 0.1, 0.0531, 0.019, 0.01] | 0 | [600.0, 700.0, 900.0, 1150.0, 1665.0, 2000.0, 3000.0, 4313.0] | [1200.0, 1500.0, 1800.0, 2700.0, 3960.0, 5000.0, 7500.0, 10620.0]
HV 20A | HV 20A | 20 | 0 | [10.0, 1.3, 0.3, 0.155, 0.1, 0.0555, 0.023, 0.01] | [10.0, 1.3, 0.161, 0.1, 0.0611, 0.0399, 0.0141, 0.01] | 0 | [60.0, 70.0, 80.0, 87.0, 94.0, 110.0, 150.0, 216.0] | [120.0, 150.0, 200.0, 223.0, 260.0, 300.0, 450.0, 532.0]
HV 25A | HV 25A | 25 | 0 | [10.0, 2.512, 0.833, 0.299, 0.1, 0.0372, 0.0223, 0.01] | [10.0, 3.125, 0.597, 0.198, 0.1, 0.0378, 0.022, 0.01] | 0 | [75.0, 82.0, 90.0, 100.0, 124.0, 170.0, 200.0, 289.0] | [150.0, 170.0, 210.0, 250.0, 294.0, 400.0, 500.0, 711.0]
HV 31.5A | HV 31.5A | 31.5 | 0 | [10.0, 2.34, 0.722, 0.181, 0.1, 0.055, 0.0296, 0.01] | [10.0, 2.84, 0.368, 0.164, 0.1, 0.0621, 0.0378, 0.0195, 0.01] | 0 | [95.0, 110.0, 125.0, 150.0, 165.0, 200.0, 250.0, 390.0] | [189.0, 220.0, 300.0, 350.0, 393.0, 450.0, 530.0, 700.0, 960.0]
HV 40A | HV 40A | 40 | 0 | [10.0, 1.3, 0.161, 0.1, 0.0611, 0.0399, 0.0141, 0.01] | [10.0, 2.05, 0.369, 0.198, 0.1, 0.051, 0.0298, 0.01] | 0 | [120.0, 150.0, 200.0, 223.0, 260.0, 300.0, 450.0, 532.0] | [240.0, 300.0, 400.0, 450.0, 530.0, 650.0, 800.0, 1311.0]
HV 50A | HV 50A | 50 | 0 | [10.0, 3.215, 0.597, 0.198, 0.1, 0.0378, 0.022, 0.01] | [10.0, 3.64, 0.854, 0.281, 0.1, 0.0531, 0.022, 0.01] | 0 | [150.0, 170.0, 210.0, 250.0, 294.0, 400.0, 500.0, 711.0] | [300.0, 350.0, 450.0, 550.0, 700.0, 850.0, 1200.0, 1752.0]
HV 6.3A | HV 6.3A | 6.3 | 0 | [10.0, 1.39, 0.344, 0.168, 0.1, 0.056, 0.0263, 0.01] | [10.0, 1.711, 0.516, 0.198, 0.1, 0.0634, 0.0303, 0.01] | 0 | [19.0, 19.5, 20.4, 20.8, 22.0, 25.0, 32.0, 48.0] | [38.0, 40.0, 43.0, 48.0, 53.0, 60.0, 75.0, 118.0]
HV 63A | HV 63A | 63 | 0 | [10.0, 2.84, 0.368, 0.164, 0.1, 0.0621, 0.0378, 0.0195, 0.01] | [10.0, 1.82, 0.344, 0.1, 0.0467, 0.0269, 0.01] | 0 | [189.0, 220.0, 300.0, 350.0, 393.0, 450.0, 530.0, 700.0, 961.0] | [378.0, 500.0, 700.0, 934.0, 1200.0, 1500.0, 2366.0]
HV 80A | HV 80A | 80 | 0 | [10.0, 2.05, 0.369, 0.198, 0.1, 0.051, 0.0298, 0.01] | [10.0, 4.15, 1.03, 0.198, 0.1, 0.051, 0.0172, 0.01] | 0 | [240.0, 300.0, 400.0, 450.0, 530.0, 650.0, 800.0, 1311.0] | [480.0, 550.0, 700.0, 1000.0, 1260.0, 1600.0, 2500.0, 3227.0]
Siemens NH-1-100 | Siemens NH-1-100 | 100 | [5400.0, 2000.0, 400.0, 20.0, 1.0, 0.2, 0.012, 0.004] | 0 | 0 | [150.0, 190.0, 250.0, 430.0, 900.0, 1250.0, 2700.0, 3600.0] | 0 | 0
Siemens NH-1-125 | Siemens NH-1-125 | 125 | [4800.0, 120.0, 7.0, 0.1, 0.004] | 0 | 0 | [180.0, 400.0, 740.0, 2000.0, 4250.0] | 0 | 0
Siemens NH-1-16 | Siemens NH-1-16 | 16 | [4000.0, 400.0, 2.0, 0.1, 0.04, 0.01] | 0 | 0 | [26.0, 35.0, 75.0, 150.0, 200.0, 300.0] | 0 | 0
Siemens NH-1-160 | Siemens NH-1-160 | 160 | [4800.0, 120.0, 7.0, 0.1, 0.004] | 0 | 0 | [210.0, 500.0, 900.0, 2300.0, 5000.0] | 0 | 0
Siemens NH-1-25 | Siemens NH-1-25 | 25 | [4000.0, 1000.0, 10.0, 0.2, 0.02, 0.01] | 0 | 0 | [40.0, 50.0, 100.0, 210.0, 400.0, 500.0] | 0 | 0
Siemens NH-1-50 | Siemens NH-1-50 | 50 | [4000.0, 40.0, 4.0, 1.0, 0.02, 0.01] | 0 | 0 | [86.0, 200.0, 300.0, 400.0, 1000.0, 1280.0] | 0 | 0
Siemens NH-1-63 | Siemens NH-1-63 | 63 | [4000.0, 100.0, 10.0, 2.0, 0.04, 0.01] | 0 | 0 | [100.0, 200.0, 300.0, 400.0, 1000.0, 1500.0] | 0 | 0
Siemens NH-1-80 | Siemens NH-1-80 | 80 | [4800.0, 120.0, 7.0, 0.1, 0.01] | 0 | 0 | [150.58, 250.0, 450.0, 1150.0, 2470.0] | 0 | 0
Siemens NH-2-1000 | Siemens NH-2-1000 | 1000 | [4800.0, 120.0, 7.0, 0.1, 0.004] | 0 | 0 | [1900.0, 3500.0, 8400.0, 24000.0, 52000.0] | 0 | 0
Siemens NH-2-200 | Siemens NH-2-200 | 200 | [4800.0, 120.0, 7.0, 0.1, 0.004] | 0 | 0 | [280.0, 650.0, 1200.0, 3000.0, 7000.0] | 0 | 0
Siemens NH-2-224 | Siemens NH-2-224 | 224 | [4800.0, 120.0, 7.0, 0.2, 0.04, 0.004] | 0 | 0 | [400.0, 750.0, 1453.0, 3025.0, 4315.0, 7600.0] | 0 | 0
Siemens NH-2-250 | Siemens NH-2-250 | 250 | [4800.0, 120.0, 7.0, 0.1, 0.004] | 0 | 0 | [450.0, 800.0, 1650.0, 4000.0, 8500.0] | 0 | 0
Siemens NH-2-315 | Siemens NH-2-315 | 315 | [4800.0, 120.0, 7.0, 0.1, 0.004] | 0 | 0 | [550.0, 920.0, 1900.0, 5000.0, 11000.0] | 0 | 0
Siemens NH-2-355 | Siemens NH-2-355 | 355 | [4800.0, 120.0, 6.0, 0.1, 0.004] | 0 | 0 | [650.0, 1116.27, 2350.0, 5840.0, 12790.0] | 0 | 0
Siemens NH-2-400 | Siemens NH-2-400 | 400 | [4800.0, 120.0, 7.0, 0.1, 0.004] | 0 | 0 | [720.0, 1350.0, 2800.0, 6500.0, 15000.0] | 0 | 0
Siemens NH-2-425 | Siemens NH-2-425 | 425 | [4800.0, 120.0, 7.0, 0.1, 0.004] | 0 | 0 | [850.0, 1500.0, 3050.0, 7500.0, 16500.0] | 0 | 0
Siemens NH-2-630 | Siemens NH-2-630 | 630 | [4800.0, 120.0, 7.0, 0.1, 0.004] | 0 | 0 | [1200.0, 2000.0, 4800.0, 12000.0, 26000.0] | 0 | 0

## dtypes
| element | column | dtype
0 | bus | name | object
1 | bus | vn_kv | float64
2 | bus | type | object
3 | bus | zone | object
4 | bus | in_service | bool
5 | load | name | object
6 | load | bus | uint32
7 | load | p_mw | float64
8 | load | q_mvar | float64
9 | load | const_z_percent | float64
10 | load | const_i_percent | float64
11 | load | sn_mva | float64
12 | load | scaling | float64
13 | load | in_service | bool
14 | load | type | object
15 | ext_grid | name | object
16 | ext_grid | bus | uint32
17 | ext_grid | vm_pu | float64
18 | ext_grid | va_degree | float64
19 | ext_grid | slack_weight | float64
20 | ext_grid | in_service | bool
21 | line | name | object
22 | line | std_type | object
23 | line | from_bus | uint32
24 | line | to_bus | uint32
25 | line | length_km | float64
26 | line | r_ohm_per_km | float64
27 | line | x_ohm_per_km | float64
28 | line | c_nf_per_km | float64
29 | line | g_us_per_km | float64
30 | line | max_i_ka | float64
31 | line | df | float64
32 | line | parallel | uint32
33 | line | type | object
34 | line | in_service | bool
35 | trafo | name | object
36 | trafo | std_type | object
37 | trafo | hv_bus | uint32
38 | trafo | lv_bus | uint32
39 | trafo | sn_mva | float64
40 | trafo | vn_hv_kv | float64
41 | trafo | vn_lv_kv | float64
42 | trafo | vk_percent | float64
43 | trafo | vkr_percent | float64
44 | trafo | pfe_kw | float64
45 | trafo | i0_percent | float64
46 | trafo | shift_degree | float64
47 | trafo | tap_side | object
48 | trafo | tap_neutral | int32
49 | trafo | tap_min | int32
50 | trafo | tap_max | int32
51 | trafo | tap_step_percent | float64
52 | trafo | tap_step_degree | float64
53 | trafo | tap_pos | int32
54 | trafo | tap_phase_shifter | bool
55 | trafo | parallel | uint32
56 | trafo | df | float64
57 | trafo | in_service | bool
58 | line_geodata | coords | object
59 | bus_geodata | x | float64
60 | bus_geodata | y | float64
61 | bus_geodata | coords | object

## parameters
| version | format_version | converged | OPF_converged | name | f_hz | sn_mva
0 | 2.14.6 | 2.14.0 | FALSE | FALSE |  | 50 | 1