## bus
| name | vn_kv | type | zone | in_service
0 | bus_LV_957-32_0_2_node_0 | 0.4 | n |  | TRUE
1 | bus_LV_957-32_0_2_node_1 | 0.4 | n |  | TRUE
2 | bus_LV_957-32_0_2_node_2 | 0.4 | n |  | TRUE
3 | bus_LV_957-32_0_2_node_3 | 0.4 | n |  | TRUE
4 | bus_LV_957-32_0_2_node_4 | 0.4 | n |  | TRUE
5 | bus_LV_957-32_0_2_node_77 | 0.4 | n |  | TRUE
6 | bus_LV_957-32_0_2_node_64 | 0.4 | n |  | TRUE
7 | bus_LV_957-32_0_2_node_24 | 0.4 | n |  | TRUE
8 | bus_LV_957-32_0_2_node_52 | 0.4 | n |  | TRUE
9 | bus_LV_957-32_0_2_node_49 | 0.4 | n |  | TRUE
10 | bus_LV_957-32_0_2_node_21 | 0.4 | n |  | TRUE
11 | bus_LV_957-32_0_2_node_113 | 0.4 | n |  | TRUE
12 | bus_LV_957-32_0_2_node_145 | 0.4 | n |  | TRUE
13 | bus_LV_957-32_0_2_node_18 | 0.4 | n |  | TRUE
14 | bus_LV_957-32_0_2_node_5 | 0.4 | n |  | TRUE
15 | bus_LV_957-32_0_2_node_6 | 0.4 | n |  | TRUE
16 | bus_LV_957-32_0_2_node_7 | 0.4 | n |  | TRUE
17 | bus_LV_957-32_0_2_node_8 | 0.4 | n |  | TRUE
18 | bus_LV_957-32_0_2_node_32 | 0.4 | n |  | TRUE
19 | bus_LV_957-32_0_2_node_108 | 0.4 | n |  | TRUE
20 | bus_LV_957-32_0_2_node_9 | 0.4 | n |  | TRUE
21 | bus_LV_957-32_0_2_node_57 | 0.4 | n |  | TRUE
22 | bus_LV_957-32_0_2_node_31 | 0.4 | n |  | TRUE
23 | bus_LV_957-32_0_2_node_33 | 0.4 | n |  | TRUE
24 | bus_LV_957-32_0_2_node_30 | 0.4 | n |  | TRUE
25 | bus_LV_957-32_0_2_node_109 | 0.4 | n |  | TRUE
26 | bus_LV_957-32_0_2_node_92 | 0.4 | n |  | TRUE
27 | bus_LV_957-32_0_2_node_115 | 0.4 | n |  | TRUE
28 | bus_LV_957-32_0_2_node_10 | 0.4 | n |  | TRUE
29 | bus_LV_957-32_0_2_node_11 | 0.4 | n |  | TRUE
30 | bus_LV_957-32_0_2_node_12 | 0.4 | n |  | TRUE
31 | bus_LV_957-32_0_2_node_13 | 0.4 | n |  | TRUE
32 | bus_LV_957-32_0_2_node_14 | 0.4 | n |  | TRUE
33 | bus_LV_957-32_0_2_node_78 | 0.4 | n |  | TRUE
34 | bus_LV_957-32_0_2_node_93 | 0.4 | n |  | TRUE
35 | bus_LV_957-32_0_2_node_15 | 0.4 | n |  | TRUE
36 | bus_LV_957-32_0_2_node_16 | 0.4 | n |  | TRUE
37 | bus_LV_957-32_0_2_node_17 | 0.4 | n |  | TRUE
38 | bus_LV_957-32_0_2_node_19 | 0.4 | n |  | TRUE
39 | bus_LV_957-32_0_2_node_20 | 0.4 | n |  | TRUE
40 | bus_LV_957-32_0_2_node_72 | 0.4 | n |  | TRUE
41 | bus_LV_957-32_0_2_node_22 | 0.4 | n |  | TRUE
42 | bus_LV_957-32_0_2_node_107 | 0.4 | n |  | TRUE
43 | bus_LV_957-32_0_2_node_29 | 0.4 | n |  | TRUE
44 | bus_LV_957-32_0_2_node_23 | 0.4 | n |  | TRUE
45 | bus_LV_957-32_0_2_node_114 | 0.4 | n |  | TRUE
46 | bus_LV_957-32_0_2_node_47 | 0.4 | n |  | TRUE
47 | bus_LV_957-32_0_2_node_48 | 0.4 | n |  | TRUE
48 | bus_LV_957-32_0_2_node_50 | 0.4 | n |  | TRUE
49 | bus_LV_957-32_0_2_node_51 | 0.4 | n |  | TRUE
50 | bus_LV_957-32_0_2_node_106 | 0.4 | n |  | TRUE
51 | bus_LV_957-32_0_2_node_60 | 0.4 | n |  | TRUE
52 | bus_LV_957-32_0_2_node_61 | 0.4 | n |  | TRUE
53 | bus_LV_957-32_0_2_node_79 | 0.4 | n |  | TRUE
54 | bus_LV_957-32_0_2_node_123 | 0.4 | n |  | TRUE
55 | bus_LV_957-32_0_2_node_124 | 0.4 | n |  | TRUE
56 | bus_LV_957-32_0_2_node_125 | 0.4 | n |  | TRUE
57 | bus_LV_957-32_0_2_node_126 | 0.4 | n |  | TRUE
58 | bus_LV_957-32_0_2_node_132 | 0.4 | n |  | TRUE
59 | bus_LV_957-32_0_2_node_131 | 0.4 | n |  | TRUE
60 | bus_LV_957-32_0_2_node_25 | 0.4 | n |  | TRUE
61 | bus_LV_957-32_0_2_node_98 | 0.4 | n |  | TRUE
62 | bus_LV_957-32_0_2_node_97 | 0.4 | n |  | TRUE
63 | bus_LV_957-32_0_2_node_110 | 0.4 | n |  | TRUE
64 | bus_LV_957-32_0_2_node_26 | 0.4 | n |  | TRUE
65 | bus_LV_957-32_0_2_node_27 | 0.4 | n |  | TRUE
66 | bus_LV_957-32_0_2_node_69 | 0.4 | n |  | TRUE
67 | bus_LV_957-32_0_2_node_70 | 0.4 | n |  | TRUE
68 | bus_LV_957-32_0_2_node_53 | 0.4 | n |  | TRUE
69 | bus_LV_957-32_0_2_node_54 | 0.4 | n |  | TRUE
70 | bus_LV_957-32_0_2_node_34 | 0.4 | n |  | TRUE
71 | bus_LV_957-32_0_2_node_35 | 0.4 | n |  | TRUE
72 | bus_LV_957-32_0_2_node_36 | 0.4 | n |  | TRUE
73 | bus_LV_957-32_0_2_node_37 | 0.4 | n |  | TRUE
74 | bus_LV_957-32_0_2_node_38 | 0.4 | n |  | TRUE
75 | bus_LV_957-32_0_2_node_40 | 0.4 | n |  | TRUE
76 | bus_LV_957-32_0_2_node_41 | 0.4 | n |  | TRUE
77 | bus_LV_957-32_0_2_node_143 | 0.4 | n |  | TRUE
78 | bus_LV_957-32_0_2_node_101 | 0.4 | n |  | TRUE
79 | bus_LV_957-32_0_2_node_39 | 0.4 | n |  | TRUE
80 | bus_LV_957-32_0_2_node_80 | 0.4 | n |  | TRUE
81 | bus_LV_957-32_0_2_node_58 | 0.4 | n |  | TRUE
82 | bus_LV_957-32_0_2_node_68 | 0.4 | n |  | TRUE
83 | bus_LV_957-32_0_2_node_65 | 0.4 | n |  | TRUE
84 | bus_LV_957-32_0_2_node_103 | 0.4 | n |  | TRUE
85 | bus_LV_957-32_0_2_node_104 | 0.4 | n |  | TRUE
86 | bus_LV_957-32_0_2_node_102 | 0.4 | n |  | TRUE
87 | bus_LV_957-32_0_2_node_63 | 0.4 | n |  | TRUE
88 | bus_LV_957-32_0_2_node_76 | 0.4 | n |  | TRUE
89 | bus_LV_957-32_0_2_node_74 | 0.4 | n |  | TRUE
90 | bus_LV_957-32_0_2_node_59 | 0.4 | n |  | TRUE
91 | bus_LV_957-32_0_2_node_73 | 0.4 | n |  | TRUE
92 | bus_LV_957-32_0_2_node_66 | 0.4 | n |  | TRUE
93 | bus_LV_957-32_0_2_node_42 | 0.4 | n |  | TRUE
94 | bus_LV_957-32_0_2_node_43 | 0.4 | n |  | TRUE
95 | bus_LV_957-32_0_2_node_44 | 0.4 | n |  | TRUE
96 | bus_LV_957-32_0_2_node_45 | 0.4 | n |  | TRUE
97 | bus_LV_957-32_0_2_node_86 | 0.4 | n |  | TRUE
98 | bus_LV_957-32_0_2_node_56 | 0.4 | n |  | TRUE
99 | bus_LV_957-32_0_2_node_85 | 0.4 | n |  | TRUE
100 | bus_LV_957-32_0_2_node_62 | 0.4 | n |  | TRUE
101 | bus_LV_957-32_0_2_node_100 | 0.4 | n |  | TRUE
102 | bus_LV_957-32_0_2_node_99 | 0.4 | n |  | TRUE
103 | bus_LV_957-32_0_2_node_55 | 0.4 | n |  | TRUE
104 | bus_LV_957-32_0_2_node_89 | 0.4 | n |  | TRUE
105 | bus_LV_957-32_0_2_node_91 | 0.4 | n |  | TRUE
106 | bus_LV_957-32_0_2_node_87 | 0.4 | n |  | TRUE
107 | bus_LV_957-32_0_2_node_116 | 0.4 | n |  | TRUE
108 | bus_LV_957-32_0_2_node_71 | 0.4 | n |  | TRUE
109 | bus_LV_957-32_0_2_node_75 | 0.4 | n |  | TRUE
110 | bus_LV_957-32_0_2_node_84 | 0.4 | n |  | TRUE
111 | bus_LV_957-32_0_2_node_118 | 0.4 | n |  | TRUE
112 | bus_LV_957-32_0_2_node_81 | 0.4 | n |  | TRUE
113 | bus_LV_957-32_0_2_node_82 | 0.4 | n |  | TRUE
114 | bus_LV_957-32_0_2_node_83 | 0.4 | n |  | TRUE
115 | bus_LV_957-32_0_2_node_105 | 0.4 | n |  | TRUE
116 | bus_LV_957-32_0_2_node_117 | 0.4 | n |  | TRUE
117 | bus_LV_957-32_0_2_node_88 | 0.4 | n |  | TRUE
118 | bus_LV_957-32_0_2_node_90 | 0.4 | n |  | TRUE
119 | bus_LV_957-32_0_2_node_94 | 0.4 | n |  | TRUE
120 | bus_LV_957-32_0_2_node_96 | 0.4 | n |  | TRUE
121 | bus_LV_957-32_0_2_node_133 | 0.4 | n |  | TRUE
122 | bus_LV_957-32_0_2_node_134 | 0.4 | n |  | TRUE
123 | bus_LV_957-32_0_2_node_135 | 0.4 | n |  | TRUE
124 | bus_LV_957-32_0_2_node_142 | 0.4 | n |  | TRUE
125 | bus_LV_957-32_0_2_node_121 | 0.4 | n |  | TRUE
126 | bus_LV_957-32_0_2_node_141 | 0.4 | n |  | TRUE
127 | bus_LV_957-32_0_2_node_140 | 0.4 | n |  | TRUE
128 | bus_LV_957-32_0_2_node_119 | 0.4 | n |  | TRUE
129 | bus_LV_957-32_0_2_node_120 | 0.4 | n |  | TRUE
130 | bus_LV_957-32_0_2_node_122 | 0.4 | n |  | TRUE
131 | bus_LV_957-32_0_2_node_137 | 0.4 | n |  | TRUE
132 | bus_LV_957-32_0_2_node_139 | 0.4 | n |  | TRUE
133 | bus_LV_957-32_0_2_node_111 | 0.4 | n |  | TRUE
134 | bus_LV_957-32_0_2_node_112 | 0.4 | n |  | TRUE
135 | bus_LV_957-32_0_2_node_136 | 0.4 | n |  | TRUE
136 | bus_LV_957-32_0_2_node_127 | 0.4 | n |  | TRUE
137 | bus_LV_957-32_0_2_node_130 | 0.4 | n |  | TRUE
138 | bus_LV_957-32_0_2_node_128 | 0.4 | n |  | TRUE
139 | bus_LV_957-32_0_2_node_129 | 0.4 | n |  | TRUE
140 | bus_LV_957-32_0_2_node_138 | 0.4 | n |  | TRUE
141 | bus_MV_0_node_93 | 20 | n |  | TRUE

## load
| name | bus | p_mw | q_mvar | const_z_percent | const_i_percent | sn_mva | scaling | in_service | type
0 | LV_957-32_0_2_load_0 | 0 | 7.7793e-05 | 1.9497e-05 | 0 | 0 |  | 1 | TRUE | wye
1 | LV_957-32_0_2_load_1 | 1 | 8.0447e-05 | 2.0162e-05 | 0 | 0 |  | 1 | TRUE | wye
2 | LV_957-32_0_2_load_3 | 3 | 9.7744e-05 | 2.4497e-05 | 0 | 0 |  | 1 | TRUE | wye
3 | LV_957-32_0_2_load_77 | 5 | 5.2501e-05 | 1.3158e-05 | 0 | 0 |  | 1 | TRUE | wye
4 | LV_957-32_0_2_load_64 | 6 | 0.00079463 | 0.00019915 | 0 | 0 |  | 1 | TRUE | wye
5 | LV_957-32_0_2_load_24 | 7 | 7.3529e-05 | 1.8428e-05 | 0 | 0 |  | 1 | TRUE | wye
6 | LV_957-32_0_2_load_52 | 8 | 0.00025017 | 6.2699e-05 | 0 | 0 |  | 1 | TRUE | wye
7 | LV_957-32_0_2_load_113 | 11 | 6.8452e-05 | 1.7156e-05 | 0 | 0 |  | 1 | TRUE | wye
8 | LV_957-32_0_2_load_145 | 12 | 5.1601e-05 | 1.2933e-05 | 0 | 0 |  | 1 | TRUE | wye
9 | LV_957-32_0_2_load_5 | 14 | 0.00012841 | 3.2183e-05 | 0 | 0 |  | 1 | TRUE | wye
10 | LV_957-32_0_2_load_6 | 15 | 0.00048101 | 0.00012055 | 0 | 0 |  | 1 | TRUE | wye
11 | LV_957-32_0_2_load_108 | 19 | 9.3824e-05 | 2.3515e-05 | 0 | 0 |  | 1 | TRUE | wye
12 | LV_957-32_0_2_load_31 | 22 | 0.00033508 | 8.3978e-05 | 0 | 0 |  | 1 | TRUE | wye
13 | LV_957-32_0_2_load_33 | 23 | 0.0001224 | 3.0676e-05 | 0 | 0 |  | 1 | TRUE | wye
14 | LV_957-32_0_2_load_30 | 24 | 8.0665e-05 | 2.0216e-05 | 0 | 0 |  | 1 | TRUE | wye
15 | LV_957-32_0_2_load_109 | 25 | 0.00078461 | 0.00019664 | 0 | 0 |  | 1 | TRUE | wye
16 | LV_957-32_0_2_load_92 | 26 | 0.00033264 | 8.3367e-05 | 0 | 0 |  | 1 | TRUE | wye
17 | LV_957-32_0_2_load_115 | 27 | 0.00018564 | 4.6527e-05 | 0 | 0 |  | 1 | TRUE | wye
18 | LV_957-32_0_2_load_10 | 28 | 0.00047176 | 0.00011824 | 0 | 0 |  | 1 | TRUE | wye
19 | LV_957-32_0_2_load_11 | 29 | 0.00024399 | 6.1151e-05 | 0 | 0 |  | 1 | TRUE | wye
20 | LV_957-32_0_2_load_12 | 30 | 0.0011056 | 0.0002771 | 0 | 0 |  | 1 | TRUE | wye
21 | LV_957-32_0_2_load_14 | 32 | 0.0018504 | 0.00046375 | 0 | 0 |  | 1 | TRUE | wye
22 | LV_957-32_0_2_load_93 | 34 | 0.00044998 | 0.00011278 | 0 | 0 |  | 1 | TRUE | wye
23 | LV_957-32_0_2_load_15 | 35 | 4.8712e-05 | 1.2208e-05 | 0 | 0 |  | 1 | TRUE | wye
24 | LV_957-32_0_2_load_16 | 36 | 0.00014774 | 3.7028e-05 | 0 | 0 |  | 1 | TRUE | wye
25 | LV_957-32_0_2_load_17 | 37 | 8.9654e-05 | 2.2469e-05 | 0 | 0 |  | 1 | TRUE | wye
26 | LV_957-32_0_2_load_19 | 38 | 0.00028768 | 7.2098e-05 | 0 | 0 |  | 1 | TRUE | wye
27 | LV_957-32_0_2_load_22 | 41 | 4.936e-05 | 1.2371e-05 | 0 | 0 |  | 1 | TRUE | wye
28 | LV_957-32_0_2_load_107 | 42 | 0.00034593 | 8.6699e-05 | 0 | 0 |  | 1 | TRUE | wye
29 | LV_957-32_0_2_load_114 | 45 | 0.00021463 | 5.3791e-05 | 0 | 0 |  | 1 | TRUE | wye
30 | LV_957-32_0_2_load_47 | 46 | 0.00021478 | 5.3828e-05 | 0 | 0 |  | 1 | TRUE | wye
31 | LV_957-32_0_2_load_48 | 47 | 8.654e-05 | 2.1689e-05 | 0 | 0 |  | 1 | TRUE | wye
32 | LV_957-32_0_2_load_50 | 48 | 7.8512e-05 | 1.9677e-05 | 0 | 0 |  | 1 | TRUE | wye
33 | LV_957-32_0_2_load_51 | 49 | 0.00014904 | 3.7352e-05 | 0 | 0 |  | 1 | TRUE | wye
34 | LV_957-32_0_2_load_106 | 50 | 0.00012634 | 3.1665e-05 | 0 | 0 |  | 1 | TRUE | wye
35 | LV_957-32_0_2_load_61 | 52 | 0.00012639 | 3.1676e-05 | 0 | 0 |  | 1 | TRUE | wye
36 | LV_957-32_0_2_load_79 | 53 | 0.00018891 | 4.7345e-05 | 0 | 0 |  | 1 | TRUE | wye
37 | LV_957-32_0_2_load_123 | 54 | 9.505e-05 | 2.3822e-05 | 0 | 0 |  | 1 | TRUE | wye
38 | LV_957-32_0_2_load_124 | 55 | 6.7404e-05 | 1.6893e-05 | 0 | 0 |  | 1 | TRUE | wye
39 | LV_957-32_0_2_load_126 | 57 | 0.00037109 | 9.3004e-05 | 0 | 0 |  | 1 | TRUE | wye
40 | LV_957-32_0_2_load_131 | 59 | 8.4771e-05 | 2.1246e-05 | 0 | 0 |  | 1 | TRUE | wye
41 | LV_957-32_0_2_load_97 | 62 | 0.00049049 | 0.00012293 | 0 | 0 |  | 1 | TRUE | wye
42 | LV_957-32_0_2_load_110 | 63 | 3.5397e-05 | 8.8714e-06 | 0 | 0 |  | 1 | TRUE | wye
43 | LV_957-32_0_2_load_26 | 64 | 0.00022902 | 5.7397e-05 | 0 | 0 |  | 1 | TRUE | wye
44 | LV_957-32_0_2_load_69 | 66 | 9.3721e-05 | 2.3489e-05 | 0 | 0 |  | 1 | TRUE | wye
45 | LV_957-32_0_2_load_70 | 67 | 0.00031989 | 8.0173e-05 | 0 | 0 |  | 1 | TRUE | wye
46 | LV_957-32_0_2_load_53 | 68 | 8.3279e-05 | 2.0872e-05 | 0 | 0 |  | 1 | TRUE | wye
47 | LV_957-32_0_2_load_34 | 70 | 0.00059886 | 0.00015009 | 0 | 0 |  | 1 | TRUE | wye
48 | LV_957-32_0_2_load_35 | 71 | 9.7308e-05 | 2.4388e-05 | 0 | 0 |  | 1 | TRUE | wye
49 | LV_957-32_0_2_load_40 | 75 | 0.00065252 | 0.00016354 | 0 | 0 |  | 1 | TRUE | wye
50 | LV_957-32_0_2_load_143 | 77 | 0.00037215 | 9.3269e-05 | 0 | 0 |  | 1 | TRUE | wye
51 | LV_957-32_0_2_load_39 | 79 | 0.00069306 | 0.0001737 | 0 | 0 |  | 1 | TRUE | wye
52 | LV_957-32_0_2_load_68 | 82 | 0.00010759 | 2.6964e-05 | 0 | 0 |  | 1 | TRUE | wye
53 | LV_957-32_0_2_load_65 | 83 | 8.8458e-05 | 2.217e-05 | 0 | 0 |  | 1 | TRUE | wye
54 | LV_957-32_0_2_load_103 | 84 | 0.00032455 | 8.134e-05 | 0 | 0 |  | 1 | TRUE | wye
55 | LV_957-32_0_2_load_104 | 85 | 0.00034636 | 8.6807e-05 | 0 | 0 |  | 1 | TRUE | wye
56 | LV_957-32_0_2_load_74 | 89 | 0.00018184 | 4.5573e-05 | 0 | 0 |  | 1 | TRUE | wye
57 | LV_957-32_0_2_load_59 | 90 | 0.00010519 | 2.6363e-05 | 0 | 0 |  | 1 | TRUE | wye
58 | LV_957-32_0_2_load_73 | 91 | 8.1894e-05 | 2.0525e-05 | 0 | 0 |  | 1 | TRUE | wye
59 | LV_957-32_0_2_load_66 | 92 | 0.00016867 | 4.2273e-05 | 0 | 0 |  | 1 | TRUE | wye
60 | LV_957-32_0_2_load_42 | 93 | 0.0002561 | 6.4185e-05 | 0 | 0 |  | 1 | TRUE | wye
61 | LV_957-32_0_2_load_44 | 95 | 0.00020472 | 5.1307e-05 | 0 | 0 |  | 1 | TRUE | wye
62 | LV_957-32_0_2_load_45 | 96 | 0.00013132 | 3.2911e-05 | 0 | 0 |  | 1 | TRUE | wye
63 | LV_957-32_0_2_load_86 | 97 | 0.00018487 | 4.6333e-05 | 0 | 0 |  | 1 | TRUE | wye
64 | LV_957-32_0_2_load_85 | 99 | 0.00072567 | 0.00018187 | 0 | 0 |  | 1 | TRUE | wye
65 | LV_957-32_0_2_load_62 | 100 | 0.0010864 | 0.00027228 | 0 | 0 |  | 1 | TRUE | wye
66 | LV_957-32_0_2_load_100 | 101 | 0.0001477 | 3.7016e-05 | 0 | 0 |  | 1 | TRUE | wye
67 | LV_957-32_0_2_load_99 | 102 | 0.00016989 | 4.2578e-05 | 0 | 0 |  | 1 | TRUE | wye
68 | LV_957-32_0_2_load_55 | 103 | 0.00017816 | 4.465e-05 | 0 | 0 |  | 1 | TRUE | wye
69 | LV_957-32_0_2_load_91 | 105 | 0.0012139 | 0.00030424 | 0 | 0 |  | 1 | TRUE | wye
70 | LV_957-32_0_2_load_87 | 106 | 0.00014105 | 3.5352e-05 | 0 | 0 |  | 1 | TRUE | wye
71 | LV_957-32_0_2_load_84 | 110 | 0.00015636 | 3.9187e-05 | 0 | 0 |  | 1 | TRUE | wye
72 | LV_957-32_0_2_load_118 | 111 | 0.00018619 | 4.6664e-05 | 0 | 0 |  | 1 | TRUE | wye
73 | LV_957-32_0_2_load_81 | 112 | 0.00016616 | 4.1644e-05 | 0 | 0 |  | 1 | TRUE | wye
74 | LV_957-32_0_2_load_82 | 113 | 0.00018821 | 4.717e-05 | 0 | 0 |  | 1 | TRUE | wye
75 | LV_957-32_0_2_load_83 | 114 | 9.3737e-05 | 2.3493e-05 | 0 | 0 |  | 1 | TRUE | wye
76 | LV_957-32_0_2_load_88 | 117 | 0.00022219 | 5.5687e-05 | 0 | 0 |  | 1 | TRUE | wye
77 | LV_957-32_0_2_load_90 | 118 | 8.209e-05 | 2.0574e-05 | 0 | 0 |  | 1 | TRUE | wye
78 | LV_957-32_0_2_load_94 | 119 | 0.0003575 | 8.9597e-05 | 0 | 0 |  | 1 | TRUE | wye
79 | LV_957-32_0_2_load_96 | 120 | 0.00011733 | 2.9405e-05 | 0 | 0 |  | 1 | TRUE | wye
80 | LV_957-32_0_2_load_133 | 121 | 0.00010303 | 2.5822e-05 | 0 | 0 |  | 1 | TRUE | wye
81 | LV_957-32_0_2_load_142 | 124 | 0.00023174 | 5.8081e-05 | 0 | 0 |  | 1 | TRUE | wye
82 | LV_957-32_0_2_load_141 | 126 | 0.00058328 | 0.00014618 | 0 | 0 |  | 1 | TRUE | wye
83 | LV_957-32_0_2_load_140 | 127 | 5.4114e-05 | 1.3562e-05 | 0 | 0 |  | 1 | TRUE | wye
84 | LV_957-32_0_2_load_119 | 128 | 0.00023346 | 5.851e-05 | 0 | 0 |  | 1 | TRUE | wye
85 | LV_957-32_0_2_load_139 | 132 | 0.00022459 | 5.6288e-05 | 0 | 0 |  | 1 | TRUE | wye
86 | LV_957-32_0_2_load_112 | 134 | 0.00035111 | 8.7997e-05 | 0 | 0 |  | 1 | TRUE | wye
87 | LV_957-32_0_2_load_136 | 135 | 6.0442e-05 | 1.5148e-05 | 0 | 0 |  | 1 | TRUE | wye
88 | LV_957-32_0_2_load_128 | 138 | 7.3801e-05 | 1.8496e-05 | 0 | 0 |  | 1 | TRUE | wye
89 | LV_957-32_0_2_load_129 | 139 | 0.00018907 | 4.7386e-05 | 0 | 0 |  | 1 | TRUE | wye
90 | LV_957-32_0_2_load_138 | 140 | 0.00013608 | 3.4106e-05 | 0 | 0 |  | 1 | TRUE | wye

## ext_grid
| name | bus | vm_pu | va_degree | slack_weight | in_service
0 |  | 34 | 1 | 0 | 1 | TRUE

## line
| name | std_type | from_bus | to_bus | length_km | r_ohm_per_km | x_ohm_per_km | c_nf_per_km | g_us_per_km | max_i_ka | df | parallel | type | in_service
0 | LV_957-32_0_2_line_0 | NAYY 4x150 SE | 0 | 1 | 0.0032462 | 0.208 | 0.08 | 261 | 0 | 0.27 | 1 | 1 | cs | TRUE
1 | LV_957-32_0_2_line_1 | NAYY 4x150 SE | 0 | 2 | 0.042382 | 0.208 | 0.08 | 261 | 0 | 0.27 | 1 | 1 | cs | TRUE
2 | LV_957-32_0_2_line_2 | NAYY 4x150 SE | 1 | 3 | 0.023421 | 0.208 | 0.08 | 261 | 0 | 0.27 | 1 | 1 | cs | TRUE
3 | LV_957-32_0_2_line_3 | NAYY 4x150 SE | 2 | 4 | 0.044627 | 0.208 | 0.08 | 261 | 0 | 0.27 | 1 | 1 | cs | TRUE
4 | LV_957-32_0_2_line_4 | NAYY 4x150 SE | 3 | 8 | 0.047909 | 0.208 | 0.08 | 261 | 0 | 0.27 | 1 | 1 | cs | TRUE
5 | LV_957-32_0_2_line_5 | NAYY 4x150 SE | 4 | 6 | 0.0062384 | 0.208 | 0.08 | 261 | 0 | 0.27 | 1 | 1 | cs | TRUE
6 | LV_957-32_0_2_line_6 | NAYY 4x150 SE | 5 | 6 | 0.38592 | 0.208 | 0.08 | 261 | 0 | 0.27 | 1 | 1 | cs | TRUE
7 | LV_957-32_0_2_line_7 | NAYY 4x150 SE | 5 | 7 | 0.0044862 | 0.208 | 0.08 | 261 | 0 | 0.27 | 1 | 1 | cs | TRUE
8 | LV_957-32_0_2_line_8 | NAYY 4x150 SE | 7 | 44 | 0.018284 | 0.208 | 0.08 | 261 | 0 | 0.27 | 1 | 1 | cs | TRUE
9 | LV_957-32_0_2_line_9 | NAYY 4x150 SE | 8 | 9 | 0.0051611 | 0.208 | 0.08 | 261 | 0 | 0.27 | 1 | 1 | cs | TRUE
10 | LV_957-32_0_2_line_10 | NAYY 4x150 SE | 9 | 49 | 0.02829 | 0.208 | 0.08 | 261 | 0 | 0.27 | 1 | 1 | cs | TRUE
11 | LV_957-32_0_2_line_11 | NAYY 4x150 SE | 9 | 46 | 0.021496 | 0.208 | 0.08 | 261 | 0 | 0.27 | 1 | 1 | cs | TRUE
12 | LV_957-32_0_2_line_12 | NAYY 4x150 SE | 10 | 11 | 0.19156 | 0.208 | 0.08 | 261 | 0 | 0.27 | 1 | 1 | cs | TRUE
13 | LV_957-32_0_2_line_13 | NAYY 4x150 SE | 10 | 12 | 0.41748 | 0.208 | 0.08 | 261 | 0 | 0.27 | 1 | 1 | cs | TRUE
14 | LV_957-32_0_2_line_14 | NAYY 4x150 SE | 10 | 13 | 0.24274 | 0.208 | 0.08 | 261 | 0 | 0.27 | 1 | 1 | cs | TRUE
15 | LV_957-32_0_2_line_15 | NAYY 4x150 SE | 11 | 45 | 0.0083146 | 0.208 | 0.08 | 261 | 0 | 0.27 | 1 | 1 | cs | TRUE
16 | LV_957-32_0_2_line_16 | NAYY 4x150 SE | 12 | 56 | 0.26482 | 0.208 | 0.08 | 261 | 0 | 0.27 | 1 | 1 | cs | TRUE
17 | LV_957-32_0_2_line_17 | NAYY 4x150 SE | 13 | 39 | 0.005844 | 0.208 | 0.08 | 261 | 0 | 0.27 | 1 | 1 | cs | TRUE
18 | LV_957-32_0_2_line_18 | NAYY 4x150 SE | 13 | 36 | 0.080978 | 0.208 | 0.08 | 261 | 0 | 0.27 | 1 | 1 | cs | TRUE
19 | LV_957-32_0_2_line_19 | NAYY 4x150 SE | 14 | 15 | 0.0062604 | 0.208 | 0.08 | 261 | 0 | 0.27 | 1 | 1 | cs | TRUE
20 | LV_957-32_0_2_line_20 | NAYY 4x150 SE | 14 | 16 | 0.028885 | 0.208 | 0.08 | 261 | 0 | 0.27 | 1 | 1 | cs | TRUE
21 | LV_957-32_0_2_line_21 | NAYY 4x150 SE | 16 | 17 | 0.066847 | 0.208 | 0.08 | 261 | 0 | 0.27 | 1 | 1 | cs | TRUE
22 | LV_957-32_0_2_line_22 | NAYY 4x150 SE | 17 | 18 | 0.002686 | 0.208 | 0.08 | 261 | 0 | 0.27 | 1 | 1 | cs | TRUE
23 | LV_957-32_0_2_line_23 | NAYY 4x150 SE | 17 | 19 | 0.015031 | 0.208 | 0.08 | 261 | 0 | 0.27 | 1 | 1 | cs | TRUE
24 | LV_957-32_0_2_line_24 | NAYY 4x150 SE | 18 | 23 | 0.015431 | 0.208 | 0.08 | 261 | 0 | 0.27 | 1 | 1 | cs | TRUE
25 | LV_957-32_0_2_line_25 | NAYY 4x150 SE | 18 | 24 | 0.025659 | 0.208 | 0.08 | 261 | 0 | 0.27 | 1 | 1 | cs | TRUE
26 | LV_957-32_0_2_line_26 | NAYY 4x150 SE | 19 | 25 | 0.0086184 | 0.208 | 0.08 | 261 | 0 | 0.27 | 1 | 1 | cs | TRUE
27 | LV_957-32_0_2_line_27 | NAYY 4x150 SE | 20 | 21 | 0.006542 | 0.208 | 0.08 | 261 | 0 | 0.27 | 1 | 1 | cs | TRUE
28 | LV_957-32_0_2_line_28 | NAYY 4x150 SE | 20 | 22 | 0.010981 | 0.208 | 0.08 | 261 | 0 | 0.27 | 1 | 1 | cs | TRUE
29 | LV_957-32_0_2_line_29 | NAYY 4x150 SE | 21 | 26 | 0.078508 | 0.208 | 0.08 | 261 | 0 | 0.27 | 1 | 1 | cs | TRUE
30 | LV_957-32_0_2_line_30 | NAYY 4x150 SE | 21 | 27 | 0.04808 | 0.208 | 0.08 | 261 | 0 | 0.27 | 1 | 1 | cs | TRUE
31 | LV_957-32_0_2_line_31 | NAYY 4x150 SE | 22 | 24 | 0.025689 | 0.208 | 0.08 | 261 | 0 | 0.27 | 1 | 1 | cs | TRUE
32 | LV_957-32_0_2_line_32 | NAYY 4x150 SE | 23 | 68 | 0.0067235 | 0.208 | 0.08 | 261 | 0 | 0.27 | 1 | 1 | cs | TRUE
33 | LV_957-32_0_2_line_33 | NAYY 4x150 SE | 26 | 31 | 0.088501 | 0.208 | 0.08 | 261 | 0 | 0.27 | 1 | 1 | cs | TRUE
34 | LV_957-32_0_2_line_34 | NAYY 4x150 SE | 27 | 107 | 0.018419 | 0.208 | 0.08 | 261 | 0 | 0.27 | 1 | 1 | cs | TRUE
35 | LV_957-32_0_2_line_35 | NAYY 4x150 SE | 28 | 29 | 0.025386 | 0.208 | 0.08 | 261 | 0 | 0.27 | 1 | 1 | cs | TRUE
36 | LV_957-32_0_2_line_36 | NAYY 4x150 SE | 28 | 30 | 0.04679 | 0.208 | 0.08 | 261 | 0 | 0.27 | 1 | 1 | cs | TRUE
37 | LV_957-32_0_2_line_37 | NAYY 4x150 SE | 29 | 31 | 0.09044 | 0.208 | 0.08 | 261 | 0 | 0.27 | 1 | 1 | cs | TRUE
38 | LV_957-32_0_2_line_38 | NAYY 4x150 SE | 30 | 32 | 0.070284 | 0.208 | 0.08 | 261 | 0 | 0.27 | 1 | 1 | cs | TRUE
39 | LV_957-32_0_2_line_39 | NAYY 4x150 SE | 32 | 33 | 0.085425 | 0.208 | 0.08 | 261 | 0 | 0.27 | 1 | 1 | cs | TRUE
40 | LV_957-32_0_2_line_40 | NAYY 4x150 SE | 33 | 34 | 0.02396 | 0.208 | 0.08 | 261 | 0 | 0.27 | 1 | 1 | cs | TRUE
41 | LV_957-32_0_2_line_41 | NAYY 4x150 SE | 34 | 109 | 0.13161 | 0.208 | 0.08 | 261 | 0 | 0.27 | 1 | 1 | cs | TRUE
42 | LV_957-32_0_2_line_42 | NAYY 4x150 SE | 35 | 36 | 0.055697 | 0.208 | 0.08 | 261 | 0 | 0.27 | 1 | 1 | cs | TRUE
43 | LV_957-32_0_2_line_43 | NAYY 4x150 SE | 35 | 37 | 0.010936 | 0.208 | 0.08 | 261 | 0 | 0.27 | 1 | 1 | cs | TRUE
44 | LV_957-32_0_2_line_44 | NAYY 4x150 SE | 37 | 38 | 0.022469 | 0.208 | 0.08 | 261 | 0 | 0.27 | 1 | 1 | cs | TRUE
45 | LV_957-32_0_2_line_45 | NAYY 4x150 SE | 38 | 40 | 0.18931 | 0.208 | 0.08 | 261 | 0 | 0.27 | 1 | 1 | cs | TRUE
46 | LV_957-32_0_2_line_46 | NAYY 4x150 SE | 39 | 41 | 0.058861 | 0.208 | 0.08 | 261 | 0 | 0.27 | 1 | 1 | cs | TRUE
47 | LV_957-32_0_2_line_47 | NAYY 4x150 SE | 40 | 42 | 0.031401 | 0.208 | 0.08 | 261 | 0 | 0.27 | 1 | 1 | cs | TRUE
48 | LV_957-32_0_2_line_48 | NAYY 4x150 SE | 40 | 43 | 0.03226 | 0.208 | 0.08 | 261 | 0 | 0.27 | 1 | 1 | cs | TRUE
49 | LV_957-32_0_2_line_49 | NAYY 4x150 SE | 41 | 44 | 0.045947 | 0.208 | 0.08 | 261 | 0 | 0.27 | 1 | 1 | cs | TRUE
50 | LV_957-32_0_2_line_50 | NAYY 4x150 SE | 43 | 66 | 0.0070189 | 0.208 | 0.08 | 261 | 0 | 0.27 | 1 | 1 | cs | TRUE
51 | LV_957-32_0_2_line_51 | NAYY 4x150 SE | 43 | 65 | 0.048645 | 0.208 | 0.08 | 261 | 0 | 0.27 | 1 | 1 | cs | TRUE
52 | LV_957-32_0_2_line_52 | NAYY 4x150 SE | 44 | 60 | 0.020937 | 0.208 | 0.08 | 261 | 0 | 0.27 | 1 | 1 | cs | TRUE
53 | LV_957-32_0_2_line_53 | NAYY 4x150 SE | 46 | 47 | 0.01477 | 0.208 | 0.08 | 261 | 0 | 0.27 | 1 | 1 | cs | TRUE
54 | LV_957-32_0_2_line_54 | NAYY 4x150 SE | 47 | 48 | 0.021887 | 0.208 | 0.08 | 261 | 0 | 0.27 | 1 | 1 | cs | TRUE
55 | LV_957-32_0_2_line_55 | NAYY 4x150 SE | 48 | 50 | 0.00016066 | 0.208 | 0.08 | 261 | 0 | 0.27 | 1 | 1 | cs | TRUE
56 | LV_957-32_0_2_line_56 | NAYY 4x150 SE | 49 | 51 | 0.014969 | 0.208 | 0.08 | 261 | 0 | 0.27 | 1 | 1 | cs | TRUE
57 | LV_957-32_0_2_line_57 | NAYY 4x150 SE | 51 | 52 | 0.03701 | 0.208 | 0.08 | 261 | 0 | 0.27 | 1 | 1 | cs | TRUE
58 | LV_957-32_0_2_line_58 | NAYY 4x150 SE | 52 | 53 | 0.023657 | 0.208 | 0.08 | 261 | 0 | 0.27 | 1 | 1 | cs | TRUE
59 | LV_957-32_0_2_line_59 | NAYY 4x150 SE | 54 | 55 | 0.011368 | 0.208 | 0.08 | 261 | 0 | 0.27 | 1 | 1 | cs | TRUE
60 | LV_957-32_0_2_line_60 | NAYY 4x150 SE | 54 | 56 | 0.22781 | 0.208 | 0.08 | 261 | 0 | 0.27 | 1 | 1 | cs | TRUE
61 | LV_957-32_0_2_line_61 | NAYY 4x150 SE | 55 | 57 | 0.032508 | 0.208 | 0.08 | 261 | 0 | 0.27 | 1 | 1 | cs | TRUE
62 | LV_957-32_0_2_line_62 | NAYY 4x150 SE | 56 | 136 | 0.015319 | 0.208 | 0.08 | 261 | 0 | 0.27 | 1 | 1 | cs | TRUE
63 | LV_957-32_0_2_line_63 | NAYY 4x150 SE | 57 | 58 | 0.037659 | 0.208 | 0.08 | 261 | 0 | 0.27 | 1 | 1 | cs | TRUE
64 | LV_957-32_0_2_line_64 | NAYY 4x150 SE | 58 | 59 | 0.020669 | 0.208 | 0.08 | 261 | 0 | 0.27 | 1 | 1 | cs | TRUE
65 | LV_957-32_0_2_line_65 | NAYY 4x150 SE | 60 | 61 | 0.20605 | 0.208 | 0.08 | 261 | 0 | 0.27 | 1 | 1 | cs | TRUE
66 | LV_957-32_0_2_line_66 | NAYY 4x150 SE | 60 | 62 | 0.014185 | 0.208 | 0.08 | 261 | 0 | 0.27 | 1 | 1 | cs | TRUE
67 | LV_957-32_0_2_line_67 | NAYY 4x150 SE | 61 | 63 | 0.0078241 | 0.208 | 0.08 | 261 | 0 | 0.27 | 1 | 1 | cs | TRUE
68 | LV_957-32_0_2_line_68 | NAYY 4x150 SE | 63 | 133 | 0.044743 | 0.208 | 0.08 | 261 | 0 | 0.27 | 1 | 1 | cs | TRUE
69 | LV_957-32_0_2_line_69 | NAYY 4x150 SE | 64 | 65 | 0.00917 | 0.208 | 0.08 | 261 | 0 | 0.27 | 1 | 1 | cs | TRUE
70 | LV_957-32_0_2_line_70 | NAYY 4x150 SE | 66 | 67 | 0.020027 | 0.208 | 0.08 | 261 | 0 | 0.27 | 1 | 1 | cs | TRUE
71 | LV_957-32_0_2_line_71 | NAYY 4x150 SE | 67 | 108 | 0.048058 | 0.208 | 0.08 | 261 | 0 | 0.27 | 1 | 1 | cs | TRUE
72 | LV_957-32_0_2_line_72 | NAYY 4x150 SE | 68 | 69 | 0.0065487 | 0.208 | 0.08 | 261 | 0 | 0.27 | 1 | 1 | cs | TRUE
73 | LV_957-32_0_2_line_73 | NAYY 4x150 SE | 69 | 103 | 0.012581 | 0.208 | 0.08 | 261 | 0 | 0.27 | 1 | 1 | cs | TRUE
74 | LV_957-32_0_2_line_74 | NAYY 4x150 SE | 69 | 98 | 0.031819 | 0.208 | 0.08 | 261 | 0 | 0.27 | 1 | 1 | cs | TRUE
75 | LV_957-32_0_2_line_75 | NAYY 4x150 SE | 70 | 71 | 0.028117 | 0.208 | 0.08 | 261 | 0 | 0.27 | 1 | 1 | cs | TRUE
76 | LV_957-32_0_2_line_76 | NAYY 4x150 SE | 70 | 72 | 0.012182 | 0.208 | 0.08 | 261 | 0 | 0.27 | 1 | 1 | cs | TRUE
77 | LV_957-32_0_2_line_77 | NAYY 4x150 SE | 71 | 73 | 0.013511 | 0.208 | 0.08 | 261 | 0 | 0.27 | 1 | 1 | cs | TRUE
78 | LV_957-32_0_2_line_78 | NAYY 4x150 SE | 72 | 74 | 0.2979 | 0.208 | 0.08 | 261 | 0 | 0.27 | 1 | 1 | cs | TRUE
79 | LV_957-32_0_2_line_79 | NAYY 4x150 SE | 73 | 75 | 0.028897 | 0.208 | 0.08 | 261 | 0 | 0.27 | 1 | 1 | cs | TRUE
80 | LV_957-32_0_2_line_80 | NAYY 4x150 SE | 73 | 76 | 0.040072 | 0.208 | 0.08 | 261 | 0 | 0.27 | 1 | 1 | cs | TRUE
81 | LV_957-32_0_2_line_81 | NAYY 4x150 SE | 74 | 77 | 0.057861 | 0.208 | 0.08 | 261 | 0 | 0.27 | 1 | 1 | cs | TRUE
82 | LV_957-32_0_2_line_82 | NAYY 4x150 SE | 74 | 78 | 0.21793 | 0.208 | 0.08 | 261 | 0 | 0.27 | 1 | 1 | cs | TRUE
83 | LV_957-32_0_2_line_83 | NAYY 4x150 SE | 75 | 81 | 0.11763 | 0.208 | 0.08 | 261 | 0 | 0.27 | 1 | 1 | cs | TRUE
84 | LV_957-32_0_2_line_84 | NAYY 4x150 SE | 76 | 82 | 0.032845 | 0.208 | 0.08 | 261 | 0 | 0.27 | 1 | 1 | cs | TRUE
85 | LV_957-32_0_2_line_85 | NAYY 4x150 SE | 76 | 83 | 0.0089971 | 0.208 | 0.08 | 261 | 0 | 0.27 | 1 | 1 | cs | TRUE
86 | LV_957-32_0_2_line_86 | NAYY 4x150 SE | 77 | 84 | 0.30554 | 0.208 | 0.08 | 261 | 0 | 0.27 | 1 | 1 | cs | TRUE
87 | LV_957-32_0_2_line_87 | NAYY 4x150 SE | 78 | 85 | 0.016865 | 0.208 | 0.08 | 261 | 0 | 0.27 | 1 | 1 | cs | TRUE
88 | LV_957-32_0_2_line_88 | NAYY 4x150 SE | 79 | 80 | 0.0072731 | 0.208 | 0.08 | 261 | 0 | 0.27 | 1 | 1 | cs | TRUE
89 | LV_957-32_0_2_line_89 | NAYY 4x150 SE | 80 | 88 | 0.040802 | 0.208 | 0.08 | 261 | 0 | 0.27 | 1 | 1 | cs | TRUE
90 | LV_957-32_0_2_line_90 | NAYY 4x150 SE | 80 | 89 | 0.030748 | 0.208 | 0.08 | 261 | 0 | 0.27 | 1 | 1 | cs | TRUE
91 | LV_957-32_0_2_line_91 | NAYY 4x150 SE | 81 | 90 | 0.03978 | 0.208 | 0.08 | 261 | 0 | 0.27 | 1 | 1 | cs | TRUE
92 | LV_957-32_0_2_line_92 | NAYY 4x150 SE | 82 | 91 | 0.001986 | 0.208 | 0.08 | 261 | 0 | 0.27 | 1 | 1 | cs | TRUE
93 | LV_957-32_0_2_line_93 | NAYY 4x150 SE | 83 | 92 | 0.018851 | 0.208 | 0.08 | 261 | 0 | 0.27 | 1 | 1 | cs | TRUE
94 | LV_957-32_0_2_line_94 | NAYY 4x150 SE | 85 | 86 | 0.30554 | 0.208 | 0.08 | 261 | 0 | 0.27 | 1 | 1 | cs | TRUE
95 | LV_957-32_0_2_line_95 | NAYY 4x150 SE | 86 | 87 | 0.30913 | 0.208 | 0.08 | 261 | 0 | 0.27 | 1 | 1 | cs | TRUE
96 | LV_957-32_0_2_line_96 | NAYY 4x150 SE | 87 | 102 | 0.041535 | 0.208 | 0.08 | 261 | 0 | 0.27 | 1 | 1 | cs | TRUE
97 | LV_957-32_0_2_line_97 | NAYY 4x150 SE | 87 | 100 | 0.0079093 | 0.208 | 0.08 | 261 | 0 | 0.27 | 1 | 1 | cs | TRUE
98 | LV_957-32_0_2_line_98 | NAYY 4x150 SE | 88 | 110 | 0.029855 | 0.208 | 0.08 | 261 | 0 | 0.27 | 1 | 1 | cs | TRUE
99 | LV_957-32_0_2_line_99 | NAYY 4x150 SE | 88 | 108 | 0.028317 | 0.208 | 0.08 | 261 | 0 | 0.27 | 1 | 1 | cs | TRUE
100 | LV_957-32_0_2_line_100 | NAYY 4x150 SE | 89 | 91 | 0.018567 | 0.208 | 0.08 | 261 | 0 | 0.27 | 1 | 1 | cs | TRUE
101 | LV_957-32_0_2_line_101 | NAYY 4x150 SE | 93 | 94 | 0.015307 | 0.208 | 0.08 | 261 | 0 | 0.27 | 1 | 1 | cs | TRUE
102 | LV_957-32_0_2_line_102 | NAYY 4x150 SE | 93 | 95 | 0.025624 | 0.208 | 0.08 | 261 | 0 | 0.27 | 1 | 1 | cs | TRUE
103 | LV_957-32_0_2_line_103 | NAYY 4x150 SE | 94 | 96 | 0.03222 | 0.208 | 0.08 | 261 | 0 | 0.27 | 1 | 1 | cs | TRUE
104 | LV_957-32_0_2_line_104 | NAYY 4x150 SE | 96 | 100 | 0.01217 | 0.208 | 0.08 | 261 | 0 | 0.27 | 1 | 1 | cs | TRUE
105 | LV_957-32_0_2_line_105 | NAYY 4x150 SE | 97 | 98 | 0.064226 | 0.208 | 0.08 | 261 | 0 | 0.27 | 1 | 1 | cs | TRUE
106 | LV_957-32_0_2_line_106 | NAYY 4x150 SE | 97 | 99 | 0.01664 | 0.208 | 0.08 | 261 | 0 | 0.27 | 1 | 1 | cs | TRUE
107 | LV_957-32_0_2_line_107 | NAYY 4x150 SE | 101 | 102 | 0.020074 | 0.208 | 0.08 | 261 | 0 | 0.27 | 1 | 1 | cs | TRUE
108 | LV_957-32_0_2_line_108 | NAYY 4x150 SE | 103 | 104 | 0.034581 | 0.208 | 0.08 | 261 | 0 | 0.27 | 1 | 1 | cs | TRUE
109 | LV_957-32_0_2_line_109 | NAYY 4x150 SE | 104 | 105 | 0.021107 | 0.208 | 0.08 | 261 | 0 | 0.27 | 1 | 1 | cs | TRUE
110 | LV_957-32_0_2_line_110 | NAYY 4x150 SE | 104 | 106 | 0.01098 | 0.208 | 0.08 | 261 | 0 | 0.27 | 1 | 1 | cs | TRUE
111 | LV_957-32_0_2_line_111 | NAYY 4x150 SE | 106 | 117 | 0.0041464 | 0.208 | 0.08 | 261 | 0 | 0.27 | 1 | 1 | cs | TRUE
112 | LV_957-32_0_2_line_112 | NAYY 4x150 SE | 107 | 115 | 0.10879 | 0.208 | 0.08 | 261 | 0 | 0.27 | 1 | 1 | cs | TRUE
113 | LV_957-32_0_2_line_113 | NAYY 4x150 SE | 108 | 109 | 0.033097 | 0.208 | 0.08 | 261 | 0 | 0.27 | 1 | 1 | cs | TRUE
114 | LV_957-32_0_2_line_114 | NAYY 4x150 SE | 109 | 111 | 0.02851 | 0.208 | 0.08 | 261 | 0 | 0.27 | 1 | 1 | cs | TRUE
115 | LV_957-32_0_2_line_115 | NAYY 4x150 SE | 112 | 113 | 0.0020634 | 0.208 | 0.08 | 261 | 0 | 0.27 | 1 | 1 | cs | TRUE
116 | LV_957-32_0_2_line_116 | NAYY 4x150 SE | 113 | 114 | 0.033846 | 0.208 | 0.08 | 261 | 0 | 0.27 | 1 | 1 | cs | TRUE
117 | LV_957-32_0_2_line_117 | NAYY 4x150 SE | 114 | 115 | 0.0117 | 0.208 | 0.08 | 261 | 0 | 0.27 | 1 | 1 | cs | TRUE
118 | LV_957-32_0_2_line_118 | NAYY 4x150 SE | 115 | 116 | 0.21206 | 0.208 | 0.08 | 261 | 0 | 0.27 | 1 | 1 | cs | TRUE
119 | LV_957-32_0_2_line_119 | NAYY 4x150 SE | 116 | 126 | 0.030218 | 0.208 | 0.08 | 261 | 0 | 0.27 | 1 | 1 | cs | TRUE
120 | LV_957-32_0_2_line_120 | NAYY 4x150 SE | 116 | 127 | 0.42737 | 0.208 | 0.08 | 261 | 0 | 0.27 | 1 | 1 | cs | TRUE
121 | LV_957-32_0_2_line_121 | NAYY 4x150 SE | 116 | 120 | 0.23998 | 0.208 | 0.08 | 261 | 0 | 0.27 | 1 | 1 | cs | TRUE
122 | LV_957-32_0_2_line_122 | NAYY 4x150 SE | 117 | 118 | 0.0051935 | 0.208 | 0.08 | 261 | 0 | 0.27 | 1 | 1 | cs | TRUE
123 | LV_957-32_0_2_line_123 | NAYY 4x150 SE | 119 | 120 | 0.027422 | 0.208 | 0.08 | 261 | 0 | 0.27 | 1 | 1 | cs | TRUE
124 | LV_957-32_0_2_line_124 | NAYY 4x150 SE | 121 | 122 | 0.018821 | 0.208 | 0.08 | 261 | 0 | 0.27 | 1 | 1 | cs | TRUE
125 | LV_957-32_0_2_line_125 | NAYY 4x150 SE | 122 | 123 | 0.021726 | 0.208 | 0.08 | 261 | 0 | 0.27 | 1 | 1 | cs | TRUE
126 | LV_957-32_0_2_line_126 | NAYY 4x150 SE | 123 | 124 | 0.27875 | 0.208 | 0.08 | 261 | 0 | 0.27 | 1 | 1 | cs | TRUE
127 | LV_957-32_0_2_line_127 | NAYY 4x150 SE | 124 | 125 | 0.41606 | 0.208 | 0.08 | 261 | 0 | 0.27 | 1 | 1 | cs | TRUE
128 | LV_957-32_0_2_line_128 | NAYY 4x150 SE | 125 | 128 | 0.1069 | 0.208 | 0.08 | 261 | 0 | 0.27 | 1 | 1 | cs | TRUE
129 | LV_957-32_0_2_line_129 | NAYY 4x150 SE | 127 | 132 | 0.00031059 | 0.208 | 0.08 | 261 | 0 | 0.27 | 1 | 1 | cs | TRUE
130 | LV_957-32_0_2_line_130 | NAYY 4x150 SE | 128 | 129 | 0.010527 | 0.208 | 0.08 | 261 | 0 | 0.27 | 1 | 1 | cs | TRUE
131 | LV_957-32_0_2_line_131 | NAYY 4x150 SE | 129 | 130 | 0.39099 | 0.208 | 0.08 | 261 | 0 | 0.27 | 1 | 1 | cs | TRUE
132 | LV_957-32_0_2_line_132 | NAYY 4x150 SE | 129 | 131 | 0.41365 | 0.208 | 0.08 | 261 | 0 | 0.27 | 1 | 1 | cs | TRUE
133 | LV_957-32_0_2_line_133 | NAYY 4x150 SE | 130 | 132 | 0.052232 | 0.208 | 0.08 | 261 | 0 | 0.27 | 1 | 1 | cs | TRUE
134 | LV_957-32_0_2_line_134 | NAYY 4x150 SE | 131 | 135 | 0.18625 | 0.208 | 0.08 | 261 | 0 | 0.27 | 1 | 1 | cs | TRUE
135 | LV_957-32_0_2_line_135 | NAYY 4x150 SE | 133 | 134 | 0.014059 | 0.208 | 0.08 | 261 | 0 | 0.27 | 1 | 1 | cs | TRUE
136 | LV_957-32_0_2_line_136 | NAYY 4x150 SE | 136 | 137 | 0.1331 | 0.208 | 0.08 | 261 | 0 | 0.27 | 1 | 1 | cs | TRUE
137 | LV_957-32_0_2_line_137 | NAYY 4x150 SE | 136 | 138 | 0.091826 | 0.208 | 0.08 | 261 | 0 | 0.27 | 1 | 1 | cs | TRUE
138 | LV_957-32_0_2_line_138 | NAYY 4x150 SE | 137 | 140 | 0.024277 | 0.208 | 0.08 | 261 | 0 | 0.27 | 1 | 1 | cs | TRUE
139 | LV_957-32_0_2_line_139 | NAYY 4x150 SE | 138 | 139 | 0.36764 | 0.208 | 0.08 | 261 | 0 | 0.27 | 1 | 1 | cs | TRUE

## trafo
| name | std_type | hv_bus | lv_bus | sn_mva | vn_hv_kv | vn_lv_kv | vk_percent | vkr_percent | pfe_kw | i0_percent | shift_degree | tap_side | tap_neutral | tap_min | tap_max | tap_step_percent | tap_step_degree | tap_pos | tap_phase_shifter | parallel | df | in_service
0 | LV_957-32_0_2_trafo_93 | 0.25 MVA 20/0.4 kV | 141 | 34 | 0.25 | 20 | 0.4 | 6 | 1.44 | 0.8 | 0.32 | 150 | hv | 0 | -2 | 2 | 2.5 | 0 | 0 | FALSE | 1 | 1 | TRUE

## line_geodata
| x0 | y0 | x1 | y1 | x2 | y2 | x3 | y3 | x4 | y4 | x5 | y5 | x6 | y6 | x7 | y7 | x8 | y8 | x9 | y9 | x10 | y10 | x11 | y11 | x12 | y12 | x13 | y13 | x14 | y14 | x15 | y15 | x16 | y16 | x17 | y17 | x18 | y18 | x19 | y19 | x20 | y20 | x21 | y21 | x22 | y22 | x23 | y23 | x24 | y24 | x25 | y25 | x26 | y26 | x27 | y27 | x28 | y28 | x29 | y29 | x30 | y30 | x31 | y31 | x32 | y32 | x33 | y33 | x34 | y34 | x35 | y35 | x36 | y36 | x37 | y37 | x38 | y38 | x39 | y39
0 | 2630236.8577 | 1211049.3968 | 2630237.9137 | 1211046.3271
1 | 2630228.7056 | 1211090.3825 | 2630230.0486 | 1211087.7767 | 2630231.5987 | 1211083.2709 | 2630232.504 | 1211078.5617 | 2630232.5194 | 1211062.0079 | 2630236.8577 | 1211049.3968
2 | 2630237.9137 | 1211046.3271 | 2630243.2857 | 1211030.7113 | 2630244.4919 | 1211028.1048 | 2630246.9765 | 1211024.9258
3 | 2630228.7056 | 1211090.3825 | 2630227.8691 | 1211092.0126 | 2630225.1139 | 1211095.9008 | 2630221.8443 | 1211099.3418 | 2630217.3268 | 1211103.1211 | 2630207.3274 | 1211107.5508 | 2630203.0447 | 1211108.463 | 2630198.6096 | 1211107.9848 | 2630194.6219 | 1211106.1636 | 2630192.4192 | 1211104.4737 | 2630191.9634 | 1211104.4492
4 | 2630274.1507 | 1210988.9486 | 2630273.2028 | 1210999.0559 | 2630271.0361 | 1211003.7476 | 2630268.3399 | 1211007.9808 | 2630265.1062 | 1211011.811 | 2630261.3885 | 1211015.183 | 2630257.2632 | 1211018.0193 | 2630250.3069 | 1211021.7195 | 2630248.1095 | 1211023.476 | 2630246.9765 | 1211024.9258
5 | 2630191.9634 | 1211104.4492 | 2630188.2661 | 1211102.3071 | 2630186.5122 | 1211101.4203
6 | 2629803.5921 | 1211053.3566 | 2630186.5122 | 1211101.4203
7 | 2629799.1444 | 1211052.7701 | 2629799.1444 | 1211052.7701 | 2629803.5921 | 1211053.3566
8 | 2629783.6422 | 1211060.5528 | 2629785.7474 | 1211057.4504 | 2629790.8936 | 1211054.0075 | 2629799.1444 | 1211052.7701
9 | 2630274.6326 | 1210983.8101 | 2630274.1507 | 1210988.9486
10 | 2630274.6326 | 1210983.8101 | 2630275.0183 | 1210979.6763 | 2630274.6816 | 1210955.5404
11 | 2630274.6326 | 1210983.8101 | 2630277.735 | 1210986.405 | 2630280.2923 | 1210988.5859 | 2630283.3609 | 1210990.3358 | 2630286.6602 | 1210991.5532 | 2630290.122 | 1210992.2044 | 2630293.6398 | 1210992.289
12 | 2629857.2025 | 1210816.348 | 2629847.342 | 1210803.6026 | 2629844.5426 | 1210799.6197 | 2629842.6717 | 1210795.3635 | 2629842.298 | 1210791.0814 | 2629842.8765 | 1210786.3261 | 2629851.4868 | 1210764.9236 | 2629852.1817 | 1210761.2028 | 2629851.7166 | 1210758.4655 | 2629850.2926 | 1210756.0348 | 2629847.9851 | 1210753.9888 | 2629845.6798 | 1210753.0212 | 2629840.9273 | 1210752.108 | 2629836.3819 | 1210752.341 | 2629831.619 | 1210753.529 | 2629826.1939 | 1210756.4481 | 2629817.3419 | 1210763.8748 | 2629808.8123 | 1210769.1241 | 2629798.8646 | 1210772.2763 | 2629784.98 | 1210774.0302 | 2629760.5472 | 1210775.9318 | 2629746.3076 | 1210775.7275 | 2629739.2294 | 1210774.9029 | 2629732.8883 | 1210773.626
13 | 2629857.2025 | 1210816.348 | 2629974.7253 | 1210415.7537
14 | 2629759.6922 | 1210958.1865 | 2629756.774 | 1210947.5548 | 2629752.4341 | 1210935.5486 | 2629744.0325 | 1210921.2765 | 2629734.0487 | 1210911.8992 | 2629730.0199 | 1210906.087 | 2629724.3879 | 1210894.1189 | 2629724.3249 | 1210891.506 | 2629724.2357 | 1210888.048 | 2629725.8758 | 1210883.7315 | 2629728.091 | 1210879.8848 | 2629730.8742 | 1210876.43 | 2629733.8132 | 1210873.732 | 2629738.0694 | 1210870.518 | 2629748.7688 | 1210864.39 | 2629761.8394 | 1210858.196 | 2629773.6703 | 1210853.7524 | 2629780.248 | 1210852.8291 | 2629786.8136 | 1210852.8063 | 2629798.9797 | 1210854.3011 | 2629808.9332 | 1210854.5176 | 2629819.5795 | 1210852.9587 | 2629825.3402 | 1210851.2976 | 2629829.6616 | 1210848.7288 | 2629837.2304 | 1210842.6076 | 2629844.4678 | 1210834.3724 | 2629850.7112 | 1210827.3552 | 2629857.2025 | 1210816.348
15 | 2629724.7374 | 1210771.9847 | 2629732.8883 | 1210773.626
16 | 2629831.5691 | 1210192.9667 | 2629974.7253 | 1210415.7537
17 | 2629765.55 | 1210958.3713 | 2629759.6922 | 1210958.1865
18 | 2629759.6922 | 1210958.1865 | 2629727.2898 | 1210956.88 | 2629718.4801 | 1210955.8801 | 2629710.5318 | 1210954.3397 | 2629697.7988 | 1210950.7633 | 2629684.0245 | 1210945.7142 | 2629680.6272 | 1210944.2724
19 | 2628660.7476 | 1210588.8278 | 2628666.8671 | 1210587.5074
20 | 2628676.2553 | 1210611.4817 | 2628671.8918 | 1210588.0586 | 2628666.9474 | 1210587.4901 | 2628666.8671 | 1210587.5074
21 | 2628676.2553 | 1210611.4817 | 2628685.6423 | 1210609.5034 | 2628696.6584 | 1210606.9104 | 2628728.8584 | 1210639.6725
22 | 2628730.6574 | 1210641.6712 | 2628728.8584 | 1210639.6725
23 | 2628728.8584 | 1210639.6725 | 2628720.4466 | 1210645.8912 | 2628716.6215 | 1210648.3923
24 | 2628730.6574 | 1210641.6712 | 2628740.6516 | 1210652.4809 | 2628741.175 | 1210652.9594
25 | 2628730.6574 | 1210641.6712 | 2628734.4195 | 1210633.6847 | 2628738.1122 | 1210627.4656 | 2628742.3208 | 1210621.4269 | 2628743.9823 | 1210619.9288
26 | 2628709.4083 | 1210653.1089 | 2628716.6215 | 1210648.3923
27 | 2628766.1106 | 1210592.147 | 2628772.6629 | 1210591.8006
28 | 2628766.1106 | 1210592.147 | 2628765.4688 | 1210596.0239 | 2628764.5177 | 1210599.4324 | 2628762.7319 | 1210602.4574
29 | 2628772.6629 | 1210591.8006 | 2628786.0759 | 1210591.7429 | 2628799.1724 | 1210592.6954 | 2628820.8443 | 1210594.5232 | 2628840.2816 | 1210596.4291 | 2628850.903 | 1210597.5868
30 | 2628772.6629 | 1210591.8006 | 2628772.9971 | 1210588.6671 | 2628773.4873 | 1210586.3014 | 2628775.4938 | 1210581.5084 | 2628784.0614 | 1210569.7986 | 2628796.5358 | 1210551.6373 | 2628796.9664 | 1210550.993
31 | 2628743.9823 | 1210619.9288 | 2628747.3124 | 1210616.9261 | 2628759.2093 | 1210606.5998 | 2628762.3188 | 1210603.1572 | 2628762.7319 | 1210602.4574
32 | 2628746.1377 | 1210657.4955 | 2628741.175 | 1210652.9594
33 | 2628932.3165 | 1210630.8935 | 2628903.954 | 1210615.6476 | 2628891.838 | 1210609.9302 | 2628882.2519 | 1210605.9483 | 2628875.318 | 1210603.4912 | 2628867.609 | 1210601.0415 | 2628859.7762 | 1210599.0581 | 2628852.5555 | 1210597.7669 | 2628850.903 | 1210597.5868
34 | 2628807.1683 | 1210535.6573 | 2628804.9788 | 1210539.0042 | 2628796.9664 | 1210550.993
35 | 2629047.1522 | 1210641.6036 | 2629044.3328 | 1210641.0426 | 2629022.5607 | 1210635.3202
36 | 2629084.4177 | 1210664.0426 | 2629077.6835 | 1210663.3507 | 2629073.1546 | 1210661.7389 | 2629069.4307 | 1210658.6857 | 2629067.974 | 1210656.6442 | 2629063.7443 | 1210648.2077 | 2629061.1893 | 1210645.4159 | 2629059.6969 | 1210644.4637 | 2629058.0209 | 1210643.7662 | 2629047.1522 | 1210641.6036
37 | 2628932.3165 | 1210630.8935 | 2628947.0651 | 1210631.1984 | 2628980.8811 | 1210632.8521 | 2629006.3813 | 1210633.4317 | 2629019.682 | 1210634.5636 | 2629022.5607 | 1210635.3202
38 | 2629084.4177 | 1210664.0426 | 2629095.5174 | 1210665.183 | 2629098.6411 | 1210665.0982 | 2629102.9134 | 1210663.2068 | 2629105.9535 | 1210660.0087 | 2629108.2024 | 1210658.541 | 2629110.7363 | 1210657.8419 | 2629113.4791 | 1210657.9553 | 2629124.54 | 1210660.2216 | 2629147.4412 | 1210667.0149 | 2629151.0601 | 1210667.6748
39 | 2629200.2924 | 1210710.7643 | 2629202.2224 | 1210703.0138 | 2629204.9176 | 1210694.1998 | 2629205.8339 | 1210687.0891 | 2629205.2558 | 1210684.0957 | 2629203.734 | 1210681.3867 | 2629202.7816 | 1210680.3481 | 2629200.1911 | 1210678.6345 | 2629176.7555 | 1210672.3609 | 2629151.0601 | 1210667.6748
40 | 2629200.2924 | 1210710.7643 | 2629206.3974 | 1210713.2734 | 2629219.9538 | 1210719.5654 | 2629222.0845 | 1210720.701
41 | 2629314.4443 | 1210811.8027 | 2629297.1543 | 1210785.9366 | 2629289.9356 | 1210776.5736 | 2629282.1028 | 1210766.9076 | 2629271.4361 | 1210755.56 | 2629262.4032 | 1210747.3222 | 2629253.5169 | 1210740.1746 | 2629244.8768 | 1210733.951 | 2629232.9221 | 1210726.4772 | 2629222.0845 | 1210720.701
42 | 2629629.3659 | 1210922.4915 | 2629632.8933 | 1210924.0147 | 2629680.6272 | 1210944.2724
43 | 2629629.3659 | 1210922.4915 | 2629619.3263 | 1210918.1561
44 | 2629598.6981 | 1210909.2483 | 2629619.3263 | 1210918.1561
45 | 2629437.5608 | 1210818.4561 | 2629444.6634 | 1210818.958 | 2629452.0055 | 1210820.1949 | 2629461.7646 | 1210822.8668 | 2629470.6946 | 1210825.7013 | 2629479.0134 | 1210829.1999 | 2629486.6617 | 1210833.0731 | 2629492.7141 | 1210836.9496 | 2629498.1565 | 1210841.2567 | 2629505.1818 | 1210848.1509 | 2629510.9995 | 1210854.9279 | 2629521.2522 | 1210866.8742 | 2629528.2179 | 1210873.5346 | 2629533.4699 | 1210877.9186 | 2629538.9674 | 1210881.8147 | 2629543.1716 | 1210884.4814 | 2629547.3776 | 1210886.7813 | 2629552.7826 | 1210889.4206 | 2629598.6981 | 1210909.2483
46 | 2629765.55 | 1210958.3713 | 2629769.6756 | 1210967.6194 | 2629773.8942 | 1210978.0352 | 2629776.7633 | 1210987.8328 | 2629778.9934 | 1210997.7607 | 2629780.5846 | 1211007.8076 | 2629781.2291 | 1211014.718
47 | 2629437.5608 | 1210818.4561 | 2629437.9202 | 1210822.6269 | 2629440.0282 | 1210828.1627 | 2629440.2629 | 1210831.4212 | 2629438.5127 | 1210835.0035 | 2629434.8321 | 1210837.0866 | 2629424.9966 | 1210837.5828
48 | 2629405.337 | 1210820.8321 | 2629417.3282 | 1210819.2903 | 2629428.6776 | 1210818.4457 | 2629437.5608 | 1210818.4561
49 | 2629783.6422 | 1211060.5528 | 2629783.9141 | 1211053.2834 | 2629782.31 | 1211036.6771 | 2629781.5296 | 1211017.9403 | 2629781.2291 | 1211014.718
50 | 2629405.337 | 1210820.8321 | 2629398.4397 | 1210822.1328
51 | 2629405.337 | 1210820.8321 | 2629406.5815 | 1210808.8426 | 2629407.6217 | 1210796.6741 | 2629408.752 | 1210780.0814 | 2629407.754 | 1210774.4288 | 2629406.9423 | 1210772.6016
52 | 2629783.6422 | 1211060.5528 | 2629783.5808 | 1211062.209 | 2629782.7917 | 1211066.5409 | 2629779.338 | 1211077.9968 | 2629778.7159 | 1211080.8398
53 | 2630293.6398 | 1210992.289 | 2630297.1226 | 1210991.7841 | 2630307.8504 | 1210988.3935
54 | 2630329.1994 | 1210983.9256 | 2630316.3707 | 1210985.7005 | 2630307.8504 | 1210988.3935
55 | 2630329.1994 | 1210983.9256 | 2630329.3585 | 1210983.9036
56 | 2630272.1607 | 1210940.7953 | 2630273.5975 | 1210948.1735 | 2630274.6728 | 1210954.905 | 2630274.6816 | 1210955.5404
57 | 2630272.1607 | 1210940.7953 | 2630279.1686 | 1210940.4418 | 2630309.1509 | 1210939.6314
58 | 2630309.1509 | 1210939.6314 | 2630332.155 | 1210939.0097 | 2630332.7962 | 1210938.9452
59 | 2630041.4476 | 1210109.1323 | 2630042.5692 | 1210108.4314 | 2630050.5547 | 1210102.3367
60 | 2629831.5691 | 1210192.9667 | 2629835.6769 | 1210190.6637 | 2629850.2233 | 1210184.4884 | 2629867.9445 | 1210175.672 | 2629909.3714 | 1210152.8551 | 2629951.0003 | 1210135.2648 | 2629993.8688 | 1210128.1646 | 2630002.5575 | 1210126.2294 | 2630011.1048 | 1210123.7153 | 2630019.4726 | 1210120.6222 | 2630035.2274 | 1210113.0193 | 2630041.4476 | 1210109.1323
61 | 2630050.5547 | 1210102.3367 | 2630072.2926 | 1210085.7458 | 2630074.4942 | 1210081.0768
62 | 2629831.5691 | 1210192.9667 | 2629823.7287 | 1210190.9153 | 2629816.568 | 1210189.7345
63 | 2630084.4152 | 1210044.8615 | 2630077.1092 | 1210075.531 | 2630074.4942 | 1210081.0768
64 | 2630084.4152 | 1210044.8615 | 2630077.1743 | 1210029.4052 | 2630075.3097 | 1210026.3253
65 | 2629728.1662 | 1211267.7609 | 2629724.8033 | 1211261.0181 | 2629723.5798 | 1211257.9881 | 2629722.8721 | 1211252.0923 | 2629724.0719 | 1211246.1393 | 2629728.6064 | 1211237.3347 | 2629742.6163 | 1211214.7805 | 2629753.4232 | 1211200.6818 | 2629768.1036 | 1211185.4129 | 2629770.498 | 1211182.2008 | 2629772.4758 | 1211178.7087 | 2629774.014 | 1211175.0031 | 2629775.0742 | 1211171.1507 | 2629777.8168 | 1211149.919 | 2629781.8971 | 1211131.6511 | 2629782.6537 | 1211126.2074 | 2629782.643 | 1211120.7376 | 2629781.8798 | 1211115.3196 | 2629777.6193 | 1211101.1347 | 2629777.0121 | 1211096.429 | 2629776.9292 | 1211091.7148 | 2629777.3858 | 1211087.0144 | 2629778.7159 | 1211080.8398
66 | 2629778.7159 | 1211080.8398 | 2629765.4465 | 1211085.8543
67 | 2629728.1662 | 1211267.7609 | 2629728.8633 | 1211274.268 | 2629728.5916 | 1211275.5186
68 | 2629701.0147 | 1211307.9709 | 2629702.5805 | 1211306.3222 | 2629704.5459 | 1211305.3092 | 2629708.0917 | 1211304.3151 | 2629712.5348 | 1211301.6579 | 2629724.2573 | 1211288.2753 | 2629726.8414 | 1211283.5744 | 2629728.5916 | 1211275.5186
69 | 2629406.9423 | 1210772.6016 | 2629405.86 | 1210770.1615 | 2629403.3723 | 1210766.1026 | 2629402.2698 | 1210764.7564
70 | 2629398.4397 | 1210822.1328 | 2629391.4332 | 1210823.4541 | 2629378.85 | 1210826.2825
71 | 2629332.782 | 1210839.3861 | 2629340.5129 | 1210835.7331 | 2629349.4706 | 1210832.9421 | 2629364.1835 | 1210829.5792 | 2629378.85 | 1210826.2825
72 | 2628750.9715 | 1210661.9137 | 2628746.1377 | 1210657.4955
73 | 2628750.9715 | 1210661.9137 | 2628758.274 | 1210660.3813 | 2628763.3823 | 1210660.0501
74 | 2628744.765 | 1210688.3321 | 2628748.4437 | 1210686.5932 | 2628751.1609 | 1210684.1271 | 2628753.036 | 1210681.3568 | 2628754.3609 | 1210677.65 | 2628755.0027 | 1210673.7731 | 2628754.8987 | 1210670.115 | 2628754.4232 | 1210667.867 | 2628753.1083 | 1210664.7589 | 2628750.9715 | 1210661.9137
75 | 2629296.2738 | 1210991.7823 | 2629297.0717 | 1210996.4221 | 2629298.1269 | 1210999.7181 | 2629299.7153 | 1211002.772 | 2629301.7763 | 1211005.517 | 2629304.2722 | 1211007.8973 | 2629307.1047 | 1211009.8123 | 2629312.8256 | 1211012.2153
76 | 2629286.4807 | 1210985.2306 | 2629289.9177 | 1210986.3036 | 2629292.6073 | 1210987.9288 | 2629295.0984 | 1210989.7309 | 2629296.2738 | 1210991.7823
77 | 2629325.0895 | 1211017.8384 | 2629321.9676 | 1211016.0554 | 2629312.8256 | 1211012.2153
78 | 2629286.4807 | 1210985.2306 | 2629282.0154 | 1210997.0709 | 2629280.2848 | 1210999.764 | 2629278.1305 | 1211002.0992 | 2629275.6134 | 1211004.0435 | 2629272.8023 | 1211005.5195 | 2629269.7275 | 1211006.5161 | 2629241.1328 | 1211008.1993 | 2629236.5996 | 1211009.0776 | 2629232.2307 | 1211010.5571 | 2629228.087 | 1211012.6046 | 2629224.2598 | 1211015.1874 | 2629220.8177 | 1211018.2612 | 2629217.8066 | 1211021.7707 | 2629215.303 | 1211025.6273 | 2629209.3186 | 1211038.9167 | 2629208.1937 | 1211040.5232 | 2629205.3552 | 1211042.9329 | 2629201.8305 | 1211044.2609 | 2629176.3172 | 1211045.1923 | 2629158.9003 | 1211045.3296 | 2629141.4386 | 1211043.7658 | 2629122.5765 | 1211039.5159 | 2629118.937 | 1211039.4648 | 2629115.3172 | 1211040.0363 | 2629111.854 | 1211041.2313 | 2629108.654 | 1211042.9944 | 2629080.6754 | 1211066.4382 | 2629076.6211 | 1211068.8532 | 2629072.2883 | 1211070.7554 | 2629063.6538 | 1211072.8034 | 2629061.59 | 1211073.7384 | 2629060.0326 | 1211075.2428 | 2629059.0506 | 1211077.1724 | 2629058.7666 | 1211079.3167 | 2629059.2122 | 1211081.4423 | 2629060.3052 | 1211083.2486 | 2629063.0467 | 1211085.1408 | 2629077.4259 | 1211087.7233 | 2629082.0496 | 1211088.5241
79 | 2629325.0895 | 1211017.8384 | 2629327.5295 | 1211019.2178 | 2629332.7777 | 1211022.8345 | 2629337.6894 | 1211026.8831 | 2629347.4222 | 1211036.0278
80 | 2629336.767 | 1210979.5295 | 2629335.2889 | 1210983.4245 | 2629327.3924 | 1211008.4555 | 2629325.0895 | 1211017.8384
81 | 2629082.0496 | 1211088.5241 | 2629080.4815 | 1211093.7638 | 2629082.5958 | 1211099.633 | 2629091.3968 | 1211103.945 | 2629105.5638 | 1211106.4154 | 2629114.1246 | 1211106.9907 | 2629116.2793 | 1211102.999 | 2629115.2326 | 1211097.9243 | 2629111.4968 | 1211097.3725
82 | 2629082.0496 | 1211088.5241 | 2628895.4825 | 1211201.1495
83 | 2629310.5282 | 1211126.6509 | 2629312.7661 | 1211122.7708 | 2629323.056 | 1211111.6483 | 2629346.1826 | 1211093.8184 | 2629354.603 | 1211085.8552 | 2629357.5687 | 1211082.3122 | 2629359.9666 | 1211078.3329 | 2629361.7126 | 1211074.039 | 2629362.7834 | 1211069.5306 | 2629363.1329 | 1211064.8963 | 2629362.7681 | 1211060.2808 | 2629361.6149 | 1211055.2834 | 2629359.7234 | 1211050.527 | 2629357.1388 | 1211046.1007 | 2629353.9137 | 1211042.127 | 2629347.4222 | 1211036.0278
84 | 2629336.767 | 1210979.5295 | 2629331.7221 | 1210977.826 | 2629328.4277 | 1210975.5864 | 2629325.9056 | 1210972.3499 | 2629324.8048 | 1210967.4862 | 2629325.0639 | 1210954.9582 | 2629325.2693 | 1210953.0527
85 | 2629336.767 | 1210979.5295 | 2629345.547 | 1210977.5653
86 | 2629111.4968 | 1211097.3725 | 2629077.3309 | 1211400.9935
87 | 2628895.4825 | 1211201.1495 | 2628892.72 | 1211202.0367 | 2628889.9521 | 1211202.4569 | 2628886.4411 | 1211202.5511 | 2628878.9544 | 1211200.9692
88 | 2629320.0242 | 1210902.6704 | 2629317.6332 | 1210909.5393
89 | 2629333.5259 | 1210864.3038 | 2629325.0274 | 1210883.4619 | 2629320.0242 | 1210902.6704
90 | 2629320.0242 | 1210902.6704 | 2629322.4131 | 1210908.2854 | 2629323.7193 | 1210911.5492 | 2629325.6692 | 1210927.6456 | 2629325.8411 | 1210932.5588
91 | 2629290.4252 | 1211095.0789 | 2629293.5178 | 1211098.1958 | 2629297.1106 | 1211106.218 | 2629301.4733 | 1211113.7325 | 2629303.1653 | 1211123.5352 | 2629310.5282 | 1211126.6509
92 | 2629325.2693 | 1210953.0527 | 2629325.4821 | 1210951.0781
93 | 2629345.547 | 1210977.5653 | 2629351.6465 | 1210976.2007 | 2629364.2467 | 1210976.1194
94 | 2628665.8942 | 1211362.6243 | 2628696.6849 | 1211357.3802 | 2628711.8781 | 1211353.3286 | 2628719.0575 | 1211350.3837 | 2628727.6153 | 1211345.1997 | 2628735.0396 | 1211338.7206 | 2628743.612 | 1211328.9452 | 2628750.6094 | 1211318.0171 | 2628754.3709 | 1211310.0751 | 2628763.5231 | 1211284.0377 | 2628766.3655 | 1211279.1709 | 2628780.0123 | 1211258.6583 | 2628781.5631 | 1211255.3639 | 2628782.5405 | 1211251.1995 | 2628784.1201 | 1211232.4632 | 2628786.8044 | 1211221.003 | 2628788.8409 | 1211216.2545 | 2628790.8749 | 1211213.5961 | 2628794.1993 | 1211211.2219 | 2628801.1525 | 1211209.5322 | 2628813.8299 | 1211208.8708 | 2628821.1318 | 1211207.3496 | 2628847.9405 | 1211197.6512 | 2628861.2399 | 1211197.2263 | 2628878.9544 | 1211200.9692
95 | 2628602.1389 | 1211155.9905 | 2628608.3877 | 1211156.9765 | 2628616.4952 | 1211158.594 | 2628628.3108 | 1211161.7969 | 2628639.8194 | 1211165.6208 | 2628694.1123 | 1211187.4826 | 2628699.5449 | 1211189.1207 | 2628705.2632 | 1211189.8375 | 2628710.3034 | 1211189.3392 | 2628713.2478 | 1211188.5529 | 2628716.5229 | 1211199.586 | 2628715.783 | 1211225.4527 | 2628713.402 | 1211297.1374 | 2628711.6238 | 1211305.0778 | 2628708.5621 | 1211312.8787 | 2628700.5335 | 1211328.1154 | 2628691.4639 | 1211340.1676 | 2628683.4125 | 1211349.0784 | 2628665.8942 | 1211362.6243
96 | 2628602.1389 | 1211155.9905 | 2628585.7133 | 1211155.4783 | 2628578.3351 | 1211155.4763 | 2628574.7497 | 1211155.2479 | 2628571.2582 | 1211154.4419 | 2628567.9518 | 1211153.0697 | 2628564.68 | 1211150.8195 | 2628562.6885 | 1211148.5809
97 | 2628602.1389 | 1211155.9905 | 2628604.4275 | 1211152.4995 | 2628607.3716 | 1211150.2011
98 | 2629333.5259 | 1210864.3038 | 2629307.91 | 1210875.1287 | 2629306.3845 | 1210876.4925
99 | 2629332.782 | 1210839.3861 | 2629339.8584 | 1210851.4054 | 2629333.5259 | 1210864.3038
100 | 2629325.4821 | 1210951.0781 | 2629326.2422 | 1210944.0244 | 2629325.8411 | 1210932.5588
101 | 2628630.5458 | 1211117.2045 | 2628642.6953 | 1211112.5712 | 2628644.9224 | 1211111.9801
102 | 2628669.9056 | 1211106.3093 | 2628650.9655 | 1211110.3763 | 2628644.9224 | 1211111.9801
103 | 2628630.5458 | 1211117.2045 | 2628630.1324 | 1211122.5945 | 2628626.7477 | 1211135.9747 | 2628625.4238 | 1211139.5037 | 2628623.939 | 1211141.7312 | 2628622.0009 | 1211143.4229 | 2628618.5223 | 1211145.3847
104 | 2628618.5223 | 1211145.3847 | 2628617.818 | 1211145.782 | 2628611.2487 | 1211148.2186 | 2628607.3716 | 1211150.2011
105 | 2628744.765 | 1210688.3321 | 2628743.359 | 1210694.6734 | 2628743.0674 | 1210698.4185 | 2628743.3723 | 1210702.9559 | 2628744.6543 | 1210705.0077 | 2628746.2888 | 1210706.4386 | 2628749.6324 | 1210708.0222 | 2628760.6868 | 1210710.0877 | 2628775.9626 | 1210714.4859 | 2628789.5434 | 1210717.8569
106 | 2628805.4622 | 1210722.5758 | 2628803.8086 | 1210721.7686 | 2628798.9832 | 1210720.2001 | 2628789.5434 | 1210717.8569
107 | 2628562.6885 | 1211148.5809 | 2628562.0876 | 1211147.9054 | 2628559.7338 | 1211144.3588 | 2628557.8317 | 1211140.1029 | 2628556.7298 | 1211135.3616 | 2628556.1572 | 1211130.0081
108 | 2628797.5848 | 1210665.0732 | 2628772.1019 | 1210660.937 | 2628763.3823 | 1210660.0501
109 | 2628797.5848 | 1210665.0732 | 2628792.5379 | 1210685.5679
110 | 2628797.5848 | 1210665.0732 | 2628804.4737 | 1210664.2282 | 2628808.4839 | 1210664.7107
111 | 2628808.4839 | 1210664.7107 | 2628812.6006 | 1210665.206
112 | 2628909.1014 | 1210502.0304 | 2628899.7495 | 1210506.132 | 2628881.1445 | 1210514.3467 | 2628863.9822 | 1210524.3917 | 2628856.0925 | 1210527.8778 | 2628844.6171 | 1210529.5233 | 2628825.9005 | 1210530.9671 | 2628814.2476 | 1210533.19 | 2628807.1683 | 1210535.6573
113 | 2629314.4443 | 1210811.8027 | 2629332.782 | 1210839.3861
114 | 2629314.4443 | 1210811.8027 | 2629308.1984 | 1210816.3635 | 2629295.513 | 1210824.6505 | 2629293.5416 | 1210829.966
115 | 2628911.7588 | 1210548.2374 | 2628911.846 | 1210547.3138 | 2628912.0997 | 1210546.2068
116 | 2628912.0997 | 1210546.2068 | 2628914.1594 | 1210537.2193 | 2628915.2643 | 1210527.1967 | 2628915.0987 | 1210522.1597 | 2628914.4466 | 1210517.1537 | 2628913.5739 | 1210512.786
117 | 2628909.1014 | 1210502.0304 | 2628913.1481 | 1210510.6549 | 2628913.5739 | 1210512.786
118 | 2628909.1014 | 1210502.0304 | 2628923.1546 | 1210496.9178 | 2628950.2307 | 1210489.2 | 2628959.7303 | 1210484.4211 | 2628974.828 | 1210475.5004 | 2628986.5685 | 1210466.2298 | 2629007.7896 | 1210443.5867 | 2629018.8136 | 1210428.5205 | 2629028.3609 | 1210421.7964 | 2629033.6348 | 1210418.6981 | 2629038.4371 | 1210417.2428 | 2629042.9696 | 1210416.5978 | 2629047.7314 | 1210417.2213 | 2629054.5627 | 1210420.4786 | 2629071.081 | 1210433.5774 | 2629065.1306 | 1210447.6453
119 | 2629065.1306 | 1210447.6453 | 2629060.6449 | 1210473.0379 | 2629056.287 | 1210472.1829
120 | 2629065.1306 | 1210447.6453 | 2629336.6083 | 1210117.5739
121 | 2629065.1306 | 1210447.6453 | 2628921.2225 | 1210255.6052
122 | 2628817.7569 | 1210665.8264 | 2628812.6006 | 1210665.206
123 | 2628921.2225 | 1210255.6052 | 2628905.611 | 1210257.5308 | 2628900.6879 | 1210246.9256
124 | 2629000.3089 | 1209739.7525 | 2628989.8306 | 1209755.3866
125 | 2629000.3089 | 1209739.7525 | 2629002.4087 | 1209740.8745 | 2629005.1178 | 1209741.7548 | 2629007.5041 | 1209741.7997 | 2629009.8236 | 1209741.5108 | 2629012.4572 | 1209740.7009 | 2629014.9507 | 1209739.0232 | 2629016.9358 | 1209737.1762 | 2629019.3034 | 1209734.8086
126 | 2629197.5067 | 1209609.3278 | 2629166.6667 | 1209593.1792 | 2629151.8742 | 1209585.7696 | 2629141.59 | 1209581.228 | 2629132.8504 | 1209579.451 | 2629126.8187 | 1209578.799 | 2629115.9597 | 1209579.9134 | 2629109.1597 | 1209580.9587 | 2629100.7101 | 1209583.6301 | 2629095.732 | 1209586.6965 | 2629089.9487 | 1209591.2154 | 2629085.8092 | 1209595.3309 | 2629081.5726 | 1209600.6577 | 2629071.0663 | 1209618.3277 | 2629060.7629 | 1209639.6007 | 2629050.8258 | 1209655.9061 | 2629042.3544 | 1209674.0307 | 2629038.6311 | 1209683.2178 | 2629035.2209 | 1209693.6738 | 2629032.7976 | 1209702.7894 | 2629031.5317 | 1209709.9317 | 2629029.8794 | 1209716.7942 | 2629028.0992 | 1209721.844 | 2629025.7053 | 1209726.4905 | 2629022.7901 | 1209730.5009 | 2629019.3034 | 1209734.8086
127 | 2629501.5081 | 1209893.3811 | 2629197.5067 | 1209609.3278
128 | 2629501.5081 | 1209893.3811 | 2629516.5839 | 1209884.7506 | 2629526.059 | 1209879.0609 | 2629534.7046 | 1209875.1347 | 2629545.4238 | 1209871.4856 | 2629553.6059 | 1209869.0692 | 2629558.9989 | 1209868.1731 | 2629564.8567 | 1209867.0237 | 2629568.6823 | 1209864.9525 | 2629577.4556 | 1209858.2699 | 2629580.5886 | 1209854.8502 | 2629583.2871 | 1209851.6951 | 2629589.8858 | 1209845.2241 | 2629593.0702 | 1209842.3687
129 | 2629336.6083 | 1210117.5739 | 2629336.3848 | 1210117.3582
130 | 2629599.5464 | 1209834.3436 | 2629597.8635 | 1209838.0707 | 2629593.0702 | 1209842.3687
131 | 2629599.5464 | 1209834.3436 | 2629606.5022 | 1209837.0795 | 2629611.6448 | 1209842.2524 | 2629615.012 | 1209848.3058 | 2629615.9099 | 1209852.7017 | 2629614.9727 | 1209856.2435 | 2629612.7191 | 1209858.5781 | 2629610.2177 | 1209861.8231 | 2629603.6854 | 1209868.7057 | 2629596.0809 | 1209883.3874 | 2629587.1226 | 1209904.3883 | 2629580.694 | 1209919.5206 | 2629577.1555 | 1209925.0173 | 2629571.7079 | 1209930.8158 | 2629565.1263 | 1209936.9312 | 2629546.1085 | 1209951.2341 | 2629531.1612 | 1209960.043 | 2629519.8034 | 1209965.3232 | 2629509.9353 | 1209969.0432 | 2629493.545 | 1209973.0424 | 2629483.5647 | 1209976.4173 | 2629475.488 | 1209980.5909 | 2629464.3215 | 1209988.7071 | 2629453.4821 | 1209995.224 | 2629444.0456 | 1209999.2909 | 2629438.2809 | 1210001.6194 | 2629434.0627 | 1210004.7448 | 2629428.1662 | 1210010.6858 | 2629423.1957 | 1210015.3418 | 2629412.9703 | 1210022.2064 | 2629400.9309 | 1210030.1294 | 2629389.6764 | 1210039.1792 | 2629365.4062 | 1210064.6187 | 2629361.0274 | 1210067.9547 | 2629358.2767 | 1210069.4086 | 2629342.5113 | 1210074.6898
132 | 2629599.5464 | 1209834.3436 | 2629950.5212 | 1209615.435
133 | 2629342.5113 | 1210074.6898 | 2629342.8712 | 1210077.2152 | 2629342.0214 | 1210080.0348 | 2629338.6791 | 1210082.7978 | 2629332.1345 | 1210089.2026 | 2629328.0098 | 1210094.9634 | 2629326.4875 | 1210100.081 | 2629326.4361 | 1210104.3721 | 2629327.7215 | 1210107.2578 | 2629331.5026 | 1210112.6461 | 2629336.3848 | 1210117.3582
134 | 2629950.5212 | 1209615.435 | 2629963.6431 | 1209578.3909 | 2629974.9673 | 1209543.6725 | 2629993.6323 | 1209512.3151 | 2630018.9023 | 1209488.5508 | 2630046.0793 | 1209461.9612 | 2630046.9418 | 1209461.0906
135 | 2629690.7186 | 1211298.8479 | 2629696.1785 | 1211305.6344 | 2629701.0147 | 1211307.9709
136 | 2629687.1054 | 1210209.6568 | 2629691.927 | 1210205.9231 | 2629697.1106 | 1210202.7582 | 2629703.0671 | 1210200.0418 | 2629709.2479 | 1210198.0825 | 2629733.5324 | 1210191.3217 | 2629808.0699 | 1210190.0478 | 2629816.568 | 1210189.7345
137 | 2629816.568 | 1210189.7345 | 2629811.6519 | 1210184.9739 | 2629793.6401 | 1210169.7977 | 2629773.0817 | 1210147.1047 | 2629763.762 | 1210139.9542 | 2629756.8932 | 1210136.607 | 2629754.1811 | 1210134.8703 | 2629749.8034 | 1210130.3237 | 2629748.9762 | 1210128.6248
138 | 2629687.1054 | 1210209.6568 | 2629672.3935 | 1210215.5315 | 2629665.4339 | 1210219.766 | 2629665.2601 | 1210219.9965
139 | 2629696.1868 | 1209966.6644 | 2629689.7402 | 1209980.7737 | 2629683.2074 | 1209987.7786 | 2629669.6555 | 1210007.8671 | 2629669.028 | 1210010.2542 | 2629670.4889 | 1210012.9852 | 2629672.3619 | 1210013.8172 | 2629674.2323 | 1210013.6597 | 2629700.1688 | 1210001.9153 | 2629710.0883 | 1210000.0969 | 2629719.5256 | 1210002.0116 | 2629733.125 | 1210009.0498 | 2629739.3148 | 1210014.4726 | 2629780.5188 | 1210054.7672 | 2629788.1124 | 1210063.6657 | 2629792.8796 | 1210076.9636 | 2629793.1146 | 1210078.6102 | 2629792.8106 | 1210080.1317 | 2629791.3794 | 1210082.1369 | 2629790.0455 | 1210082.9195 | 2629788.486 | 1210083.223 | 2629786.9063 | 1210083.0039 | 2629785.5116 | 1210082.2744 | 2629778.385 | 1210074.2121 | 2629768.6209 | 1210069.2717 | 2629727.283 | 1210062.0174 | 2629723.8814 | 1210062.8899 | 2629721.308 | 1210065.3451 | 2629720.2803 | 1210068.7531 | 2629721.046 | 1210072.1921 | 2629731.916 | 1210085.5093 | 2629736.1948 | 1210091.6118 | 2629747.0575 | 1210124.6846 | 2629748.9762 | 1210128.6248

## bus_geodata
| x | y | coords
0 | 2630236.8577 | 1211049.3968
1 | 2630237.9137 | 1211046.3271
2 | 2630228.7056 | 1211090.3825
3 | 2630246.9765 | 1211024.9258
4 | 2630191.9634 | 1211104.4492
5 | 2629803.5921 | 1211053.3566
6 | 2630186.5122 | 1211101.4203
7 | 2629799.1444 | 1211052.7701
8 | 2630274.1507 | 1210988.9486
9 | 2630274.6326 | 1210983.8101
10 | 2629857.2025 | 1210816.348
11 | 2629732.8883 | 1210773.626
12 | 2629974.7253 | 1210415.7537
13 | 2629759.6922 | 1210958.1865
14 | 2628666.8671 | 1210587.5074
15 | 2628660.7476 | 1210588.8278
16 | 2628676.2553 | 1210611.4817
17 | 2628728.8584 | 1210639.6725
18 | 2628730.6574 | 1210641.6712
19 | 2628716.6215 | 1210648.3923
20 | 2628766.1106 | 1210592.147
21 | 2628772.6629 | 1210591.8006
22 | 2628762.7319 | 1210602.4574
23 | 2628741.175 | 1210652.9594
24 | 2628743.9823 | 1210619.9288
25 | 2628709.4083 | 1210653.1089
26 | 2628850.903 | 1210597.5868
27 | 2628796.9664 | 1210550.993
28 | 2629047.1522 | 1210641.6036
29 | 2629022.5607 | 1210635.3202
30 | 2629084.4177 | 1210664.0426
31 | 2628932.3165 | 1210630.8935
32 | 2629151.0601 | 1210667.6748
33 | 2629200.2924 | 1210710.7643
34 | 2629222.0845 | 1210720.701
35 | 2629629.3659 | 1210922.4915
36 | 2629680.6272 | 1210944.2724
37 | 2629619.3263 | 1210918.1561
38 | 2629598.6981 | 1210909.2483
39 | 2629765.55 | 1210958.3713
40 | 2629437.5608 | 1210818.4561
41 | 2629781.2291 | 1211014.718
42 | 2629424.9966 | 1210837.5828
43 | 2629405.337 | 1210820.8321
44 | 2629783.6422 | 1211060.5528
45 | 2629724.7374 | 1210771.9847
46 | 2630293.6398 | 1210992.289
47 | 2630307.8504 | 1210988.3935
48 | 2630329.1994 | 1210983.9256
49 | 2630274.6816 | 1210955.5404
50 | 2630329.3585 | 1210983.9036
51 | 2630272.1607 | 1210940.7953
52 | 2630309.1509 | 1210939.6314
53 | 2630332.7962 | 1210938.9452
54 | 2630041.4476 | 1210109.1323
55 | 2630050.5547 | 1210102.3367
56 | 2629831.5691 | 1210192.9667
57 | 2630074.4942 | 1210081.0768
58 | 2630084.4152 | 1210044.8615
59 | 2630075.3097 | 1210026.3253
60 | 2629778.7159 | 1211080.8398
61 | 2629728.1662 | 1211267.7609
62 | 2629765.4465 | 1211085.8543
63 | 2629728.5916 | 1211275.5186
64 | 2629402.2698 | 1210764.7564
65 | 2629406.9423 | 1210772.6016
66 | 2629398.4397 | 1210822.1328
67 | 2629378.85 | 1210826.2825
68 | 2628746.1377 | 1210657.4955
69 | 2628750.9715 | 1210661.9137
70 | 2629296.2738 | 1210991.7823
71 | 2629312.8256 | 1211012.2153
72 | 2629286.4807 | 1210985.2306
73 | 2629325.0895 | 1211017.8384
74 | 2629082.0496 | 1211088.5241
75 | 2629347.4222 | 1211036.0278
76 | 2629336.767 | 1210979.5295
77 | 2629111.4968 | 1211097.3725
78 | 2628895.4825 | 1211201.1495
79 | 2629317.6332 | 1210909.5393
80 | 2629320.0242 | 1210902.6704
81 | 2629310.5282 | 1211126.6509
82 | 2629325.2693 | 1210953.0527
83 | 2629345.547 | 1210977.5653
84 | 2629077.3309 | 1211400.9935
85 | 2628878.9544 | 1211200.9692
86 | 2628665.8942 | 1211362.6243
87 | 2628602.1389 | 1211155.9905
88 | 2629333.5259 | 1210864.3038
89 | 2629325.8411 | 1210932.5588
90 | 2629290.4252 | 1211095.0789
91 | 2629325.4821 | 1210951.0781
92 | 2629364.2467 | 1210976.1194
93 | 2628644.9224 | 1211111.9801
94 | 2628630.5458 | 1211117.2045
95 | 2628669.9056 | 1211106.3093
96 | 2628618.5223 | 1211145.3847
97 | 2628789.5434 | 1210717.8569
98 | 2628744.765 | 1210688.3321
99 | 2628805.4622 | 1210722.5758
100 | 2628607.3716 | 1211150.2011
101 | 2628556.1572 | 1211130.0081
102 | 2628562.6885 | 1211148.5809
103 | 2628763.3823 | 1210660.0501
104 | 2628797.5848 | 1210665.0732
105 | 2628792.5379 | 1210685.5679
106 | 2628808.4839 | 1210664.7107
107 | 2628807.1683 | 1210535.6573
108 | 2629332.782 | 1210839.3861
109 | 2629314.4443 | 1210811.8027
110 | 2629306.3845 | 1210876.4925
111 | 2629293.5416 | 1210829.966
112 | 2628911.7588 | 1210548.2374
113 | 2628912.0997 | 1210546.2068
114 | 2628913.5739 | 1210512.786
115 | 2628909.1014 | 1210502.0304
116 | 2629065.1306 | 1210447.6453
117 | 2628812.6006 | 1210665.206
118 | 2628817.7569 | 1210665.8264
119 | 2628900.6879 | 1210246.9256
120 | 2628921.2225 | 1210255.6052
121 | 2628989.8306 | 1209755.3866
122 | 2629000.3089 | 1209739.7525
123 | 2629019.3034 | 1209734.8086
124 | 2629197.5067 | 1209609.3278
125 | 2629501.5081 | 1209893.3811
126 | 2629056.287 | 1210472.1829
127 | 2629336.6083 | 1210117.5739
128 | 2629593.0702 | 1209842.3687
129 | 2629599.5464 | 1209834.3436
130 | 2629342.5113 | 1210074.6898
131 | 2629950.5212 | 1209615.435
132 | 2629336.3848 | 1210117.3582
133 | 2629701.0147 | 1211307.9709
134 | 2629690.7186 | 1211298.8479
135 | 2630046.9418 | 1209461.0906
136 | 2629816.568 | 1210189.7345
137 | 2629687.1054 | 1210209.6568
138 | 2629748.9762 | 1210128.6248
139 | 2629696.1868 | 1209966.6644
140 | 2629665.2601 | 1210219.9965
141 | 2629222.0845 | 1210720.701

## line_std_types
| c_nf_per_km | r_ohm_per_km | x_ohm_per_km | max_i_ka | type | q_mm2 | alpha | voltage_rating
NAYY 4x50 SE | 210 | 0.642 | 0.083 | 0.142 | cs | 50 | 0.00403 | LV
NAYY 4x120 SE | 264 | 0.225 | 0.08 | 0.242 | cs | 120 | 0.00403 | LV
NAYY 4x150 SE | 261 | 0.208 | 0.08 | 0.27 | cs | 150 | 0.00403 | LV
NA2XS2Y 1x95 RM/25 12/20 kV | 216 | 0.313 | 0.132 | 0.252 | cs | 95 | 0.00403 | MV
NA2XS2Y 1x185 RM/25 12/20 kV | 273 | 0.161 | 0.117 | 0.362 | cs | 185 | 0.00403 | MV
NA2XS2Y 1x240 RM/25 12/20 kV | 304 | 0.122 | 0.112 | 0.421 | cs | 240 | 0.00403 | MV
NA2XS2Y 1x95 RM/25 6/10 kV | 315 | 0.313 | 0.123 | 0.249 | cs | 95 | 0.00403 | MV
NA2XS2Y 1x185 RM/25 6/10 kV | 406 | 0.161 | 0.11 | 0.358 | cs | 185 | 0.00403 | MV
NA2XS2Y 1x240 RM/25 6/10 kV | 456 | 0.122 | 0.105 | 0.416 | cs | 240 | 0.00403 | MV
NA2XS2Y 1x150 RM/25 12/20 kV | 250 | 0.206 | 0.116 | 0.319 | cs | 150 | 0.00403 | MV
NA2XS2Y 1x120 RM/25 12/20 kV | 230 | 0.253 | 0.119 | 0.283 | cs | 120 | 0.00403 | MV
NA2XS2Y 1x70 RM/25 12/20 kV | 190 | 0.443 | 0.132 | 0.22 | cs | 70 | 0.00403 | MV
NA2XS2Y 1x150 RM/25 6/10 kV | 360 | 0.206 | 0.11 | 0.315 | cs | 150 | 0.00403 | MV
NA2XS2Y 1x120 RM/25 6/10 kV | 340 | 0.253 | 0.113 | 0.28 | cs | 120 | 0.00403 | MV
NA2XS2Y 1x70 RM/25 6/10 kV | 280 | 0.443 | 0.123 | 0.217 | cs | 70 | 0.00403 | MV
N2XS(FL)2Y 1x120 RM/35 64/110 kV | 112 | 0.153 | 0.166 | 0.366 | cs | 120 | 0.00393 | HV
N2XS(FL)2Y 1x185 RM/35 64/110 kV | 125 | 0.099 | 0.156 | 0.457 | cs | 185 | 0.00393 | HV
N2XS(FL)2Y 1x240 RM/35 64/110 kV | 135 | 0.075 | 0.149 | 0.526 | cs | 240 | 0.00393 | HV
N2XS(FL)2Y 1x300 RM/35 64/110 kV | 144 | 0.06 | 0.144 | 0.588 | cs | 300 | 0.00393 | HV
15-AL1/3-ST1A 0.4 | 11 | 1.8769 | 0.35 | 0.105 | ol | 16 | 0.00403 | LV
24-AL1/4-ST1A 0.4 | 11.25 | 1.2012 | 0.335 | 0.14 | ol | 24 | 0.00403 | LV
48-AL1/8-ST1A 0.4 | 12.2 | 0.5939 | 0.3 | 0.21 | ol | 48 | 0.00403 | LV
94-AL1/15-ST1A 0.4 | 13.2 | 0.306 | 0.29 | 0.35 | ol | 94 | 0.00403 | LV
34-AL1/6-ST1A 10.0 | 9.7 | 0.8342 | 0.36 | 0.17 | ol | 34 | 0.00403 | MV
48-AL1/8-ST1A 10.0 | 10.1 | 0.5939 | 0.35 | 0.21 | ol | 48 | 0.00403 | MV
70-AL1/11-ST1A 10.0 | 10.4 | 0.4132 | 0.339 | 0.29 | ol | 70 | 0.00403 | MV
94-AL1/15-ST1A 10.0 | 10.75 | 0.306 | 0.33 | 0.35 | ol | 94 | 0.00403 | MV
122-AL1/20-ST1A 10.0 | 11.1 | 0.2376 | 0.323 | 0.41 | ol | 122 | 0.00403 | MV
149-AL1/24-ST1A 10.0 | 11.25 | 0.194 | 0.315 | 0.47 | ol | 149 | 0.00403 | MV
34-AL1/6-ST1A 20.0 | 9.15 | 0.8342 | 0.382 | 0.17 | ol | 34 | 0.00403 | MV
48-AL1/8-ST1A 20.0 | 9.5 | 0.5939 | 0.372 | 0.21 | ol | 48 | 0.00403 | MV
70-AL1/11-ST1A 20.0 | 9.7 | 0.4132 | 0.36 | 0.29 | ol | 70 | 0.00403 | MV
94-AL1/15-ST1A 20.0 | 10 | 0.306 | 0.35 | 0.35 | ol | 94 | 0.00403 | MV
122-AL1/20-ST1A 20.0 | 10.3 | 0.2376 | 0.344 | 0.41 | ol | 122 | 0.00403 | MV
149-AL1/24-ST1A 20.0 | 10.5 | 0.194 | 0.337 | 0.47 | ol | 149 | 0.00403 | MV
184-AL1/30-ST1A 20.0 | 10.75 | 0.1571 | 0.33 | 0.535 | ol | 184 | 0.00403 | MV
243-AL1/39-ST1A 20.0 | 11 | 0.1188 | 0.32 | 0.645 | ol | 243 | 0.00403 | MV
48-AL1/8-ST1A 110.0 | 8 | 0.5939 | 0.46 | 0.21 | ol | 48 | 0.00403 | HV
70-AL1/11-ST1A 110.0 | 8.4 | 0.4132 | 0.45 | 0.29 | ol | 70 | 0.00403 | HV
94-AL1/15-ST1A 110.0 | 8.65 | 0.306 | 0.44 | 0.35 | ol | 94 | 0.00403 | HV
122-AL1/20-ST1A 110.0 | 8.5 | 0.2376 | 0.43 | 0.41 | ol | 122 | 0.00403 | HV
149-AL1/24-ST1A 110.0 | 8.75 | 0.194 | 0.41 | 0.47 | ol | 149 | 0.00403 | HV
184-AL1/30-ST1A 110.0 | 8.8 | 0.1571 | 0.4 | 0.535 | ol | 184 | 0.00403 | HV
243-AL1/39-ST1A 110.0 | 9 | 0.1188 | 0.39 | 0.645 | ol | 243 | 0.00403 | HV
305-AL1/39-ST1A 110.0 | 9.2 | 0.0949 | 0.38 | 0.74 | ol | 305 | 0.00403 | HV
490-AL1/64-ST1A 110.0 | 9.75 | 0.059 | 0.37 | 0.96 | ol | 490 | 0.00403 | HV
679-AL1/86-ST1A 110.0 | 9.95 | 0.042 | 0.36 | 1.15 | ol | 679 | 0.00403 | HV
490-AL1/64-ST1A 220.0 | 10 | 0.059 | 0.285 | 0.96 | ol | 490 | 0.00403 | HV
679-AL1/86-ST1A 220.0 | 11.7 | 0.042 | 0.275 | 1.15 | ol | 679 | 0.00403 | HV
490-AL1/64-ST1A 380.0 | 11 | 0.059 | 0.253 | 0.96 | ol | 490 | 0.00403 | HV
679-AL1/86-ST1A 380.0 | 14.6 | 0.042 | 0.25 | 1.15 | ol | 679 | 0.00403 | HV

## trafo_std_types
| i0_percent | pfe_kw | vkr_percent | sn_mva | vn_lv_kv | vn_hv_kv | vk_percent | shift_degree | vector_group | tap_side | tap_neutral | tap_min | tap_max | tap_step_degree | tap_step_percent | tap_phase_shifter
160 MVA 380/110 kV | 0.06 | 60 | 0.25 | 160 | 110 | 380 | 12.2 | 0 | Yy0 | hv | 0 | -9 | 9 | 0 | 1.5 | FALSE
100 MVA 220/110 kV | 0.06 | 55 | 0.26 | 100 | 110 | 220 | 12 | 0 | Yy0 | hv | 0 | -9 | 9 | 0 | 1.5 | FALSE
63 MVA 110/20 kV | 0.04 | 22 | 0.32 | 63 | 20 | 110 | 18 | 150 | YNd5 | hv | 0 | -9 | 9 | 0 | 1.5 | FALSE
40 MVA 110/20 kV | 0.05 | 18 | 0.34 | 40 | 20 | 110 | 16.2 | 150 | YNd5 | hv | 0 | -9 | 9 | 0 | 1.5 | FALSE
25 MVA 110/20 kV | 0.07 | 14 | 0.41 | 25 | 20 | 110 | 12 | 150 | YNd5 | hv | 0 | -9 | 9 | 0 | 1.5 | FALSE
63 MVA 110/10 kV | 0.04 | 22 | 0.32 | 63 | 10 | 110 | 18 | 150 | YNd5 | hv | 0 | -9 | 9 | 0 | 1.5 | FALSE
40 MVA 110/10 kV | 0.05 | 18 | 0.34 | 40 | 10 | 110 | 16.2 | 150 | YNd5 | hv | 0 | -9 | 9 | 0 | 1.5 | FALSE
25 MVA 110/10 kV | 0.07 | 14 | 0.41 | 25 | 10 | 110 | 12 | 150 | YNd5 | hv | 0 | -9 | 9 | 0 | 1.5 | FALSE
0.25 MVA 20/0.4 kV | 0.32 | 0.8 | 1.44 | 0.25 | 0.4 | 20 | 6 | 150 | Yzn5 | hv | 0 | -2 | 2 | 0 | 2.5 | FALSE
0.4 MVA 20/0.4 kV | 0.3375 | 1.35 | 1.425 | 0.4 | 0.4 | 20 | 6 | 150 | Dyn5 | hv | 0 | -2 | 2 | 0 | 2.5 | FALSE
0.63 MVA 20/0.4 kV | 0.2619 | 1.65 | 1.206 | 0.63 | 0.4 | 20 | 6 | 150 | Dyn5 | hv | 0 | -2 | 2 | 0 | 2.5 | FALSE
0.25 MVA 10/0.4 kV | 0.24 | 0.6 | 1.2 | 0.25 | 0.4 | 10 | 4 | 150 | Dyn5 | hv | 0 | -2 | 2 | 0 | 2.5 | FALSE
0.4 MVA 10/0.4 kV | 0.2375 | 0.95 | 1.325 | 0.4 | 0.4 | 10 | 4 | 150 | Dyn5 | hv | 0 | -2 | 2 | 0 | 2.5 | FALSE
0.63 MVA 10/0.4 kV | 0.1873 | 1.18 | 1.0794 | 0.63 | 0.4 | 10 | 4 | 150 | Dyn5 | hv | 0 | -2 | 2 | 0 | 2.5 | FALSE

## trafo3w_std_types
| sn_hv_mva | sn_mv_mva | sn_lv_mva | vn_hv_kv | vn_mv_kv | vn_lv_kv | vk_hv_percent | vk_mv_percent | vk_lv_percent | vkr_hv_percent | vkr_mv_percent | vkr_lv_percent | pfe_kw | i0_percent | shift_mv_degree | shift_lv_degree | vector_group | tap_side | tap_neutral | tap_min | tap_max | tap_step_percent
63/25/38 MVA 110/20/10 kV | 63 | 25 | 38 | 110 | 20 | 10 | 10.4 | 10.4 | 10.4 | 0.28 | 0.32 | 0.35 | 35 | 0.89 | 0 | 0 | YN0yn0yn0 | hv | 0 | -10 | 10 | 1.2
63/25/38 MVA 110/10/10 kV | 63 | 25 | 38 | 110 | 10 | 10 | 10.4 | 10.4 | 10.4 | 0.28 | 0.32 | 0.35 | 35 | 0.89 | 0 | 0 | YN0yn0yn0 | hv | 0 | -10 | 10 | 1.2

## fuse_std_types
| fuse_type | i_rated_a | t_avg | t_min | t_total | x_avg | x_min | x_total
HV 100A | HV 100A | 100 | 0 | [10.0, 3.64, 0.854, 0.281, 0.1, 0.0531, 0.022, 0.01] | [10.0, 4.267, 1.21, 0.403, 0.1, 0.058, 0.022, 0.01] | 0 | [300.0, 350.0, 450.0, 550.0, 700.0, 850.0, 1200.0, 1752.0] | [600.0, 700.0, 900.0, 1150.0, 1665.0, 2000.0, 3000.0, 4313.0]
HV 10A | HV 10A | 10 | 0 | [10.0, 1675.0, 0.344, 0.156, 0.1, 0.0417, 0.0171, 0.01] | [10.0, 1.3, 0.3, 0.155, 0.1, 0.0555, 0.023, 0.01] | 0 | [30.0, 32.0, 35.0, 37.0, 39.0, 50.0, 70.0, 88.0] | [60.0, 70.0, 80.0, 87.0, 94.0, 110.0, 150.0, 216.0]
HV 125A | HV 125A | 125 | 0 | [10.0, 1.82, 0.344, 0.1, 0.0467, 0.0269, 0.01] | [10.0, 2.478, 0.426, 0.1, 0.0427, 0.0211, 0.01] | 0 | [375.0, 500.0, 700.0, 925.0, 1200.0, 1500.0, 2341.0] | [750.0, 1000.0, 1500.0, 2200.0, 3000.0, 4000.0, 5765.0]
HV 160A | HV 160A | 160 | 0 | [10.0, 4.15, 1.03, 0.198, 0.1, 0.051, 0.0172, 0.01] | [10.0, 2.3, 0.734, 0.274, 0.1, 0.046, 0.0177, 0.01] | 0 | [480.0, 550.0, 700.0, 1000.0, 1260.0, 1600.0, 2500.0, 3227.0] | [960.0, 1300.0, 1700.0, 2200.0, 2996.0, 4000.0, 6000.0, 7946.0]
HV 16A | HV 16A | 16 | 0 | [10.0, 0.352, 0.164, 0.1, 0.0649, 0.0342, 0.01] | [10.0, 2.34, 0.722, 0.181, 0.1, 0.055, 0.0296, 0.01] | 0 | [48.0, 60.0, 65.0, 71.0, 80.0, 100.0, 162.0] | [96.0, 110.0, 125.0, 150.0, 168.0, 200.0, 250.0, 398.0]
HV 200A | HV 200A | 200 | 0 | [10.0, 4.267, 1.21, 0.403, 0.1, 0.058, 0.022, 0.01] | [10.0, 3.73, 1.654, 0.328, 0.1, 0.0531, 0.019, 0.01] | 0 | [600.0, 700.0, 900.0, 1150.0, 1665.0, 2000.0, 3000.0, 4313.0] | [1200.0, 1500.0, 1800.0, 2700.0, 3960.0, 5000.0, 7500.0, 10620.0]
HV 20A | HV 20A | 20 | 0 | [10.0, 1.3, 0.3, 0.155, 0.1, 0.0555, 0.023, 0.01] | [10.0, 1.3, 0.161, 0.1, 0.0611, 0.0399, 0.0141, 0.01] | 0 | [60.0, 70.0, 80.0, 87.0, 94.0, 110.0, 150.0, 216.0] | [120.0, 150.0, 200.0, 223.0, 260.0, 300.0, 450.0, 532.0]
HV 25A | HV 25A | 25 | 0 | [10.0, 2.512, 0.833, 0.299, 0.1, 0.0372, 0.0223, 0.01] | [10.0, 3.125, 0.597, 0.198, 0.1, 0.0378, 0.022, 0.01] | 0 | [75.0, 82.0, 90.0, 100.0, 124.0, 170.0, 200.0, 289.0] | [150.0, 170.0, 210.0, 250.0, 294.0, 400.0, 500.0, 711.0]
HV 31.5A | HV 31.5A | 31.5 | 0 | [10.0, 2.34, 0.722, 0.181, 0.1, 0.055, 0.0296, 0.01] | [10.0, 2.84, 0.368, 0.164, 0.1, 0.0621, 0.0378, 0.0195, 0.01] | 0 | [95.0, 110.0, 125.0, 150.0, 165.0, 200.0, 250.0, 390.0] | [189.0, 220.0, 300.0, 350.0, 393.0, 450.0, 530.0, 700.0, 960.0]
HV 40A | HV 40A | 40 | 0 | [10.0, 1.3, 0.161, 0.1, 0.0611, 0.0399, 0.0141, 0.01] | [10.0, 2.05, 0.369, 0.198, 0.1, 0.051, 0.0298, 0.01] | 0 | [120.0, 150.0, 200.0, 223.0, 260.0, 300.0, 450.0, 532.0] | [240.0, 300.0, 400.0, 450.0, 530.0, 650.0, 800.0, 1311.0]
HV 50A | HV 50A | 50 | 0 | [10.0, 3.215, 0.597, 0.198, 0.1, 0.0378, 0.022, 0.01] | [10.0, 3.64, 0.854, 0.281, 0.1, 0.0531, 0.022, 0.01] | 0 | [150.0, 170.0, 210.0, 250.0, 294.0, 400.0, 500.0, 711.0] | [300.0, 350.0, 450.0, 550.0, 700.0, 850.0, 1200.0, 1752.0]
HV 6.3A | HV 6.3A | 6.3 | 0 | [10.0, 1.39, 0.344, 0.168, 0.1, 0.056, 0.0263, 0.01] | [10.0, 1.711, 0.516, 0.198, 0.1, 0.0634, 0.0303, 0.01] | 0 | [19.0, 19.5, 20.4, 20.8, 22.0, 25.0, 32.0, 48.0] | [38.0, 40.0, 43.0, 48.0, 53.0, 60.0, 75.0, 118.0]
HV 63A | HV 63A | 63 | 0 | [10.0, 2.84, 0.368, 0.164, 0.1, 0.0621, 0.0378, 0.0195, 0.01] | [10.0, 1.82, 0.344, 0.1, 0.0467, 0.0269, 0.01] | 0 | [189.0, 220.0, 300.0, 350.0, 393.0, 450.0, 530.0, 700.0, 961.0] | [378.0, 500.0, 700.0, 934.0, 1200.0, 1500.0, 2366.0]
HV 80A | HV 80A | 80 | 0 | [10.0, 2.05, 0.369, 0.198, 0.1, 0.051, 0.0298, 0.01] | [10.0, 4.15, 1.03, 0.198, 0.1, 0.051, 0.0172, 0.01] | 0 | [240.0, 300.0, 400.0, 450.0, 530.0, 650.0, 800.0, 1311.0] | [480.0, 550.0, 700.0, 1000.0, 1260.0, 1600.0, 2500.0, 3227.0]
Siemens NH-1-100 | Siemens NH-1-100 | 100 | [5400.0, 2000.0, 400.0, 20.0, 1.0, 0.2, 0.012, 0.004] | 0 | 0 | [150.0, 190.0, 250.0, 430.0, 900.0, 1250.0, 2700.0, 3600.0] | 0 | 0
Siemens NH-1-125 | Siemens NH-1-125 | 125 | [4800.0, 120.0, 7.0, 0.1, 0.004] | 0 | 0 | [180.0, 400.0, 740.0, 2000.0, 4250.0] | 0 | 0
Siemens NH-1-16 | Siemens NH-1-16 | 16 | [4000.0, 400.0, 2.0, 0.1, 0.04, 0.01] | 0 | 0 | [26.0, 35.0, 75.0, 150.0, 200.0, 300.0] | 0 | 0
Siemens NH-1-160 | Siemens NH-1-160 | 160 | [4800.0, 120.0, 7.0, 0.1, 0.004] | 0 | 0 | [210.0, 500.0, 900.0, 2300.0, 5000.0] | 0 | 0
Siemens NH-1-25 | Siemens NH-1-25 | 25 | [4000.0, 1000.0, 10.0, 0.2, 0.02, 0.01] | 0 | 0 | [40.0, 50.0, 100.0, 210.0, 400.0, 500.0] | 0 | 0
Siemens NH-1-50 | Siemens NH-1-50 | 50 | [4000.0, 40.0, 4.0, 1.0, 0.02, 0.01] | 0 | 0 | [86.0, 200.0, 300.0, 400.0, 1000.0, 1280.0] | 0 | 0
Siemens NH-1-63 | Siemens NH-1-63 | 63 | [4000.0, 100.0, 10.0, 2.0, 0.04, 0.01] | 0 | 0 | [100.0, 200.0, 300.0, 400.0, 1000.0, 1500.0] | 0 | 0
Siemens NH-1-80 | Siemens NH-1-80 | 80 | [4800.0, 120.0, 7.0, 0.1, 0.01] | 0 | 0 | [150.58, 250.0, 450.0, 1150.0, 2470.0] | 0 | 0
Siemens NH-2-1000 | Siemens NH-2-1000 | 1000 | [4800.0, 120.0, 7.0, 0.1, 0.004] | 0 | 0 | [1900.0, 3500.0, 8400.0, 24000.0, 52000.0] | 0 | 0
Siemens NH-2-200 | Siemens NH-2-200 | 200 | [4800.0, 120.0, 7.0, 0.1, 0.004] | 0 | 0 | [280.0, 650.0, 1200.0, 3000.0, 7000.0] | 0 | 0
Siemens NH-2-224 | Siemens NH-2-224 | 224 | [4800.0, 120.0, 7.0, 0.2, 0.04, 0.004] | 0 | 0 | [400.0, 750.0, 1453.0, 3025.0, 4315.0, 7600.0] | 0 | 0
Siemens NH-2-250 | Siemens NH-2-250 | 250 | [4800.0, 120.0, 7.0, 0.1, 0.004] | 0 | 0 | [450.0, 800.0, 1650.0, 4000.0, 8500.0] | 0 | 0
Siemens NH-2-315 | Siemens NH-2-315 | 315 | [4800.0, 120.0, 7.0, 0.1, 0.004] | 0 | 0 | [550.0, 920.0, 1900.0, 5000.0, 11000.0] | 0 | 0
Siemens NH-2-355 | Siemens NH-2-355 | 355 | [4800.0, 120.0, 6.0, 0.1, 0.004] | 0 | 0 | [650.0, 1116.27, 2350.0, 5840.0, 12790.0] | 0 | 0
Siemens NH-2-400 | Siemens NH-2-400 | 400 | [4800.0, 120.0, 7.0, 0.1, 0.004] | 0 | 0 | [720.0, 1350.0, 2800.0, 6500.0, 15000.0] | 0 | 0
Siemens NH-2-425 | Siemens NH-2-425 | 425 | [4800.0, 120.0, 7.0, 0.1, 0.004] | 0 | 0 | [850.0, 1500.0, 3050.0, 7500.0, 16500.0] | 0 | 0
Siemens NH-2-630 | Siemens NH-2-630 | 630 | [4800.0, 120.0, 7.0, 0.1, 0.004] | 0 | 0 | [1200.0, 2000.0, 4800.0, 12000.0, 26000.0] | 0 | 0

## dtypes
| element | column | dtype
0 | bus | name | object
1 | bus | vn_kv | float64
2 | bus | type | object
3 | bus | zone | object
4 | bus | in_service | bool
5 | load | name | object
6 | load | bus | uint32
7 | load | p_mw | float64
8 | load | q_mvar | float64
9 | load | const_z_percent | float64
10 | load | const_i_percent | float64
11 | load | sn_mva | float64
12 | load | scaling | float64
13 | load | in_service | bool
14 | load | type | object
15 | ext_grid | name | object
16 | ext_grid | bus | uint32
17 | ext_grid | vm_pu | float64
18 | ext_grid | va_degree | float64
19 | ext_grid | slack_weight | float64
20 | ext_grid | in_service | bool
21 | line | name | object
22 | line | std_type | object
23 | line | from_bus | uint32
24 | line | to_bus | uint32
25 | line | length_km | float64
26 | line | r_ohm_per_km | float64
27 | line | x_ohm_per_km | float64
28 | line | c_nf_per_km | float64
29 | line | g_us_per_km | float64
30 | line | max_i_ka | float64
31 | line | df | float64
32 | line | parallel | uint32
33 | line | type | object
34 | line | in_service | bool
35 | trafo | name | object
36 | trafo | std_type | object
37 | trafo | hv_bus | uint32
38 | trafo | lv_bus | uint32
39 | trafo | sn_mva | float64
40 | trafo | vn_hv_kv | float64
41 | trafo | vn_lv_kv | float64
42 | trafo | vk_percent | float64
43 | trafo | vkr_percent | float64
44 | trafo | pfe_kw | float64
45 | trafo | i0_percent | float64
46 | trafo | shift_degree | float64
47 | trafo | tap_side | object
48 | trafo | tap_neutral | int32
49 | trafo | tap_min | int32
50 | trafo | tap_max | int32
51 | trafo | tap_step_percent | float64
52 | trafo | tap_step_degree | float64
53 | trafo | tap_pos | int32
54 | trafo | tap_phase_shifter | bool
55 | trafo | parallel | uint32
56 | trafo | df | float64
57 | trafo | in_service | bool
58 | line_geodata | coords | object
59 | bus_geodata | x | float64
60 | bus_geodata | y | float64
61 | bus_geodata | coords | object

## parameters
| version | format_version | converged | OPF_converged | name | f_hz | sn_mva
0 | 2.14.6 | 2.14.0 | FALSE | FALSE |  | 50 | 1