## bus
| name | vn_kv | type | zone | in_service
0 | bus_LV_1054-24_0_5_node_0 | 0.4 | n |  | TRUE
1 | bus_LV_1054-24_0_5_node_1 | 0.4 | n |  | TRUE
2 | bus_LV_1054-24_0_5_node_2 | 0.4 | n |  | TRUE
3 | bus_LV_1054-24_0_5_node_3 | 0.4 | n |  | TRUE
4 | bus_LV_1054-24_0_5_node_53 | 0.4 | n |  | TRUE
5 | bus_LV_1054-24_0_5_node_54 | 0.4 | n |  | TRUE
6 | bus_LV_1054-24_0_5_node_115 | 0.4 | n |  | TRUE
7 | bus_LV_1054-24_0_5_node_114 | 0.4 | n |  | TRUE
8 | bus_LV_1054-24_0_5_node_55 | 0.4 | n |  | TRUE
9 | bus_LV_1054-24_0_5_node_4 | 0.4 | n |  | TRUE
10 | bus_LV_1054-24_0_5_node_5 | 0.4 | n |  | TRUE
11 | bus_LV_1054-24_0_5_node_6 | 0.4 | n |  | TRUE
12 | bus_LV_1054-24_0_5_node_7 | 0.4 | n |  | TRUE
13 | bus_LV_1054-24_0_5_node_8 | 0.4 | n |  | TRUE
14 | bus_LV_1054-24_0_5_node_20 | 0.4 | n |  | TRUE
15 | bus_LV_1054-24_0_5_node_41 | 0.4 | n |  | TRUE
16 | bus_LV_1054-24_0_5_node_18 | 0.4 | n |  | TRUE
17 | bus_LV_1054-24_0_5_node_43 | 0.4 | n |  | TRUE
18 | bus_LV_1054-24_0_5_node_40 | 0.4 | n |  | TRUE
19 | bus_LV_1054-24_0_5_node_9 | 0.4 | n |  | TRUE
20 | bus_LV_1054-24_0_5_node_10 | 0.4 | n |  | TRUE
21 | bus_LV_1054-24_0_5_node_11 | 0.4 | n |  | TRUE
22 | bus_LV_1054-24_0_5_node_15 | 0.4 | n |  | TRUE
23 | bus_LV_1054-24_0_5_node_13 | 0.4 | n |  | TRUE
24 | bus_LV_1054-24_0_5_node_12 | 0.4 | n |  | TRUE
25 | bus_LV_1054-24_0_5_node_14 | 0.4 | n |  | TRUE
26 | bus_LV_1054-24_0_5_node_16 | 0.4 | n |  | TRUE
27 | bus_LV_1054-24_0_5_node_17 | 0.4 | n |  | TRUE
28 | bus_LV_1054-24_0_5_node_28 | 0.4 | n |  | TRUE
29 | bus_LV_1054-24_0_5_node_31 | 0.4 | n |  | TRUE
30 | bus_LV_1054-24_0_5_node_29 | 0.4 | n |  | TRUE
31 | bus_LV_1054-24_0_5_node_32 | 0.4 | n |  | TRUE
32 | bus_LV_1054-24_0_5_node_19 | 0.4 | n |  | TRUE
33 | bus_LV_1054-24_0_5_node_21 | 0.4 | n |  | TRUE
34 | bus_LV_1054-24_0_5_node_33 | 0.4 | n |  | TRUE
35 | bus_LV_1054-24_0_5_node_50 | 0.4 | n |  | TRUE
36 | bus_LV_1054-24_0_5_node_22 | 0.4 | n |  | TRUE
37 | bus_LV_1054-24_0_5_node_23 | 0.4 | n |  | TRUE
38 | bus_LV_1054-24_0_5_node_24 | 0.4 | n |  | TRUE
39 | bus_LV_1054-24_0_5_node_25 | 0.4 | n |  | TRUE
40 | bus_LV_1054-24_0_5_node_26 | 0.4 | n |  | TRUE
41 | bus_LV_1054-24_0_5_node_27 | 0.4 | n |  | TRUE
42 | bus_LV_1054-24_0_5_node_66 | 0.4 | n |  | TRUE
43 | bus_LV_1054-24_0_5_node_64 | 0.4 | n |  | TRUE
44 | bus_LV_1054-24_0_5_node_63 | 0.4 | n |  | TRUE
45 | bus_LV_1054-24_0_5_node_65 | 0.4 | n |  | TRUE
46 | bus_LV_1054-24_0_5_node_38 | 0.4 | n |  | TRUE
47 | bus_LV_1054-24_0_5_node_51 | 0.4 | n |  | TRUE
48 | bus_LV_1054-24_0_5_node_39 | 0.4 | n |  | TRUE
49 | bus_LV_1054-24_0_5_node_52 | 0.4 | n |  | TRUE
50 | bus_LV_1054-24_0_5_node_30 | 0.4 | n |  | TRUE
51 | bus_LV_1054-24_0_5_node_35 | 0.4 | n |  | TRUE
52 | bus_LV_1054-24_0_5_node_42 | 0.4 | n |  | TRUE
53 | bus_LV_1054-24_0_5_node_34 | 0.4 | n |  | TRUE
54 | bus_LV_1054-24_0_5_node_44 | 0.4 | n |  | TRUE
55 | bus_LV_1054-24_0_5_node_147 | 0.4 | n |  | TRUE
56 | bus_LV_1054-24_0_5_node_140 | 0.4 | n |  | TRUE
57 | bus_LV_1054-24_0_5_node_36 | 0.4 | n |  | TRUE
58 | bus_LV_1054-24_0_5_node_37 | 0.4 | n |  | TRUE
59 | bus_LV_1054-24_0_5_node_131 | 0.4 | n |  | TRUE
60 | bus_LV_1054-24_0_5_node_46 | 0.4 | n |  | TRUE
61 | bus_LV_1054-24_0_5_node_130 | 0.4 | n |  | TRUE
62 | bus_LV_1054-24_0_5_node_47 | 0.4 | n |  | TRUE
63 | bus_LV_1054-24_0_5_node_45 | 0.4 | n |  | TRUE
64 | bus_LV_1054-24_0_5_node_112 | 0.4 | n |  | TRUE
65 | bus_LV_1054-24_0_5_node_109 | 0.4 | n |  | TRUE
66 | bus_LV_1054-24_0_5_node_139 | 0.4 | n |  | TRUE
67 | bus_LV_1054-24_0_5_node_138 | 0.4 | n |  | TRUE
68 | bus_LV_1054-24_0_5_node_105 | 0.4 | n |  | TRUE
69 | bus_LV_1054-24_0_5_node_56 | 0.4 | n |  | TRUE
70 | bus_LV_1054-24_0_5_node_57 | 0.4 | n |  | TRUE
71 | bus_LV_1054-24_0_5_node_137 | 0.4 | n |  | TRUE
72 | bus_LV_1054-24_0_5_node_135 | 0.4 | n |  | TRUE
73 | bus_LV_1054-24_0_5_node_58 | 0.4 | n |  | TRUE
74 | bus_LV_1054-24_0_5_node_59 | 0.4 | n |  | TRUE
75 | bus_LV_1054-24_0_5_node_60 | 0.4 | n |  | TRUE
76 | bus_LV_1054-24_0_5_node_61 | 0.4 | n |  | TRUE
77 | bus_LV_1054-24_0_5_node_62 | 0.4 | n |  | TRUE
78 | bus_LV_1054-24_0_5_node_118 | 0.4 | n |  | TRUE
79 | bus_LV_1054-24_0_5_node_86 | 0.4 | n |  | TRUE
80 | bus_LV_1054-24_0_5_node_116 | 0.4 | n |  | TRUE
81 | bus_LV_1054-24_0_5_node_87 | 0.4 | n |  | TRUE
82 | bus_LV_1054-24_0_5_node_67 | 0.4 | n |  | TRUE
83 | bus_LV_1054-24_0_5_node_68 | 0.4 | n |  | TRUE
84 | bus_LV_1054-24_0_5_node_69 | 0.4 | n |  | TRUE
85 | bus_LV_1054-24_0_5_node_70 | 0.4 | n |  | TRUE
86 | bus_LV_1054-24_0_5_node_71 | 0.4 | n |  | TRUE
87 | bus_LV_1054-24_0_5_node_125 | 0.4 | n |  | TRUE
88 | bus_LV_1054-24_0_5_node_83 | 0.4 | n |  | TRUE
89 | bus_LV_1054-24_0_5_node_110 | 0.4 | n |  | TRUE
90 | bus_LV_1054-24_0_5_node_84 | 0.4 | n |  | TRUE
91 | bus_LV_1054-24_0_5_node_72 | 0.4 | n |  | TRUE
92 | bus_LV_1054-24_0_5_node_73 | 0.4 | n |  | TRUE
93 | bus_LV_1054-24_0_5_node_74 | 0.4 | n |  | TRUE
94 | bus_LV_1054-24_0_5_node_75 | 0.4 | n |  | TRUE
95 | bus_LV_1054-24_0_5_node_76 | 0.4 | n |  | TRUE
96 | bus_LV_1054-24_0_5_node_77 | 0.4 | n |  | TRUE
97 | bus_LV_1054-24_0_5_node_100 | 0.4 | n |  | TRUE
98 | bus_LV_1054-24_0_5_node_142 | 0.4 | n |  | TRUE
99 | bus_LV_1054-24_0_5_node_146 | 0.4 | n |  | TRUE
100 | bus_LV_1054-24_0_5_node_98 | 0.4 | n |  | TRUE
101 | bus_LV_1054-24_0_5_node_143 | 0.4 | n |  | TRUE
102 | bus_LV_1054-24_0_5_node_101 | 0.4 | n |  | TRUE
103 | bus_LV_1054-24_0_5_node_78 | 0.4 | n |  | TRUE
104 | bus_LV_1054-24_0_5_node_79 | 0.4 | n |  | TRUE
105 | bus_LV_1054-24_0_5_node_80 | 0.4 | n |  | TRUE
106 | bus_LV_1054-24_0_5_node_81 | 0.4 | n |  | TRUE
107 | bus_LV_1054-24_0_5_node_82 | 0.4 | n |  | TRUE
108 | bus_LV_1054-24_0_5_node_85 | 0.4 | n |  | TRUE
109 | bus_LV_1054-24_0_5_node_132 | 0.4 | n |  | TRUE
110 | bus_LV_1054-24_0_5_node_133 | 0.4 | n |  | TRUE
111 | bus_LV_1054-24_0_5_node_88 | 0.4 | n |  | TRUE
112 | bus_LV_1054-24_0_5_node_89 | 0.4 | n |  | TRUE
113 | bus_LV_1054-24_0_5_node_141 | 0.4 | n |  | TRUE
114 | bus_LV_1054-24_0_5_node_90 | 0.4 | n |  | TRUE
115 | bus_LV_1054-24_0_5_node_91 | 0.4 | n |  | TRUE
116 | bus_LV_1054-24_0_5_node_93 | 0.4 | n |  | TRUE
117 | bus_LV_1054-24_0_5_node_92 | 0.4 | n |  | TRUE
118 | bus_LV_1054-24_0_5_node_94 | 0.4 | n |  | TRUE
119 | bus_LV_1054-24_0_5_node_95 | 0.4 | n |  | TRUE
120 | bus_LV_1054-24_0_5_node_126 | 0.4 | n |  | TRUE
121 | bus_LV_1054-24_0_5_node_145 | 0.4 | n |  | TRUE
122 | bus_LV_1054-24_0_5_node_127 | 0.4 | n |  | TRUE
123 | bus_LV_1054-24_0_5_node_144 | 0.4 | n |  | TRUE
124 | bus_LV_1054-24_0_5_node_96 | 0.4 | n |  | TRUE
125 | bus_LV_1054-24_0_5_node_97 | 0.4 | n |  | TRUE
126 | bus_LV_1054-24_0_5_node_99 | 0.4 | n |  | TRUE
127 | bus_LV_1054-24_0_5_node_102 | 0.4 | n |  | TRUE
128 | bus_LV_1054-24_0_5_node_104 | 0.4 | n |  | TRUE
129 | bus_LV_1054-24_0_5_node_103 | 0.4 | n |  | TRUE
130 | bus_LV_1054-24_0_5_node_106 | 0.4 | n |  | TRUE
131 | bus_LV_1054-24_0_5_node_122 | 0.4 | n |  | TRUE
132 | bus_LV_1054-24_0_5_node_124 | 0.4 | n |  | TRUE
133 | bus_LV_1054-24_0_5_node_120 | 0.4 | n |  | TRUE
134 | bus_LV_1054-24_0_5_node_107 | 0.4 | n |  | TRUE
135 | bus_LV_1054-24_0_5_node_111 | 0.4 | n |  | TRUE
136 | bus_LV_1054-24_0_5_node_117 | 0.4 | n |  | TRUE
137 | bus_LV_1054-24_0_5_node_119 | 0.4 | n |  | TRUE
138 | bus_LV_1054-24_0_5_node_129 | 0.4 | n |  | TRUE
139 | bus_LV_1054-24_0_5_node_121 | 0.4 | n |  | TRUE
140 | bus_LV_1054-24_0_5_node_123 | 0.4 | n |  | TRUE
141 | bus_LV_1054-24_0_5_node_128 | 0.4 | n |  | TRUE
142 | bus_LV_1054-24_0_5_node_134 | 0.4 | n |  | TRUE
143 | bus_LV_1054-24_0_5_node_136 | 0.4 | n |  | TRUE
144 | bus_MV_212_1_node_63 | 20 | n |  | TRUE

## load
| name | bus | p_mw | q_mvar | const_z_percent | const_i_percent | sn_mva | scaling | in_service | type
0 | LV_1054-24_0_5_load_0 | 0 | 0.0015407 | 0.00038613 | 0 | 0 |  | 1 | TRUE | wye
1 | LV_1054-24_0_5_load_1 | 1 | 0.001514 | 0.00037944 | 0 | 0 |  | 1 | TRUE | wye
2 | LV_1054-24_0_5_load_2 | 2 | 0.0029887 | 0.00074904 | 0 | 0 |  | 1 | TRUE | wye
3 | LV_1054-24_0_5_load_54 | 5 | 0.0016725 | 0.00041918 | 0 | 0 |  | 1 | TRUE | wye
4 | LV_1054-24_0_5_load_115 | 6 | 0.0017547 | 0.00043976 | 0 | 0 |  | 1 | TRUE | wye
5 | LV_1054-24_0_5_load_114 | 7 | 0.0017799 | 0.00044607 | 0 | 0 |  | 1 | TRUE | wye
6 | LV_1054-24_0_5_load_55 | 8 | 0.0021659 | 0.00054283 | 0 | 0 |  | 1 | TRUE | wye
7 | LV_1054-24_0_5_load_4 | 9 | 0.0022762 | 0.00057046 | 0 | 0 |  | 1 | TRUE | wye
8 | LV_1054-24_0_5_load_5 | 10 | 0.0036207 | 0.00090743 | 0 | 0 |  | 1 | TRUE | wye
9 | LV_1054-24_0_5_load_6 | 11 | 0.0025622 | 0.00064215 | 0 | 0 |  | 1 | TRUE | wye
10 | LV_1054-24_0_5_load_7 | 12 | 0.0023757 | 0.0005954 | 0 | 0 |  | 1 | TRUE | wye
11 | LV_1054-24_0_5_load_8 | 13 | 0.0033101 | 0.00082959 | 0 | 0 |  | 1 | TRUE | wye
12 | LV_1054-24_0_5_load_20 | 14 | 0.0025742 | 0.00064515 | 0 | 0 |  | 1 | TRUE | wye
13 | LV_1054-24_0_5_load_18 | 16 | 0.0026347 | 0.00066033 | 0 | 0 |  | 1 | TRUE | wye
14 | LV_1054-24_0_5_load_43 | 17 | 0.00297 | 0.00074436 | 0 | 0 |  | 1 | TRUE | wye
15 | LV_1054-24_0_5_load_40 | 18 | 0.0071498 | 0.0017919 | 0 | 0 |  | 1 | TRUE | wye
16 | LV_1054-24_0_5_load_9 | 19 | 0.0064248 | 0.0016102 | 0 | 0 |  | 1 | TRUE | wye
17 | LV_1054-24_0_5_load_10 | 20 | 0.001393 | 0.00034912 | 0 | 0 |  | 1 | TRUE | wye
18 | LV_1054-24_0_5_load_11 | 21 | 0.0012038 | 0.00030171 | 0 | 0 |  | 1 | TRUE | wye
19 | LV_1054-24_0_5_load_15 | 22 | 0.00087217 | 0.00021859 | 0 | 0 |  | 1 | TRUE | wye
20 | LV_1054-24_0_5_load_12 | 24 | 0.0038122 | 0.00095544 | 0 | 0 |  | 1 | TRUE | wye
21 | LV_1054-24_0_5_load_16 | 26 | 0.005518 | 0.0013829 | 0 | 0 |  | 1 | TRUE | wye
22 | LV_1054-24_0_5_load_17 | 27 | 0.0061387 | 0.0015385 | 0 | 0 |  | 1 | TRUE | wye
23 | LV_1054-24_0_5_load_28 | 28 | 0.0061721 | 0.0015469 | 0 | 0 |  | 1 | TRUE | wye
24 | LV_1054-24_0_5_load_29 | 30 | 0.0052847 | 0.0013245 | 0 | 0 |  | 1 | TRUE | wye
25 | LV_1054-24_0_5_load_32 | 31 | 0.0018106 | 0.00045378 | 0 | 0 |  | 1 | TRUE | wye
26 | LV_1054-24_0_5_load_19 | 32 | 0.0014647 | 0.00036709 | 0 | 0 |  | 1 | TRUE | wye
27 | LV_1054-24_0_5_load_21 | 33 | 0.0024428 | 0.00061222 | 0 | 0 |  | 1 | TRUE | wye
28 | LV_1054-24_0_5_load_33 | 34 | 0.0026778 | 0.00067112 | 0 | 0 |  | 1 | TRUE | wye
29 | LV_1054-24_0_5_load_50 | 35 | 0.0022821 | 0.00057195 | 0 | 0 |  | 1 | TRUE | wye
30 | LV_1054-24_0_5_load_22 | 36 | 0.0009526 | 0.00023874 | 0 | 0 |  | 1 | TRUE | wye
31 | LV_1054-24_0_5_load_25 | 39 | 0.00073228 | 0.00018353 | 0 | 0 |  | 1 | TRUE | wye
32 | LV_1054-24_0_5_load_26 | 40 | 0.0047918 | 0.0012009 | 0 | 0 |  | 1 | TRUE | wye
33 | LV_1054-24_0_5_load_27 | 41 | 0.00066555 | 0.0001668 | 0 | 0 |  | 1 | TRUE | wye
34 | LV_1054-24_0_5_load_64 | 43 | 0.0021228 | 0.00053203 | 0 | 0 |  | 1 | TRUE | wye
35 | LV_1054-24_0_5_load_63 | 44 | 0.0015761 | 0.000395 | 0 | 0 |  | 1 | TRUE | wye
36 | LV_1054-24_0_5_load_65 | 45 | 0.0018915 | 0.00047405 | 0 | 0 |  | 1 | TRUE | wye
37 | LV_1054-24_0_5_load_38 | 46 | 0.0013076 | 0.00032773 | 0 | 0 |  | 1 | TRUE | wye
38 | LV_1054-24_0_5_load_51 | 47 | 0.00075081 | 0.00018817 | 0 | 0 |  | 1 | TRUE | wye
39 | LV_1054-24_0_5_load_39 | 48 | 0.0014102 | 0.00035343 | 0 | 0 |  | 1 | TRUE | wye
40 | LV_1054-24_0_5_load_52 | 49 | 0.00046398 | 0.00011628 | 0 | 0 |  | 1 | TRUE | wye
41 | LV_1054-24_0_5_load_35 | 51 | 0.0045125 | 0.0011309 | 0 | 0 |  | 1 | TRUE | wye
42 | LV_1054-24_0_5_load_34 | 53 | 0.0018111 | 0.0004539 | 0 | 0 |  | 1 | TRUE | wye
43 | LV_1054-24_0_5_load_44 | 54 | 0.0099908 | 0.0025039 | 0 | 0 |  | 1 | TRUE | wye
44 | LV_1054-24_0_5_load_147 | 55 | 0.0018082 | 0.00045317 | 0 | 0 |  | 1 | TRUE | wye
45 | LV_1054-24_0_5_load_140 | 56 | 0.0024787 | 0.00062123 | 0 | 0 |  | 1 | TRUE | wye
46 | LV_1054-24_0_5_load_36 | 57 | 0.0018111 | 0.0004539 | 0 | 0 |  | 1 | TRUE | wye
47 | LV_1054-24_0_5_load_37 | 58 | 0.0018096 | 0.00045352 | 0 | 0 |  | 1 | TRUE | wye
48 | LV_1054-24_0_5_load_131 | 59 | 0.0030971 | 0.0007762 | 0 | 0 |  | 1 | TRUE | wye
49 | LV_1054-24_0_5_load_130 | 61 | 0.0030299 | 0.00075938 | 0 | 0 |  | 1 | TRUE | wye
50 | LV_1054-24_0_5_load_45 | 63 | 0.0039695 | 0.00099485 | 0 | 0 |  | 1 | TRUE | wye
51 | LV_1054-24_0_5_load_112 | 64 | 0.0037361 | 0.00093634 | 0 | 0 |  | 1 | TRUE | wye
52 | LV_1054-24_0_5_load_139 | 66 | 0.002389 | 0.00059874 | 0 | 0 |  | 1 | TRUE | wye
53 | LV_1054-24_0_5_load_138 | 67 | 0.0037355 | 0.0009362 | 0 | 0 |  | 1 | TRUE | wye
54 | LV_1054-24_0_5_load_105 | 68 | 0.0019108 | 0.00047888 | 0 | 0 |  | 1 | TRUE | wye
55 | LV_1054-24_0_5_load_56 | 69 | 0.0024206 | 0.00060667 | 0 | 0 |  | 1 | TRUE | wye
56 | LV_1054-24_0_5_load_57 | 70 | 0.0024405 | 0.00061165 | 0 | 0 |  | 1 | TRUE | wye
57 | LV_1054-24_0_5_load_137 | 71 | 0.0024377 | 0.00061095 | 0 | 0 |  | 1 | TRUE | wye
58 | LV_1054-24_0_5_load_135 | 72 | 0.0027096 | 0.00067909 | 0 | 0 |  | 1 | TRUE | wye
59 | LV_1054-24_0_5_load_58 | 73 | 0.0026985 | 0.00067631 | 0 | 0 |  | 1 | TRUE | wye
60 | LV_1054-24_0_5_load_59 | 74 | 0.0018025 | 0.00045175 | 0 | 0 |  | 1 | TRUE | wye
61 | LV_1054-24_0_5_load_61 | 76 | 0.00088313 | 0.00022133 | 0 | 0 |  | 1 | TRUE | wye
62 | LV_1054-24_0_5_load_62 | 77 | 0.0030448 | 0.00076311 | 0 | 0 |  | 1 | TRUE | wye
63 | LV_1054-24_0_5_load_118 | 78 | 0.0017334 | 0.00043442 | 0 | 0 |  | 1 | TRUE | wye
64 | LV_1054-24_0_5_load_86 | 79 | 0.002251 | 0.00056416 | 0 | 0 |  | 1 | TRUE | wye
65 | LV_1054-24_0_5_load_116 | 80 | 0.0024021 | 0.00060203 | 0 | 0 |  | 1 | TRUE | wye
66 | LV_1054-24_0_5_load_87 | 81 | 0.002991 | 0.00074962 | 0 | 0 |  | 1 | TRUE | wye
67 | LV_1054-24_0_5_load_67 | 82 | 0.0025637 | 0.00064252 | 0 | 0 |  | 1 | TRUE | wye
68 | LV_1054-24_0_5_load_68 | 83 | 0.0016665 | 0.00041766 | 0 | 0 |  | 1 | TRUE | wye
69 | LV_1054-24_0_5_load_69 | 84 | 0.0017572 | 0.0004404 | 0 | 0 |  | 1 | TRUE | wye
70 | LV_1054-24_0_5_load_70 | 85 | 0.0016451 | 0.00041231 | 0 | 0 |  | 1 | TRUE | wye
71 | LV_1054-24_0_5_load_71 | 86 | 0.0026614 | 0.00066702 | 0 | 0 |  | 1 | TRUE | wye
72 | LV_1054-24_0_5_load_125 | 87 | 0.0020314 | 0.00050912 | 0 | 0 |  | 1 | TRUE | wye
73 | LV_1054-24_0_5_load_83 | 88 | 0.0037367 | 0.00093651 | 0 | 0 |  | 1 | TRUE | wye
74 | LV_1054-24_0_5_load_110 | 89 | 0.0022302 | 0.00055893 | 0 | 0 |  | 1 | TRUE | wye
75 | LV_1054-24_0_5_load_84 | 90 | 0.0026615 | 0.00066702 | 0 | 0 |  | 1 | TRUE | wye
76 | LV_1054-24_0_5_load_72 | 91 | 0.0053522 | 0.0013414 | 0 | 0 |  | 1 | TRUE | wye
77 | LV_1054-24_0_5_load_73 | 92 | 0.012382 | 0.0031033 | 0 | 0 |  | 1 | TRUE | wye
78 | LV_1054-24_0_5_load_75 | 94 | 0.0034209 | 0.00085735 | 0 | 0 |  | 1 | TRUE | wye
79 | LV_1054-24_0_5_load_76 | 95 | 0.0016572 | 0.00041535 | 0 | 0 |  | 1 | TRUE | wye
80 | LV_1054-24_0_5_load_77 | 96 | 0.0016225 | 0.00040665 | 0 | 0 |  | 1 | TRUE | wye
81 | LV_1054-24_0_5_load_100 | 97 | 0.0022608 | 0.00056661 | 0 | 0 |  | 1 | TRUE | wye
82 | LV_1054-24_0_5_load_142 | 98 | 0.0016575 | 0.00041541 | 0 | 0 |  | 1 | TRUE | wye
83 | LV_1054-24_0_5_load_146 | 99 | 0.0016214 | 0.00040636 | 0 | 0 |  | 1 | TRUE | wye
84 | LV_1054-24_0_5_load_143 | 101 | 0.0016569 | 0.00041527 | 0 | 0 |  | 1 | TRUE | wye
85 | LV_1054-24_0_5_load_101 | 102 | 0.0016216 | 0.0004064 | 0 | 0 |  | 1 | TRUE | wye
86 | LV_1054-24_0_5_load_78 | 103 | 0.0047242 | 0.001184 | 0 | 0 |  | 1 | TRUE | wye
87 | LV_1054-24_0_5_load_79 | 104 | 0.0033586 | 0.00084175 | 0 | 0 |  | 1 | TRUE | wye
88 | LV_1054-24_0_5_load_80 | 105 | 0.0023223 | 0.00058201 | 0 | 0 |  | 1 | TRUE | wye
89 | LV_1054-24_0_5_load_81 | 106 | 0.0023359 | 0.00058542 | 0 | 0 |  | 1 | TRUE | wye
90 | LV_1054-24_0_5_load_82 | 107 | 0.0022945 | 0.00057505 | 0 | 0 |  | 1 | TRUE | wye
91 | LV_1054-24_0_5_load_85 | 108 | 0.0037385 | 0.00093696 | 0 | 0 |  | 1 | TRUE | wye
92 | LV_1054-24_0_5_load_132 | 109 | 0.0018219 | 0.0004566 | 0 | 0 |  | 1 | TRUE | wye
93 | LV_1054-24_0_5_load_133 | 110 | 0.0023053 | 0.00057777 | 0 | 0 |  | 1 | TRUE | wye
94 | LV_1054-24_0_5_load_88 | 111 | 0.0026558 | 0.00066559 | 0 | 0 |  | 1 | TRUE | wye
95 | LV_1054-24_0_5_load_89 | 112 | 0.0025376 | 0.00063599 | 0 | 0 |  | 1 | TRUE | wye
96 | LV_1054-24_0_5_load_141 | 113 | 0.0025816 | 0.00064702 | 0 | 0 |  | 1 | TRUE | wye
97 | LV_1054-24_0_5_load_90 | 114 | 0.003442 | 0.00086264 | 0 | 0 |  | 1 | TRUE | wye
98 | LV_1054-24_0_5_load_91 | 115 | 0.0025099 | 0.00062904 | 0 | 0 |  | 1 | TRUE | wye
99 | LV_1054-24_0_5_load_93 | 116 | 0.0019877 | 0.00049817 | 0 | 0 |  | 1 | TRUE | wye
100 | LV_1054-24_0_5_load_94 | 118 | 0.0026586 | 0.0006663 | 0 | 0 |  | 1 | TRUE | wye
101 | LV_1054-24_0_5_load_95 | 119 | 0.00169 | 0.00042355 | 0 | 0 |  | 1 | TRUE | wye
102 | LV_1054-24_0_5_load_126 | 120 | 0.0019052 | 0.0004775 | 0 | 0 |  | 1 | TRUE | wye
103 | LV_1054-24_0_5_load_145 | 121 | 0.00169 | 0.00042355 | 0 | 0 |  | 1 | TRUE | wye
104 | LV_1054-24_0_5_load_127 | 122 | 0.0030662 | 0.00076847 | 0 | 0 |  | 1 | TRUE | wye
105 | LV_1054-24_0_5_load_144 | 123 | 0.0016916 | 0.00042396 | 0 | 0 |  | 1 | TRUE | wye
106 | LV_1054-24_0_5_load_96 | 124 | 0.0031115 | 0.00077981 | 0 | 0 |  | 1 | TRUE | wye
107 | LV_1054-24_0_5_load_99 | 126 | 0.01227 | 0.0030752 | 0 | 0 |  | 1 | TRUE | wye
108 | LV_1054-24_0_5_load_102 | 127 | 0.0040493 | 0.0010148 | 0 | 0 |  | 1 | TRUE | wye
109 | LV_1054-24_0_5_load_104 | 128 | 0.002075 | 0.00052003 | 0 | 0 |  | 1 | TRUE | wye
110 | LV_1054-24_0_5_load_103 | 129 | 0.0016439 | 0.00041199 | 0 | 0 |  | 1 | TRUE | wye
111 | LV_1054-24_0_5_load_106 | 130 | 0.0015002 | 0.00037599 | 0 | 0 |  | 1 | TRUE | wye
112 | LV_1054-24_0_5_load_124 | 132 | 0.0014939 | 0.0003744 | 0 | 0 |  | 1 | TRUE | wye
113 | LV_1054-24_0_5_load_120 | 133 | 0.0014727 | 0.0003691 | 0 | 0 |  | 1 | TRUE | wye
114 | LV_1054-24_0_5_load_107 | 134 | 0.0024894 | 0.00062391 | 0 | 0 |  | 1 | TRUE | wye
115 | LV_1054-24_0_5_load_111 | 135 | 0.0030686 | 0.00076906 | 0 | 0 |  | 1 | TRUE | wye
116 | LV_1054-24_0_5_load_117 | 136 | 0.0027543 | 0.00069028 | 0 | 0 |  | 1 | TRUE | wye
117 | LV_1054-24_0_5_load_119 | 137 | 0.0028741 | 0.00072033 | 0 | 0 |  | 1 | TRUE | wye
118 | LV_1054-24_0_5_load_129 | 138 | 0.00099604 | 0.00024963 | 0 | 0 |  | 1 | TRUE | wye
119 | LV_1054-24_0_5_load_121 | 139 | 0.0032089 | 0.00080422 | 0 | 0 |  | 1 | TRUE | wye
120 | LV_1054-24_0_5_load_123 | 140 | 0.0024063 | 0.00060307 | 0 | 0 |  | 1 | TRUE | wye
121 | LV_1054-24_0_5_load_128 | 141 | 0.002799 | 0.0007015 | 0 | 0 |  | 1 | TRUE | wye
122 | LV_1054-24_0_5_load_134 | 142 | 0.002365 | 0.00059274 | 0 | 0 |  | 1 | TRUE | wye
123 | LV_1054-24_0_5_load_136 | 143 | 0.0058687 | 0.0014708 | 0 | 0 |  | 1 | TRUE | wye

## ext_grid
| name | bus | vm_pu | va_degree | slack_weight | in_service
0 |  | 69 | 1 | 0 | 1 | TRUE

## line
| name | std_type | from_bus | to_bus | length_km | r_ohm_per_km | x_ohm_per_km | c_nf_per_km | g_us_per_km | max_i_ka | df | parallel | type | in_service
0 | LV_1054-24_0_5_line_0 |  | 0 | 1 | 0.021543 | 0.125 | 0.08 | 261 | 0 | 0.364 | 1 | 1 | cs | TRUE
1 | LV_1054-24_0_5_line_1 |  | 0 | 2 | 0.012592 | 0.125 | 0.08 | 261 | 0 | 0.364 | 1 | 1 | cs | TRUE
2 | LV_1054-24_0_5_line_2 |  | 1 | 3 | 0.010224 | 0.125 | 0.08 | 261 | 0 | 0.364 | 1 | 1 | cs | TRUE
3 | LV_1054-24_0_5_line_3 |  | 3 | 4 | 0.068445 | 0.125 | 0.08 | 261 | 0 | 0.364 | 1 | 4 | cs | TRUE
4 | LV_1054-24_0_5_line_4 |  | 3 | 5 | 0.011555 | 0.125 | 0.08 | 261 | 0 | 0.364 | 1 | 4 | cs | TRUE
5 | LV_1054-24_0_5_line_5 |  | 4 | 6 | 0.0053159 | 0.125 | 0.08 | 261 | 0 | 0.364 | 1 | 4 | cs | TRUE
6 | LV_1054-24_0_5_line_6 |  | 4 | 7 | 0.017266 | 0.125 | 0.08 | 261 | 0 | 0.364 | 1 | 4 | cs | TRUE
7 | LV_1054-24_0_5_line_7 |  | 5 | 8 | 0.00045746 | 0.125 | 0.08 | 261 | 0 | 0.364 | 1 | 4 | cs | TRUE
8 | LV_1054-24_0_5_line_8 |  | 6 | 67 | 0.019988 | 0.125 | 0.08 | 261 | 0 | 0.364 | 1 | 4 | cs | TRUE
9 | LV_1054-24_0_5_line_9 |  | 7 | 68 | 0.023171 | 0.125 | 0.08 | 261 | 0 | 0.364 | 1 | 3 | cs | TRUE
10 | LV_1054-24_0_5_line_10 |  | 8 | 69 | 0.021633 | 0.125 | 0.08 | 261 | 0 | 0.364 | 1 | 4 | cs | TRUE
11 | LV_1054-24_0_5_line_11 |  | 9 | 10 | 0.0034124 | 0.125 | 0.08 | 261 | 0 | 0.364 | 1 | 4 | cs | TRUE
12 | LV_1054-24_0_5_line_12 |  | 9 | 11 | 0.0046507 | 0.125 | 0.08 | 261 | 0 | 0.364 | 1 | 4 | cs | TRUE
13 | LV_1054-24_0_5_line_13 |  | 10 | 12 | 0.0091304 | 0.125 | 0.08 | 261 | 0 | 0.364 | 1 | 4 | cs | TRUE
14 | LV_1054-24_0_5_line_14 |  | 11 | 13 | 0.008801 | 0.125 | 0.08 | 261 | 0 | 0.364 | 1 | 4 | cs | TRUE
15 | LV_1054-24_0_5_line_15 |  | 12 | 14 | 0.0093327 | 0.125 | 0.08 | 261 | 0 | 0.364 | 1 | 4 | cs | TRUE
16 | LV_1054-24_0_5_line_16 |  | 13 | 15 | 0.014275 | 0.125 | 0.08 | 261 | 0 | 0.364 | 1 | 4 | cs | TRUE
17 | LV_1054-24_0_5_line_17 |  | 14 | 16 | 0.0016734 | 0.125 | 0.08 | 261 | 0 | 0.364 | 1 | 4 | cs | TRUE
18 | LV_1054-24_0_5_line_18 |  | 15 | 17 | 0.03297 | 0.125 | 0.08 | 261 | 0 | 0.364 | 1 | 1 | cs | TRUE
19 | LV_1054-24_0_5_line_19 |  | 15 | 18 | 0.034981 | 0.125 | 0.08 | 261 | 0 | 0.364 | 1 | 4 | cs | TRUE
20 | LV_1054-24_0_5_line_20 |  | 16 | 32 | 0.0024171 | 0.125 | 0.08 | 261 | 0 | 0.364 | 1 | 4 | cs | TRUE
21 | LV_1054-24_0_5_line_21 |  | 17 | 59 | 0.018861 | 0.125 | 0.08 | 261 | 0 | 0.364 | 1 | 1 | cs | TRUE
22 | LV_1054-24_0_5_line_22 |  | 18 | 52 | 0.0075133 | 0.125 | 0.08 | 261 | 0 | 0.364 | 1 | 4 | cs | TRUE
23 | LV_1054-24_0_5_line_23 |  | 19 | 20 | 0.030313 | 0.125 | 0.08 | 261 | 0 | 0.364 | 1 | 1 | cs | TRUE
24 | LV_1054-24_0_5_line_24 |  | 20 | 21 | 0.018971 | 0.125 | 0.08 | 261 | 0 | 0.364 | 1 | 1 | cs | TRUE
25 | LV_1054-24_0_5_line_25 |  | 21 | 22 | 0.021352 | 0.125 | 0.08 | 261 | 0 | 0.364 | 1 | 1 | cs | TRUE
26 | LV_1054-24_0_5_line_26 |  | 22 | 23 | 0.015255 | 0.125 | 0.08 | 261 | 0 | 0.364 | 1 | 1 | cs | TRUE
27 | LV_1054-24_0_5_line_27 |  | 23 | 24 | 0.020294 | 0.125 | 0.08 | 261 | 0 | 0.364 | 1 | 1 | cs | TRUE
28 | LV_1054-24_0_5_line_28 |  | 24 | 25 | 0.049872 | 0.125 | 0.08 | 261 | 0 | 0.364 | 1 | 1 | cs | TRUE
29 | LV_1054-24_0_5_line_29 |  | 25 | 26 | 0.022917 | 0.125 | 0.08 | 261 | 0 | 0.364 | 1 | 1 | cs | TRUE
30 | LV_1054-24_0_5_line_30 |  | 25 | 27 | 0.039072 | 0.125 | 0.08 | 261 | 0 | 0.364 | 1 | 1 | cs | TRUE
31 | LV_1054-24_0_5_line_31 |  | 26 | 28 | 0.033715 | 0.125 | 0.08 | 261 | 0 | 0.364 | 1 | 1 | cs | TRUE
32 | LV_1054-24_0_5_line_32 |  | 27 | 29 | 0.013743 | 0.125 | 0.08 | 261 | 0 | 0.364 | 1 | 1 | cs | TRUE
33 | LV_1054-24_0_5_line_33 |  | 28 | 30 | 0.015711 | 0.125 | 0.08 | 261 | 0 | 0.364 | 1 | 1 | cs | TRUE
34 | LV_1054-24_0_5_line_34 |  | 29 | 31 | 0.024247 | 0.125 | 0.08 | 261 | 0 | 0.364 | 1 | 1 | cs | TRUE
35 | LV_1054-24_0_5_line_35 |  | 30 | 50 | 0.013584 | 0.125 | 0.08 | 261 | 0 | 0.364 | 1 | 1 | cs | TRUE
36 | LV_1054-24_0_5_line_36 |  | 31 | 55 | 7.9616e-05 | 0.125 | 0.08 | 261 | 0 | 0.364 | 1 | 1 | cs | TRUE
37 | LV_1054-24_0_5_line_37 |  | 32 | 33 | 0.021157 | 0.125 | 0.08 | 261 | 0 | 0.364 | 1 | 4 | cs | TRUE
38 | LV_1054-24_0_5_line_38 |  | 33 | 34 | 0.00037428 | 0.125 | 0.08 | 261 | 0 | 0.364 | 1 | 4 | cs | TRUE
39 | LV_1054-24_0_5_line_39 |  | 34 | 35 | 0.018353 | 0.125 | 0.08 | 261 | 0 | 0.364 | 1 | 4 | cs | TRUE
40 | LV_1054-24_0_5_line_40 |  | 35 | 56 | 0.0041205 | 0.125 | 0.08 | 261 | 0 | 0.364 | 1 | 4 | cs | TRUE
41 | LV_1054-24_0_5_line_41 |  | 36 | 37 | 0.04892 | 0.125 | 0.08 | 261 | 0 | 0.364 | 1 | 1 | cs | TRUE
42 | LV_1054-24_0_5_line_42 |  | 36 | 38 | 0.015749 | 0.125 | 0.08 | 261 | 0 | 0.364 | 1 | 1 | cs | TRUE
43 | LV_1054-24_0_5_line_43 |  | 37 | 39 | 0.016585 | 0.125 | 0.08 | 261 | 0 | 0.364 | 1 | 1 | cs | TRUE
44 | LV_1054-24_0_5_line_44 |  | 38 | 40 | 0.061503 | 0.125 | 0.08 | 261 | 0 | 0.364 | 1 | 1 | cs | TRUE
45 | LV_1054-24_0_5_line_45 |  | 38 | 41 | 0.014893 | 0.125 | 0.08 | 261 | 0 | 0.364 | 1 | 1 | cs | TRUE
46 | LV_1054-24_0_5_line_46 |  | 40 | 46 | 0.0035132 | 0.125 | 0.08 | 261 | 0 | 0.364 | 1 | 1 | cs | TRUE
47 | LV_1054-24_0_5_line_47 |  | 40 | 42 | 0.38036 | 0.125 | 0.08 | 261 | 0 | 0.364 | 1 | 1 | cs | TRUE
48 | LV_1054-24_0_5_line_48 |  | 41 | 47 | 0.010434 | 0.125 | 0.08 | 261 | 0 | 0.364 | 1 | 1 | cs | TRUE
49 | LV_1054-24_0_5_line_49 |  | 42 | 43 | 0.020005 | 0.125 | 0.08 | 261 | 0 | 0.364 | 1 | 1 | cs | TRUE
50 | LV_1054-24_0_5_line_50 |  | 42 | 44 | 0.025115 | 0.125 | 0.08 | 261 | 0 | 0.364 | 1 | 1 | cs | TRUE
51 | LV_1054-24_0_5_line_51 |  | 43 | 45 | 0.053459 | 0.125 | 0.08 | 261 | 0 | 0.364 | 1 | 1 | cs | TRUE
52 | LV_1054-24_0_5_line_52 |  | 44 | 75 | 0.011315 | 0.125 | 0.08 | 261 | 0 | 0.364 | 1 | 1 | cs | TRUE
53 | LV_1054-24_0_5_line_53 |  | 46 | 48 | 0.00018555 | 0.125 | 0.08 | 261 | 0 | 0.364 | 1 | 1 | cs | TRUE
54 | LV_1054-24_0_5_line_54 |  | 47 | 49 | 0.021261 | 0.125 | 0.08 | 261 | 0 | 0.364 | 1 | 1 | cs | TRUE
55 | LV_1054-24_0_5_line_55 |  | 50 | 51 | 0.032719 | 0.125 | 0.08 | 261 | 0 | 0.364 | 1 | 1 | cs | TRUE
56 | LV_1054-24_0_5_line_56 |  | 50 | 52 | 0.01991 | 0.125 | 0.08 | 261 | 0 | 0.364 | 1 | 1 | cs | TRUE
57 | LV_1054-24_0_5_line_57 |  | 51 | 53 | 0.0077163 | 0.125 | 0.08 | 261 | 0 | 0.364 | 1 | 1 | cs | TRUE
58 | LV_1054-24_0_5_line_58 |  | 52 | 54 | 0.032368 | 0.125 | 0.08 | 261 | 0 | 0.364 | 1 | 4 | cs | TRUE
59 | LV_1054-24_0_5_line_59 |  | 53 | 57 | 0.0025599 | 0.125 | 0.08 | 261 | 0 | 0.364 | 1 | 1 | cs | TRUE
60 | LV_1054-24_0_5_line_60 |  | 54 | 60 | 0.067748 | 0.125 | 0.08 | 261 | 0 | 0.364 | 1 | 4 | cs | TRUE
61 | LV_1054-24_0_5_line_61 |  | 56 | 66 | 0.01771 | 0.125 | 0.08 | 261 | 0 | 0.364 | 1 | 4 | cs | TRUE
62 | LV_1054-24_0_5_line_62 |  | 57 | 58 | 0.0025594 | 0.125 | 0.08 | 261 | 0 | 0.364 | 1 | 1 | cs | TRUE
63 | LV_1054-24_0_5_line_63 |  | 59 | 61 | 0.0013399 | 0.125 | 0.08 | 261 | 0 | 0.364 | 1 | 1 | cs | TRUE
64 | LV_1054-24_0_5_line_64 |  | 60 | 62 | 0.014867 | 0.125 | 0.08 | 261 | 0 | 0.364 | 1 | 4 | cs | TRUE
65 | LV_1054-24_0_5_line_65 |  | 60 | 63 | 0.013962 | 0.125 | 0.08 | 261 | 0 | 0.364 | 1 | 1 | cs | TRUE
66 | LV_1054-24_0_5_line_66 |  | 61 | 141 | 0.024045 | 0.125 | 0.08 | 261 | 0 | 0.364 | 1 | 1 | cs | TRUE
67 | LV_1054-24_0_5_line_67 |  | 62 | 64 | 0.013484 | 0.125 | 0.08 | 261 | 0 | 0.364 | 1 | 4 | cs | TRUE
68 | LV_1054-24_0_5_line_68 |  | 64 | 65 | 0.016789 | 0.125 | 0.08 | 261 | 0 | 0.364 | 1 | 4 | cs | TRUE
69 | LV_1054-24_0_5_line_69 |  | 65 | 89 | 0.015401 | 0.125 | 0.08 | 261 | 0 | 0.364 | 1 | 4 | cs | TRUE
70 | LV_1054-24_0_5_line_70 |  | 65 | 135 | 0.037783 | 0.125 | 0.08 | 261 | 0 | 0.364 | 1 | 4 | cs | TRUE
71 | LV_1054-24_0_5_line_71 |  | 65 | 134 | 0.013604 | 0.125 | 0.08 | 261 | 0 | 0.364 | 1 | 1 | cs | TRUE
72 | LV_1054-24_0_5_line_72 |  | 66 | 118 | 0.0034981 | 0.125 | 0.08 | 261 | 0 | 0.364 | 1 | 4 | cs | TRUE
73 | LV_1054-24_0_5_line_73 |  | 67 | 135 | 0.0024102 | 0.125 | 0.08 | 261 | 0 | 0.364 | 1 | 4 | cs | TRUE
74 | LV_1054-24_0_5_line_74 |  | 68 | 129 | 0.02578 | 0.125 | 0.08 | 261 | 0 | 0.364 | 1 | 1 | cs | TRUE
75 | LV_1054-24_0_5_line_75 |  | 69 | 70 | 0.004326 | 0.125 | 0.08 | 261 | 0 | 0.364 | 1 | 1 | cs | TRUE
76 | LV_1054-24_0_5_line_76 |  | 70 | 71 | 0.015813 | 0.125 | 0.08 | 261 | 0 | 0.364 | 1 | 1 | cs | TRUE
77 | LV_1054-24_0_5_line_77 |  | 71 | 72 | 0.011102 | 0.125 | 0.08 | 261 | 0 | 0.364 | 1 | 1 | cs | TRUE
78 | LV_1054-24_0_5_line_78 |  | 72 | 142 | 0.0072619 | 0.125 | 0.08 | 261 | 0 | 0.364 | 1 | 1 | cs | TRUE
79 | LV_1054-24_0_5_line_79 |  | 73 | 74 | 0.030932 | 0.125 | 0.08 | 261 | 0 | 0.364 | 1 | 1 | cs | TRUE
80 | LV_1054-24_0_5_line_80 |  | 73 | 75 | 0.0098638 | 0.125 | 0.08 | 261 | 0 | 0.364 | 1 | 1 | cs | TRUE
81 | LV_1054-24_0_5_line_81 |  | 74 | 76 | 0.00092335 | 0.125 | 0.08 | 261 | 0 | 0.364 | 1 | 1 | cs | TRUE
82 | LV_1054-24_0_5_line_82 |  | 75 | 77 | 0.030092 | 0.125 | 0.08 | 261 | 0 | 0.364 | 1 | 1 | cs | TRUE
83 | LV_1054-24_0_5_line_83 |  | 76 | 78 | 0.013031 | 0.125 | 0.08 | 261 | 0 | 0.364 | 1 | 1 | cs | TRUE
84 | LV_1054-24_0_5_line_84 |  | 77 | 79 | 0.018641 | 0.125 | 0.08 | 261 | 0 | 0.364 | 1 | 1 | cs | TRUE
85 | LV_1054-24_0_5_line_85 |  | 78 | 80 | 0.03064 | 0.125 | 0.08 | 261 | 0 | 0.364 | 1 | 1 | cs | TRUE
86 | LV_1054-24_0_5_line_86 |  | 79 | 81 | 0.008032 | 0.125 | 0.08 | 261 | 0 | 0.364 | 1 | 1 | cs | TRUE
87 | LV_1054-24_0_5_line_87 |  | 80 | 136 | 0.012672 | 0.125 | 0.08 | 261 | 0 | 0.364 | 1 | 1 | cs | TRUE
88 | LV_1054-24_0_5_line_88 |  | 81 | 111 | 0.014058 | 0.125 | 0.08 | 261 | 0 | 0.364 | 1 | 1 | cs | TRUE
89 | LV_1054-24_0_5_line_89 |  | 82 | 83 | 0.017216 | 0.125 | 0.08 | 261 | 0 | 0.364 | 1 | 4 | cs | TRUE
90 | LV_1054-24_0_5_line_90 |  | 82 | 84 | 0.0037224 | 0.125 | 0.08 | 261 | 0 | 0.364 | 1 | 4 | cs | TRUE
91 | LV_1054-24_0_5_line_91 |  | 83 | 85 | 0.0078405 | 0.125 | 0.08 | 261 | 0 | 0.364 | 1 | 4 | cs | TRUE
92 | LV_1054-24_0_5_line_92 |  | 84 | 86 | 0.020763 | 0.125 | 0.08 | 261 | 0 | 0.364 | 1 | 4 | cs | TRUE
93 | LV_1054-24_0_5_line_93 |  | 85 | 87 | 0.047371 | 0.125 | 0.08 | 261 | 0 | 0.364 | 1 | 4 | cs | TRUE
94 | LV_1054-24_0_5_line_94 |  | 86 | 88 | 0.0060584 | 0.125 | 0.08 | 261 | 0 | 0.364 | 1 | 4 | cs | TRUE
95 | LV_1054-24_0_5_line_95 |  | 87 | 89 | 0.027406 | 0.125 | 0.08 | 261 | 0 | 0.364 | 1 | 4 | cs | TRUE
96 | LV_1054-24_0_5_line_96 |  | 88 | 90 | 0.019348 | 0.125 | 0.08 | 261 | 0 | 0.364 | 1 | 4 | cs | TRUE
97 | LV_1054-24_0_5_line_97 |  | 90 | 108 | 0.00096299 | 0.125 | 0.08 | 261 | 0 | 0.364 | 1 | 4 | cs | TRUE
98 | LV_1054-24_0_5_line_98 |  | 91 | 92 | 0.002519 | 0.125 | 0.08 | 261 | 0 | 0.364 | 1 | 4 | cs | TRUE
99 | LV_1054-24_0_5_line_99 |  | 91 | 93 | 0.016462 | 0.125 | 0.08 | 261 | 0 | 0.364 | 1 | 4 | cs | TRUE
100 | LV_1054-24_0_5_line_100 |  | 92 | 94 | 0.022838 | 0.125 | 0.08 | 261 | 0 | 0.364 | 1 | 3 | cs | TRUE
101 | LV_1054-24_0_5_line_101 |  | 93 | 95 | 0.0022202 | 0.125 | 0.08 | 261 | 0 | 0.364 | 1 | 4 | cs | TRUE
102 | LV_1054-24_0_5_line_102 |  | 93 | 96 | 0.021393 | 0.125 | 0.08 | 261 | 0 | 0.364 | 1 | 1 | cs | TRUE
103 | LV_1054-24_0_5_line_103 |  | 94 | 97 | 0.010311 | 0.125 | 0.08 | 261 | 0 | 0.364 | 1 | 1 | cs | TRUE
104 | LV_1054-24_0_5_line_104 |  | 95 | 98 | 0.00027419 | 0.125 | 0.08 | 261 | 0 | 0.364 | 1 | 4 | cs | TRUE
105 | LV_1054-24_0_5_line_105 |  | 96 | 99 | 0.00024858 | 0.125 | 0.08 | 261 | 0 | 0.364 | 1 | 1 | cs | TRUE
106 | LV_1054-24_0_5_line_106 |  | 97 | 100 | 0.010981 | 0.125 | 0.08 | 261 | 0 | 0.364 | 1 | 1 | cs | TRUE
107 | LV_1054-24_0_5_line_107 |  | 98 | 101 | 0.00027088 | 0.125 | 0.08 | 261 | 0 | 0.364 | 1 | 4 | cs | TRUE
108 | LV_1054-24_0_5_line_108 |  | 99 | 102 | 0.00024988 | 0.125 | 0.08 | 261 | 0 | 0.364 | 1 | 1 | cs | TRUE
109 | LV_1054-24_0_5_line_109 |  | 100 | 126 | 0.038054 | 0.125 | 0.08 | 261 | 0 | 0.364 | 1 | 1 | cs | TRUE
110 | LV_1054-24_0_5_line_110 |  | 101 | 123 | 0.023077 | 0.125 | 0.08 | 261 | 0 | 0.364 | 1 | 4 | cs | TRUE
111 | LV_1054-24_0_5_line_111 |  | 102 | 125 | 0.028446 | 0.125 | 0.08 | 261 | 0 | 0.364 | 1 | 1 | cs | TRUE
112 | LV_1054-24_0_5_line_112 |  | 103 | 104 | 0.0073214 | 0.125 | 0.08 | 261 | 0 | 0.364 | 1 | 4 | cs | TRUE
113 | LV_1054-24_0_5_line_113 |  | 103 | 105 | 0.015675 | 0.125 | 0.08 | 261 | 0 | 0.364 | 1 | 4 | cs | TRUE
114 | LV_1054-24_0_5_line_114 |  | 104 | 106 | 0.027202 | 0.125 | 0.08 | 261 | 0 | 0.364 | 1 | 4 | cs | TRUE
115 | LV_1054-24_0_5_line_115 |  | 105 | 107 | 0.0095373 | 0.125 | 0.08 | 261 | 0 | 0.364 | 1 | 4 | cs | TRUE
116 | LV_1054-24_0_5_line_116 |  | 106 | 108 | 0.021663 | 0.125 | 0.08 | 261 | 0 | 0.364 | 1 | 4 | cs | TRUE
117 | LV_1054-24_0_5_line_117 |  | 107 | 109 | 0.014866 | 0.125 | 0.08 | 261 | 0 | 0.364 | 1 | 4 | cs | TRUE
118 | LV_1054-24_0_5_line_118 |  | 109 | 110 | 0.022651 | 0.125 | 0.08 | 261 | 0 | 0.364 | 1 | 4 | cs | TRUE
119 | LV_1054-24_0_5_line_119 |  | 110 | 140 | 0.001148 | 0.125 | 0.08 | 261 | 0 | 0.364 | 1 | 4 | cs | TRUE
120 | LV_1054-24_0_5_line_120 |  | 111 | 112 | 0.011439 | 0.125 | 0.08 | 261 | 0 | 0.364 | 1 | 1 | cs | TRUE
121 | LV_1054-24_0_5_line_121 |  | 112 | 113 | 0.00010373 | 0.125 | 0.08 | 261 | 0 | 0.364 | 1 | 1 | cs | TRUE
122 | LV_1054-24_0_5_line_122 |  | 114 | 115 | 0.0041229 | 0.125 | 0.08 | 261 | 0 | 0.364 | 1 | 1 | cs | TRUE
123 | LV_1054-24_0_5_line_123 |  | 115 | 116 | 0.019698 | 0.125 | 0.08 | 261 | 0 | 0.364 | 1 | 1 | cs | TRUE
124 | LV_1054-24_0_5_line_124 |  | 116 | 120 | 0.0015821 | 0.125 | 0.08 | 261 | 0 | 0.364 | 1 | 1 | cs | TRUE
125 | LV_1054-24_0_5_line_125 |  | 117 | 118 | 0.026983 | 0.125 | 0.08 | 261 | 0 | 0.364 | 1 | 4 | cs | TRUE
126 | LV_1054-24_0_5_line_126 |  | 117 | 119 | 0.02744 | 0.125 | 0.08 | 261 | 0 | 0.364 | 1 | 4 | cs | TRUE
127 | LV_1054-24_0_5_line_127 |  | 119 | 121 | 0.00026213 | 0.125 | 0.08 | 261 | 0 | 0.364 | 1 | 4 | cs | TRUE
128 | LV_1054-24_0_5_line_128 |  | 120 | 122 | 0.021434 | 0.125 | 0.08 | 261 | 0 | 0.364 | 1 | 1 | cs | TRUE
129 | LV_1054-24_0_5_line_129 |  | 121 | 123 | 0.0002566 | 0.125 | 0.08 | 261 | 0 | 0.364 | 1 | 4 | cs | TRUE
130 | LV_1054-24_0_5_line_130 |  | 122 | 141 | 0.00079249 | 0.125 | 0.08 | 261 | 0 | 0.364 | 1 | 1 | cs | TRUE
131 | LV_1054-24_0_5_line_131 |  | 124 | 125 | 0.022648 | 0.125 | 0.08 | 261 | 0 | 0.364 | 1 | 1 | cs | TRUE
132 | LV_1054-24_0_5_line_132 |  | 127 | 128 | 0.030338 | 0.125 | 0.08 | 261 | 0 | 0.364 | 1 | 4 | cs | TRUE
133 | LV_1054-24_0_5_line_133 |  | 128 | 130 | 0.018175 | 0.125 | 0.08 | 261 | 0 | 0.364 | 1 | 4 | cs | TRUE
134 | LV_1054-24_0_5_line_134 |  | 130 | 131 | 0.042391 | 0.125 | 0.08 | 261 | 0 | 0.364 | 1 | 4 | cs | TRUE
135 | LV_1054-24_0_5_line_135 |  | 131 | 132 | 0.015426 | 0.125 | 0.08 | 261 | 0 | 0.364 | 1 | 1 | cs | TRUE
136 | LV_1054-24_0_5_line_136 |  | 131 | 133 | 0.019384 | 0.125 | 0.08 | 261 | 0 | 0.364 | 1 | 4 | cs | TRUE
137 | LV_1054-24_0_5_line_137 |  | 132 | 138 | 0.036403 | 0.125 | 0.08 | 261 | 0 | 0.364 | 1 | 1 | cs | TRUE
138 | LV_1054-24_0_5_line_138 |  | 133 | 139 | 0.0042645 | 0.125 | 0.08 | 261 | 0 | 0.364 | 1 | 4 | cs | TRUE
139 | LV_1054-24_0_5_line_139 |  | 136 | 137 | 0.0056442 | 0.125 | 0.08 | 261 | 0 | 0.364 | 1 | 1 | cs | TRUE
140 | LV_1054-24_0_5_line_140 |  | 137 | 138 | 0.00043276 | 0.125 | 0.08 | 261 | 0 | 0.364 | 1 | 1 | cs | TRUE
141 | LV_1054-24_0_5_line_141 |  | 139 | 140 | 0.021064 | 0.125 | 0.08 | 261 | 0 | 0.364 | 1 | 4 | cs | TRUE
142 | LV_1054-24_0_5_line_142 |  | 142 | 143 | 0.012176 | 0.125 | 0.08 | 261 | 0 | 0.364 | 1 | 1 | cs | TRUE

## trafo
| name | std_type | hv_bus | lv_bus | sn_mva | vn_hv_kv | vn_lv_kv | vk_percent | vkr_percent | pfe_kw | i0_percent | shift_degree | tap_side | tap_neutral | tap_min | tap_max | tap_step_percent | tap_step_degree | tap_pos | tap_phase_shifter | parallel | df | in_service
0 | LV_1054-24_0_5_trafo_56 | 0.63 MVA 20/0.4 kV | 144 | 69 | 0.63 | 20 | 0.4 | 6 | 1.206 | 1.65 | 0.2619 | 150 | hv | 0 | -2 | 2 | 2.5 | 0 | 0 | FALSE | 1 | 1 | TRUE

## line_geodata
| x0 | y0 | x1 | y1 | x2 | y2 | x3 | y3 | x4 | y4 | x5 | y5 | x6 | y6 | x7 | y7
0 | 2669627.6537 | 1215375.6391 | 2669616.506 | 1215357.2042
1 | 2669634.1694 | 1215386.414 | 2669627.6537 | 1215375.6391
2 | 2669611.2156 | 1215348.4554 | 2669616.506 | 1215357.2042
3 | 2669611.2156 | 1215348.4554 | 2669618.2369 | 1215346.1248 | 2669622.6379 | 1215347.7327 | 2669626.0242 | 1215351.041 | 2669636.0615 | 1215371.36 | 2669641.8317 | 1215377.9648 | 2669649.3336 | 1215382.5998 | 2669660.6402 | 1215384.6221
4 | 2669611.2156 | 1215348.4554 | 2669604.8777 | 1215338.794
5 | 2669660.6402 | 1215384.6221 | 2669663.1235 | 1215389.3222
6 | 2669660.6402 | 1215384.6221 | 2669653.5523 | 1215371.2086 | 2669652.5609 | 1215369.3635
7 | 2669604.8777 | 1215338.794 | 2669604.6268 | 1215338.4115
8 | 2669672.461 | 1215406.9955 | 2669663.1235 | 1215389.3222
9 | 2669652.5609 | 1215369.3635 | 2669641.5927 | 1215348.9527
10 | 2669604.6268 | 1215338.4115 | 2669592.7606 | 1215320.323
11 | 2669534.0158 | 1215395.1953 | 2669531.7227 | 1215392.6683
12 | 2669534.0158 | 1215395.1953 | 2669534.0158 | 1215395.1953 | 2669537.9424 | 1215397.6876
13 | 2669531.7227 | 1215392.6683 | 2669525.5871 | 1215385.9068
14 | 2669545.373 | 1215402.4038 | 2669537.9424 | 1215397.6876
15 | 2669519.7488 | 1215378.6602 | 2669521.6673 | 1215381.5872 | 2669525.5871 | 1215385.9068
16 | 2669558.4561 | 1215407.9662 | 2669548.2026 | 1215404.1998 | 2669545.373 | 1215402.4038
17 | 2669519.7488 | 1215378.6602 | 2669518.8315 | 1215377.2606
18 | 2669558.4561 | 1215407.9662 | 2669560.7753 | 1215397.2976 | 2669562.6482 | 1215386.4793 | 2669563.3755 | 1215375.5698 | 2669563.3496 | 1215375.4326
19 | 2669558.4561 | 1215407.9662 | 2669570.8536 | 1215425.8332 | 2669578.3555 | 1215436.736
20 | 2669517.5065 | 1215375.239 | 2669518.8315 | 1215377.2606
21 | 2669557.5544 | 1215357.7857 | 2669561.1156 | 1215363.5914 | 2669563.3496 | 1215375.4326
22 | 2669582.6145 | 1215442.9257 | 2669578.3555 | 1215436.736
23 | 2669445.0658 | 1215380.6535 | 2669462.037 | 1215405.7698
24 | 2669472.6586 | 1215421.489 | 2669462.037 | 1215405.7698
25 | 2669472.6586 | 1215421.489 | 2669484.6128 | 1215439.1805 | 2669484.6128 | 1215439.1805
26 | 2669482.5183 | 1215454.0433 | 2669485.1041 | 1215445.2456 | 2669484.6128 | 1215439.1805
27 | 2669482.5183 | 1215454.0433 | 2669494.0326 | 1215461.6934 | 2669499.017 | 1215465.8184
28 | 2669533.2562 | 1215501.9538 | 2669515.8593 | 1215481.716 | 2669509.9224 | 1215475.7319 | 2669504.961 | 1215470.7376 | 2669499.017 | 1215465.8184
29 | 2669533.2562 | 1215501.9538 | 2669544.3426 | 1215491.5988 | 2669544.987 | 1215483.8792
30 | 2669533.2562 | 1215501.9538 | 2669537.5823 | 1215506.7184 | 2669545.2217 | 1215514.5235 | 2669555.2085 | 1215522.256 | 2669563.0691 | 1215526.8107
31 | 2669577.1187 | 1215481.6475 | 2669566.2039 | 1215478.7123 | 2669561.8784 | 1215479.1066 | 2669554.3012 | 1215482.8761 | 2669546.883 | 1215482.7895 | 2669544.987 | 1215483.8792
32 | 2669575.5466 | 1215532.5108 | 2669566.4096 | 1215528.7463 | 2669563.0691 | 1215526.8107
33 | 2669583.336 | 1215467.6442 | 2669579.8887 | 1215472.8016 | 2669577.3547 | 1215481.711 | 2669577.1187 | 1215481.6475
34 | 2669575.5466 | 1215532.5108 | 2669582.4466 | 1215535.3487 | 2669596.429 | 1215539.7146 | 2669598.481 | 1215540.3154
35 | 2669593.966 | 1215459.3018 | 2669584.0624 | 1215466.5575 | 2669583.336 | 1215467.6442
36 | 2669598.481 | 1215540.3154 | 2669598.5574 | 1215540.3377
37 | 2669517.5065 | 1215375.239 | 2669505.9085 | 1215357.5439
38 | 2669505.9085 | 1215357.5439 | 2669505.7033 | 1215357.2308
39 | 2669505.7033 | 1215357.2308 | 2669496.1199 | 1215342.6093 | 2669495.7243 | 1215341.8332
40 | 2669495.7243 | 1215341.8332 | 2669493.8528 | 1215338.1623
41 | 2670060.0829 | 1214937.8195 | 2670038.1988 | 1214920.7183 | 2670031.6299 | 1214918.0951 | 2670026.0955 | 1214917.9189 | 2670021.3252 | 1214920.5757 | 2670019.3164 | 1214922.9043
42 | 2670009.0292 | 1214934.8292 | 2670019.3164 | 1214922.9043
43 | 2670060.0829 | 1214937.8195 | 2670067.3699 | 1214931.679 | 2670071.8066 | 1214926.1933
44 | 2670009.0292 | 1214934.8292 | 2670005.3027 | 1214939.1437 | 2670000.2822 | 1214942.4202 | 2669993.9485 | 1214942.4014 | 2669986.9881 | 1214940.1405 | 2669960.013 | 1214917.4208 | 2669959.3234 | 1214916.8628
45 | 2670009.0292 | 1214934.8292 | 2670016.0739 | 1214938.3252 | 2670021.5453 | 1214942.737
46 | 2669956.5924 | 1214914.6528 | 2669959.3234 | 1214916.8628
47 | 2669730.7427 | 1215220.8825 | 2669959.3234 | 1214916.8628
48 | 2670021.5453 | 1214942.737 | 2670029.6678 | 1214949.2866
49 | 2669730.7427 | 1215220.8825 | 2669745.2264 | 1215234.6822
50 | 2669730.7427 | 1215220.8825 | 2669715.1089 | 1215236.2316 | 2669713.0417 | 1215238.6815
51 | 2669781.8321 | 1215273.6009 | 2669755.8127 | 1215244.7686 | 2669745.2264 | 1215234.6822
52 | 2669705.7446 | 1215247.3292 | 2669713.0417 | 1215238.6815
53 | 2669956.4482 | 1214914.5361 | 2669956.5924 | 1214914.6528
54 | 2670045.3116 | 1214963.6512 | 2670035.2433 | 1214953.7823 | 2670029.6678 | 1214949.2866
55 | 2669593.966 | 1215459.3018 | 2669604.3074 | 1215473.0868 | 2669615.5321 | 1215483.7565
56 | 2669593.966 | 1215459.3018 | 2669592.9864 | 1215458.0007 | 2669582.6145 | 1215442.9257
57 | 2669621.1248 | 1215489.0728 | 2669615.5321 | 1215483.7565
58 | 2669582.6145 | 1215442.9257 | 2669590.2515 | 1215437.9339 | 2669598.3203 | 1215431.0904 | 2669602.0217 | 1215426.9198 | 2669604.5461 | 1215420.2971
59 | 2669622.9802 | 1215490.8364 | 2669621.1248 | 1215489.0728
60 | 2669654.2623 | 1215462.4967 | 2669643.032 | 1215452.6593 | 2669612.6937 | 1215422.1525 | 2669605.0848 | 1215418.8838 | 2669604.5461 | 1215420.2971
61 | 2669485.8093 | 1215322.3845 | 2669493.8528 | 1215338.1623
62 | 2669624.8352 | 1215492.5998 | 2669622.9802 | 1215490.8364
63 | 2669557.5544 | 1215357.7857 | 2669556.8538 | 1215356.6435
64 | 2669666.4413 | 1215458.0918 | 2669664.6043 | 1215456.0801 | 2669654.2623 | 1215462.4967
65 | 2669654.2623 | 1215462.4967 | 2669654.4718 | 1215468.6141 | 2669655.9537 | 1215476.3141
66 | 2669544.0936 | 1215336.2668 | 2669548.1263 | 1215342.4155 | 2669556.8538 | 1215356.6435
67 | 2669666.4413 | 1215458.0918 | 2669677.8752 | 1215450.9444
68 | 2669692.1141 | 1215442.0483 | 2669686.9811 | 1215445.257 | 2669678.3138 | 1215450.6702 | 2669677.8752 | 1215450.9444
69 | 2669692.1141 | 1215442.0483 | 2669701.454 | 1215435.6089 | 2669704.9105 | 1215433.4861
70 | 2669692.1141 | 1215442.0483 | 2669678.9988 | 1215419.3696 | 2669673.5869 | 1215409.1265
71 | 2669692.1141 | 1215442.0483 | 2669698.1099 | 1215454.2602
72 | 2669485.8093 | 1215322.3845 | 2669484.2206 | 1215319.268
73 | 2669673.5869 | 1215409.1265 | 2669672.461 | 1215406.9955
74 | 2669641.5927 | 1215348.9527 | 2669629.3896 | 1215326.2435
75 | 2669590.3878 | 1215316.7059 | 2669592.7606 | 1215320.323
76 | 2669581.7144 | 1215303.4844 | 2669590.3878 | 1215316.7059
77 | 2669581.7144 | 1215303.4844 | 2669575.6251 | 1215294.2019
78 | 2669571.6418 | 1215288.1299 | 2669575.6251 | 1215294.2019
79 | 2669696.0369 | 1215245.5813 | 2669687.739 | 1215238.8689 | 2669674.0949 | 1215223.8936
80 | 2669705.7446 | 1215247.3292 | 2669696.0369 | 1215245.5813
81 | 2669674.0949 | 1215223.8936 | 2669673.473 | 1215223.2111
82 | 2669705.7446 | 1215247.3292 | 2669727.9881 | 1215267.5964
83 | 2669673.473 | 1215223.2111 | 2669664.6965 | 1215213.5784
84 | 2669727.9881 | 1215267.5964 | 2669733.5692 | 1215272.6816 | 2669742.0928 | 1215279.7781
85 | 2669643.6621 | 1215191.3154 | 2669650.1214 | 1215197.5812 | 2669664.6965 | 1215213.5784
86 | 2669748.2654 | 1215284.9173 | 2669742.0928 | 1215279.7781
87 | 2669643.6621 | 1215191.3154 | 2669634.5663 | 1215182.4923
88 | 2669760.2504 | 1215292.0023 | 2669756.6643 | 1215290.7409 | 2669752.0029 | 1215288.0291 | 2669748.2654 | 1215284.9173
89 | 2669729.9251 | 1215380.3291 | 2669721.3925 | 1215370.979 | 2669718.7 | 1215367.3015
90 | 2669716.5011 | 1215364.298 | 2669718.7 | 1215367.3015
91 | 2669729.9251 | 1215380.3291 | 2669729.9251 | 1215380.3291 | 2669735.0395 | 1215382.6126 | 2669736.9773 | 1215383.7352
92 | 2669716.5011 | 1215364.298 | 2669704.2355 | 1215347.5447
93 | 2669736.9773 | 1215383.7352 | 2669747.1836 | 1215389.648 | 2669741.6224 | 1215401.5237 | 2669737.296 | 1215405.887 | 2669725.4622 | 1215417.1224
94 | 2669704.2355 | 1215347.5447 | 2669700.6566 | 1215342.6564
95 | 2669704.9105 | 1215433.4861 | 2669708.0091 | 1215431.583 | 2669724.4159 | 1215421.524 | 2669725.4622 | 1215417.1224 | 2669725.4622 | 1215417.1224
96 | 2669689.2269 | 1215327.0449 | 2669700.6566 | 1215342.6564
97 | 2669688.658 | 1215326.2679 | 2669689.2269 | 1215327.0449
98 | 2669430.4536 | 1215269.7271 | 2669428.6767 | 1215271.5126
99 | 2669441.9508 | 1215257.9471 | 2669437.9523 | 1215262.1921 | 2669430.4536 | 1215269.7271
100 | 2669428.6767 | 1215271.5126 | 2669412.5666 | 1215287.7006
101 | 2669441.9508 | 1215257.9471 | 2669443.6529 | 1215259.3726
102 | 2669441.9508 | 1215257.9471 | 2669425.5505 | 1215244.2108
103 | 2669405.2932 | 1215295.0092 | 2669412.5666 | 1215287.7006
104 | 2669443.8631 | 1215259.5487 | 2669443.6529 | 1215259.3726
105 | 2669425.5505 | 1215244.2108 | 2669425.36 | 1215244.0512
106 | 2669396.6978 | 1215301.5811 | 2669400.5232 | 1215299.8023 | 2669405.2932 | 1215295.0092
107 | 2669444.0708 | 1215259.7226 | 2669443.8631 | 1215259.5487
108 | 2669425.36 | 1215244.0512 | 2669425.1684 | 1215243.8907
109 | 2669396.6978 | 1215301.5811 | 2669407.1563 | 1215334.7126 | 2669407.595 | 1215337.994
110 | 2669461.7624 | 1215274.5395 | 2669444.0708 | 1215259.7226
111 | 2669403.2999 | 1215225.699 | 2669414.2065 | 1215234.7094 | 2669425.1684 | 1215243.8907
112 | 2669655.2389 | 1215281.1008 | 2669659.594 | 1215286.9861
113 | 2669655.2389 | 1215281.1008 | 2669653.6734 | 1215278.9851 | 2669646.236 | 1215268.2706
114 | 2669659.594 | 1215286.9861 | 2669675.7749 | 1215308.8525
115 | 2669640.7976 | 1215260.4358 | 2669646.236 | 1215268.2706
116 | 2669688.658 | 1215326.2679 | 2669688.2723 | 1215325.7411 | 2669675.7749 | 1215308.8525
117 | 2669640.7976 | 1215260.4358 | 2669632.3207 | 1215248.2238
118 | 2669632.3207 | 1215248.2238 | 2669627.2425 | 1215240.908 | 2669618.5551 | 1215230.2556
119 | 2669617.8295 | 1215229.3659 | 2669618.5551 | 1215230.2556
120 | 2669760.2504 | 1215292.0023 | 2669760.9147 | 1215292.236 | 2669771.153 | 1215295.463
121 | 2669771.2519 | 1215295.4941 | 2669771.153 | 1215295.463
122 | 2669518.3786 | 1215296.201 | 2669520.2755 | 1215299.8616
123 | 2669531.0361 | 1215316.358 | 2669520.4969 | 1215300.2889 | 2669520.2755 | 1215299.8616
124 | 2669531.9038 | 1215317.6809 | 2669531.0361 | 1215316.358
125 | 2669482.3545 | 1215292.8842 | 2669481.0125 | 1215302.4635 | 2669481.3089 | 1215309.6159 | 2669482.823 | 1215316.5268 | 2669484.2206 | 1215319.268
126 | 2669482.3545 | 1215292.8842 | 2669479.6983 | 1215288.1725 | 2669476.09 | 1215285.6622 | 2669469.5895 | 1215281.0947 | 2669462.1601 | 1215274.8726
127 | 2669462.1601 | 1215274.8726 | 2669461.9592 | 1215274.7042
128 | 2669531.9038 | 1215317.6809 | 2669543.659 | 1215335.6041
129 | 2669461.9592 | 1215274.7042 | 2669461.7624 | 1215274.5395
130 | 2669544.0936 | 1215336.2668 | 2669543.659 | 1215335.6041
131 | 2669403.2999 | 1215225.699 | 2669400.378 | 1215228.8003 | 2669387.7827 | 1215242.1955
132 | 2669582.0149 | 1215253.2626 | 2669583.8848 | 1215256.7341 | 2669600.5767 | 1215277.1804
133 | 2669582.0149 | 1215253.2626 | 2669576.0503 | 1215242.1891 | 2669575.663 | 1215236.6052
134 | 2669587.0184 | 1215197.1331 | 2669579.354 | 1215209.6516 | 2669574.7698 | 1215223.7292 | 2669575.663 | 1215236.6052
135 | 2669587.0184 | 1215197.1331 | 2669596.3584 | 1215184.8566
136 | 2669587.0184 | 1215197.1331 | 2669595.6819 | 1215204.4166 | 2669601.3125 | 1215210.1915
137 | 2669596.3584 | 1215184.8566 | 2669596.3584 | 1215184.8566 | 2669603.9652 | 1215179.2307 | 2669616.4563 | 1215176.1079 | 2669623.4061 | 1215176.0223 | 2669630.1075 | 1215178.4168
138 | 2669601.3125 | 1215210.1915 | 2669604.2895 | 1215213.2449
139 | 2669634.5663 | 1215182.4923 | 2669630.515 | 1215178.5625 | 2669630.515 | 1215178.5625
140 | 2669630.515 | 1215178.5625 | 2669630.1075 | 1215178.4168
141 | 2669617.8295 | 1215229.3659 | 2669606.6908 | 1215215.7077 | 2669604.2895 | 1215213.2449
142 | 2669564.963 | 1215277.949 | 2669571.6418 | 1215288.1299

## bus_geodata
| x | y | coords
0 | 2669627.6537 | 1215375.6391
1 | 2669616.506 | 1215357.2042
2 | 2669634.1694 | 1215386.414
3 | 2669611.2156 | 1215348.4554
4 | 2669660.6402 | 1215384.6221
5 | 2669604.8777 | 1215338.794
6 | 2669663.1235 | 1215389.3222
7 | 2669652.5609 | 1215369.3635
8 | 2669604.6268 | 1215338.4115
9 | 2669534.0158 | 1215395.1953
10 | 2669531.7227 | 1215392.6683
11 | 2669537.9424 | 1215397.6876
12 | 2669525.5871 | 1215385.9068
13 | 2669545.373 | 1215402.4038
14 | 2669519.7488 | 1215378.6602
15 | 2669558.4561 | 1215407.9662
16 | 2669518.8315 | 1215377.2606
17 | 2669563.3496 | 1215375.4326
18 | 2669578.3555 | 1215436.736
19 | 2669445.0658 | 1215380.6535
20 | 2669462.037 | 1215405.7698
21 | 2669472.6586 | 1215421.489
22 | 2669484.6128 | 1215439.1805
23 | 2669482.5183 | 1215454.0433
24 | 2669499.017 | 1215465.8184
25 | 2669533.2562 | 1215501.9538
26 | 2669544.987 | 1215483.8792
27 | 2669563.0691 | 1215526.8107
28 | 2669577.1187 | 1215481.6475
29 | 2669575.5466 | 1215532.5108
30 | 2669583.336 | 1215467.6442
31 | 2669598.481 | 1215540.3154
32 | 2669517.5065 | 1215375.239
33 | 2669505.9085 | 1215357.5439
34 | 2669505.7033 | 1215357.2308
35 | 2669495.7243 | 1215341.8332
36 | 2670019.3164 | 1214922.9043
37 | 2670060.0829 | 1214937.8195
38 | 2670009.0292 | 1214934.8292
39 | 2670071.8066 | 1214926.1933
40 | 2669959.3234 | 1214916.8628
41 | 2670021.5453 | 1214942.737
42 | 2669730.7427 | 1215220.8825
43 | 2669745.2264 | 1215234.6822
44 | 2669713.0417 | 1215238.6815
45 | 2669781.8321 | 1215273.6009
46 | 2669956.5924 | 1214914.6528
47 | 2670029.6678 | 1214949.2865
48 | 2669956.4482 | 1214914.5361
49 | 2670045.3116 | 1214963.6512
50 | 2669593.966 | 1215459.3018
51 | 2669615.5321 | 1215483.7565
52 | 2669582.6145 | 1215442.9257
53 | 2669621.1248 | 1215489.0728
54 | 2669604.5461 | 1215420.2971
55 | 2669598.5574 | 1215540.3377
56 | 2669493.8528 | 1215338.1623
57 | 2669622.9802 | 1215490.8364
58 | 2669624.8352 | 1215492.5998
59 | 2669557.5544 | 1215357.7857
60 | 2669654.2623 | 1215462.4967
61 | 2669556.8538 | 1215356.6435
62 | 2669666.4413 | 1215458.0918
63 | 2669655.9537 | 1215476.3141
64 | 2669677.8752 | 1215450.9444
65 | 2669692.1141 | 1215442.0483
66 | 2669485.8093 | 1215322.3845
67 | 2669672.461 | 1215406.9955
68 | 2669641.5927 | 1215348.9527
69 | 2669592.7606 | 1215320.323
70 | 2669590.3878 | 1215316.7059
71 | 2669581.7144 | 1215303.4844
72 | 2669575.6251 | 1215294.2019
73 | 2669696.0369 | 1215245.5813
74 | 2669674.0949 | 1215223.8936
75 | 2669705.7446 | 1215247.3292
76 | 2669673.473 | 1215223.2111
77 | 2669727.9881 | 1215267.5964
78 | 2669664.6965 | 1215213.5784
79 | 2669742.0928 | 1215279.7781
80 | 2669643.6621 | 1215191.3154
81 | 2669748.2654 | 1215284.9173
82 | 2669718.7 | 1215367.3015
83 | 2669729.9251 | 1215380.3291
84 | 2669716.5011 | 1215364.298
85 | 2669736.9773 | 1215383.7352
86 | 2669704.2355 | 1215347.5447
87 | 2669725.4622 | 1215417.1224
88 | 2669700.6566 | 1215342.6564
89 | 2669704.9105 | 1215433.4861
90 | 2669689.2269 | 1215327.0449
91 | 2669430.4536 | 1215269.7271
92 | 2669428.6767 | 1215271.5126
93 | 2669441.9508 | 1215257.9471
94 | 2669412.5666 | 1215287.7006
95 | 2669443.6529 | 1215259.3726
96 | 2669425.5505 | 1215244.2108
97 | 2669405.2932 | 1215295.0092
98 | 2669443.8631 | 1215259.5487
99 | 2669425.36 | 1215244.0512
100 | 2669396.6978 | 1215301.5811
101 | 2669444.0708 | 1215259.7226
102 | 2669425.1684 | 1215243.8907
103 | 2669655.2389 | 1215281.1008
104 | 2669659.594 | 1215286.9861
105 | 2669646.236 | 1215268.2706
106 | 2669675.7749 | 1215308.8525
107 | 2669640.7976 | 1215260.4358
108 | 2669688.658 | 1215326.2679
109 | 2669632.3207 | 1215248.2238
110 | 2669618.5551 | 1215230.2556
111 | 2669760.2504 | 1215292.0023
112 | 2669771.153 | 1215295.463
113 | 2669771.2519 | 1215295.4941
114 | 2669518.3786 | 1215296.201
115 | 2669520.2755 | 1215299.8616
116 | 2669531.0361 | 1215316.358
117 | 2669482.3545 | 1215292.8842
118 | 2669484.2206 | 1215319.268
119 | 2669462.1601 | 1215274.8726
120 | 2669531.9038 | 1215317.6809
121 | 2669461.9592 | 1215274.7042
122 | 2669543.659 | 1215335.6041
123 | 2669461.7624 | 1215274.5395
124 | 2669387.7827 | 1215242.1955
125 | 2669403.2999 | 1215225.699
126 | 2669407.595 | 1215337.994
127 | 2669600.5767 | 1215277.1804
128 | 2669582.0149 | 1215253.2626
129 | 2669629.3896 | 1215326.2435
130 | 2669575.663 | 1215236.6052
131 | 2669587.0184 | 1215197.1331
132 | 2669596.3584 | 1215184.8566
133 | 2669601.3125 | 1215210.1915
134 | 2669698.1099 | 1215454.2602
135 | 2669673.5869 | 1215409.1265
136 | 2669634.5663 | 1215182.4923
137 | 2669630.515 | 1215178.5625
138 | 2669630.1075 | 1215178.4168
139 | 2669604.2895 | 1215213.2449
140 | 2669617.8295 | 1215229.3659
141 | 2669544.0936 | 1215336.2668
142 | 2669571.6418 | 1215288.1299
143 | 2669564.9631 | 1215277.949
144 | 2669611.2156 | 1215348.4554

## line_std_types
| c_nf_per_km | r_ohm_per_km | x_ohm_per_km | max_i_ka | type | q_mm2 | alpha | voltage_rating
NAYY 4x50 SE | 210 | 0.642 | 0.083 | 0.142 | cs | 50 | 0.00403 | LV
NAYY 4x120 SE | 264 | 0.225 | 0.08 | 0.242 | cs | 120 | 0.00403 | LV
NAYY 4x150 SE | 261 | 0.208 | 0.08 | 0.27 | cs | 150 | 0.00403 | LV
NA2XS2Y 1x95 RM/25 12/20 kV | 216 | 0.313 | 0.132 | 0.252 | cs | 95 | 0.00403 | MV
NA2XS2Y 1x185 RM/25 12/20 kV | 273 | 0.161 | 0.117 | 0.362 | cs | 185 | 0.00403 | MV
NA2XS2Y 1x240 RM/25 12/20 kV | 304 | 0.122 | 0.112 | 0.421 | cs | 240 | 0.00403 | MV
NA2XS2Y 1x95 RM/25 6/10 kV | 315 | 0.313 | 0.123 | 0.249 | cs | 95 | 0.00403 | MV
NA2XS2Y 1x185 RM/25 6/10 kV | 406 | 0.161 | 0.11 | 0.358 | cs | 185 | 0.00403 | MV
NA2XS2Y 1x240 RM/25 6/10 kV | 456 | 0.122 | 0.105 | 0.416 | cs | 240 | 0.00403 | MV
NA2XS2Y 1x150 RM/25 12/20 kV | 250 | 0.206 | 0.116 | 0.319 | cs | 150 | 0.00403 | MV
NA2XS2Y 1x120 RM/25 12/20 kV | 230 | 0.253 | 0.119 | 0.283 | cs | 120 | 0.00403 | MV
NA2XS2Y 1x70 RM/25 12/20 kV | 190 | 0.443 | 0.132 | 0.22 | cs | 70 | 0.00403 | MV
NA2XS2Y 1x150 RM/25 6/10 kV | 360 | 0.206 | 0.11 | 0.315 | cs | 150 | 0.00403 | MV
NA2XS2Y 1x120 RM/25 6/10 kV | 340 | 0.253 | 0.113 | 0.28 | cs | 120 | 0.00403 | MV
NA2XS2Y 1x70 RM/25 6/10 kV | 280 | 0.443 | 0.123 | 0.217 | cs | 70 | 0.00403 | MV
N2XS(FL)2Y 1x120 RM/35 64/110 kV | 112 | 0.153 | 0.166 | 0.366 | cs | 120 | 0.00393 | HV
N2XS(FL)2Y 1x185 RM/35 64/110 kV | 125 | 0.099 | 0.156 | 0.457 | cs | 185 | 0.00393 | HV
N2XS(FL)2Y 1x240 RM/35 64/110 kV | 135 | 0.075 | 0.149 | 0.526 | cs | 240 | 0.00393 | HV
N2XS(FL)2Y 1x300 RM/35 64/110 kV | 144 | 0.06 | 0.144 | 0.588 | cs | 300 | 0.00393 | HV
15-AL1/3-ST1A 0.4 | 11 | 1.8769 | 0.35 | 0.105 | ol | 16 | 0.00403 | LV
24-AL1/4-ST1A 0.4 | 11.25 | 1.2012 | 0.335 | 0.14 | ol | 24 | 0.00403 | LV
48-AL1/8-ST1A 0.4 | 12.2 | 0.5939 | 0.3 | 0.21 | ol | 48 | 0.00403 | LV
94-AL1/15-ST1A 0.4 | 13.2 | 0.306 | 0.29 | 0.35 | ol | 94 | 0.00403 | LV
34-AL1/6-ST1A 10.0 | 9.7 | 0.8342 | 0.36 | 0.17 | ol | 34 | 0.00403 | MV
48-AL1/8-ST1A 10.0 | 10.1 | 0.5939 | 0.35 | 0.21 | ol | 48 | 0.00403 | MV
70-AL1/11-ST1A 10.0 | 10.4 | 0.4132 | 0.339 | 0.29 | ol | 70 | 0.00403 | MV
94-AL1/15-ST1A 10.0 | 10.75 | 0.306 | 0.33 | 0.35 | ol | 94 | 0.00403 | MV
122-AL1/20-ST1A 10.0 | 11.1 | 0.2376 | 0.323 | 0.41 | ol | 122 | 0.00403 | MV
149-AL1/24-ST1A 10.0 | 11.25 | 0.194 | 0.315 | 0.47 | ol | 149 | 0.00403 | MV
34-AL1/6-ST1A 20.0 | 9.15 | 0.8342 | 0.382 | 0.17 | ol | 34 | 0.00403 | MV
48-AL1/8-ST1A 20.0 | 9.5 | 0.5939 | 0.372 | 0.21 | ol | 48 | 0.00403 | MV
70-AL1/11-ST1A 20.0 | 9.7 | 0.4132 | 0.36 | 0.29 | ol | 70 | 0.00403 | MV
94-AL1/15-ST1A 20.0 | 10 | 0.306 | 0.35 | 0.35 | ol | 94 | 0.00403 | MV
122-AL1/20-ST1A 20.0 | 10.3 | 0.2376 | 0.344 | 0.41 | ol | 122 | 0.00403 | MV
149-AL1/24-ST1A 20.0 | 10.5 | 0.194 | 0.337 | 0.47 | ol | 149 | 0.00403 | MV
184-AL1/30-ST1A 20.0 | 10.75 | 0.1571 | 0.33 | 0.535 | ol | 184 | 0.00403 | MV
243-AL1/39-ST1A 20.0 | 11 | 0.1188 | 0.32 | 0.645 | ol | 243 | 0.00403 | MV
48-AL1/8-ST1A 110.0 | 8 | 0.5939 | 0.46 | 0.21 | ol | 48 | 0.00403 | HV
70-AL1/11-ST1A 110.0 | 8.4 | 0.4132 | 0.45 | 0.29 | ol | 70 | 0.00403 | HV
94-AL1/15-ST1A 110.0 | 8.65 | 0.306 | 0.44 | 0.35 | ol | 94 | 0.00403 | HV
122-AL1/20-ST1A 110.0 | 8.5 | 0.2376 | 0.43 | 0.41 | ol | 122 | 0.00403 | HV
149-AL1/24-ST1A 110.0 | 8.75 | 0.194 | 0.41 | 0.47 | ol | 149 | 0.00403 | HV
184-AL1/30-ST1A 110.0 | 8.8 | 0.1571 | 0.4 | 0.535 | ol | 184 | 0.00403 | HV
243-AL1/39-ST1A 110.0 | 9 | 0.1188 | 0.39 | 0.645 | ol | 243 | 0.00403 | HV
305-AL1/39-ST1A 110.0 | 9.2 | 0.0949 | 0.38 | 0.74 | ol | 305 | 0.00403 | HV
490-AL1/64-ST1A 110.0 | 9.75 | 0.059 | 0.37 | 0.96 | ol | 490 | 0.00403 | HV
679-AL1/86-ST1A 110.0 | 9.95 | 0.042 | 0.36 | 1.15 | ol | 679 | 0.00403 | HV
490-AL1/64-ST1A 220.0 | 10 | 0.059 | 0.285 | 0.96 | ol | 490 | 0.00403 | HV
679-AL1/86-ST1A 220.0 | 11.7 | 0.042 | 0.275 | 1.15 | ol | 679 | 0.00403 | HV
490-AL1/64-ST1A 380.0 | 11 | 0.059 | 0.253 | 0.96 | ol | 490 | 0.00403 | HV
679-AL1/86-ST1A 380.0 | 14.6 | 0.042 | 0.25 | 1.15 | ol | 679 | 0.00403 | HV

## trafo_std_types
| i0_percent | pfe_kw | vkr_percent | sn_mva | vn_lv_kv | vn_hv_kv | vk_percent | shift_degree | vector_group | tap_side | tap_neutral | tap_min | tap_max | tap_step_degree | tap_step_percent | tap_phase_shifter
160 MVA 380/110 kV | 0.06 | 60 | 0.25 | 160 | 110 | 380 | 12.2 | 0 | Yy0 | hv | 0 | -9 | 9 | 0 | 1.5 | FALSE
100 MVA 220/110 kV | 0.06 | 55 | 0.26 | 100 | 110 | 220 | 12 | 0 | Yy0 | hv | 0 | -9 | 9 | 0 | 1.5 | FALSE
63 MVA 110/20 kV | 0.04 | 22 | 0.32 | 63 | 20 | 110 | 18 | 150 | YNd5 | hv | 0 | -9 | 9 | 0 | 1.5 | FALSE
40 MVA 110/20 kV | 0.05 | 18 | 0.34 | 40 | 20 | 110 | 16.2 | 150 | YNd5 | hv | 0 | -9 | 9 | 0 | 1.5 | FALSE
25 MVA 110/20 kV | 0.07 | 14 | 0.41 | 25 | 20 | 110 | 12 | 150 | YNd5 | hv | 0 | -9 | 9 | 0 | 1.5 | FALSE
63 MVA 110/10 kV | 0.04 | 22 | 0.32 | 63 | 10 | 110 | 18 | 150 | YNd5 | hv | 0 | -9 | 9 | 0 | 1.5 | FALSE
40 MVA 110/10 kV | 0.05 | 18 | 0.34 | 40 | 10 | 110 | 16.2 | 150 | YNd5 | hv | 0 | -9 | 9 | 0 | 1.5 | FALSE
25 MVA 110/10 kV | 0.07 | 14 | 0.41 | 25 | 10 | 110 | 12 | 150 | YNd5 | hv | 0 | -9 | 9 | 0 | 1.5 | FALSE
0.25 MVA 20/0.4 kV | 0.32 | 0.8 | 1.44 | 0.25 | 0.4 | 20 | 6 | 150 | Yzn5 | hv | 0 | -2 | 2 | 0 | 2.5 | FALSE
0.4 MVA 20/0.4 kV | 0.3375 | 1.35 | 1.425 | 0.4 | 0.4 | 20 | 6 | 150 | Dyn5 | hv | 0 | -2 | 2 | 0 | 2.5 | FALSE
0.63 MVA 20/0.4 kV | 0.2619 | 1.65 | 1.206 | 0.63 | 0.4 | 20 | 6 | 150 | Dyn5 | hv | 0 | -2 | 2 | 0 | 2.5 | FALSE
0.25 MVA 10/0.4 kV | 0.24 | 0.6 | 1.2 | 0.25 | 0.4 | 10 | 4 | 150 | Dyn5 | hv | 0 | -2 | 2 | 0 | 2.5 | FALSE
0.4 MVA 10/0.4 kV | 0.2375 | 0.95 | 1.325 | 0.4 | 0.4 | 10 | 4 | 150 | Dyn5 | hv | 0 | -2 | 2 | 0 | 2.5 | FALSE
0.63 MVA 10/0.4 kV | 0.1873 | 1.18 | 1.0794 | 0.63 | 0.4 | 10 | 4 | 150 | Dyn5 | hv | 0 | -2 | 2 | 0 | 2.5 | FALSE

## trafo3w_std_types
| sn_hv_mva | sn_mv_mva | sn_lv_mva | vn_hv_kv | vn_mv_kv | vn_lv_kv | vk_hv_percent | vk_mv_percent | vk_lv_percent | vkr_hv_percent | vkr_mv_percent | vkr_lv_percent | pfe_kw | i0_percent | shift_mv_degree | shift_lv_degree | vector_group | tap_side | tap_neutral | tap_min | tap_max | tap_step_percent
63/25/38 MVA 110/20/10 kV | 63 | 25 | 38 | 110 | 20 | 10 | 10.4 | 10.4 | 10.4 | 0.28 | 0.32 | 0.35 | 35 | 0.89 | 0 | 0 | YN0yn0yn0 | hv | 0 | -10 | 10 | 1.2
63/25/38 MVA 110/10/10 kV | 63 | 25 | 38 | 110 | 10 | 10 | 10.4 | 10.4 | 10.4 | 0.28 | 0.32 | 0.35 | 35 | 0.89 | 0 | 0 | YN0yn0yn0 | hv | 0 | -10 | 10 | 1.2

## fuse_std_types
| fuse_type | i_rated_a | t_avg | t_min | t_total | x_avg | x_min | x_total
HV 100A | HV 100A | 100 | 0 | [10.0, 3.64, 0.854, 0.281, 0.1, 0.0531, 0.022, 0.01] | [10.0, 4.267, 1.21, 0.403, 0.1, 0.058, 0.022, 0.01] | 0 | [300.0, 350.0, 450.0, 550.0, 700.0, 850.0, 1200.0, 1752.0] | [600.0, 700.0, 900.0, 1150.0, 1665.0, 2000.0, 3000.0, 4313.0]
HV 10A | HV 10A | 10 | 0 | [10.0, 1675.0, 0.344, 0.156, 0.1, 0.0417, 0.0171, 0.01] | [10.0, 1.3, 0.3, 0.155, 0.1, 0.0555, 0.023, 0.01] | 0 | [30.0, 32.0, 35.0, 37.0, 39.0, 50.0, 70.0, 88.0] | [60.0, 70.0, 80.0, 87.0, 94.0, 110.0, 150.0, 216.0]
HV 125A | HV 125A | 125 | 0 | [10.0, 1.82, 0.344, 0.1, 0.0467, 0.0269, 0.01] | [10.0, 2.478, 0.426, 0.1, 0.0427, 0.0211, 0.01] | 0 | [375.0, 500.0, 700.0, 925.0, 1200.0, 1500.0, 2341.0] | [750.0, 1000.0, 1500.0, 2200.0, 3000.0, 4000.0, 5765.0]
HV 160A | HV 160A | 160 | 0 | [10.0, 4.15, 1.03, 0.198, 0.1, 0.051, 0.0172, 0.01] | [10.0, 2.3, 0.734, 0.274, 0.1, 0.046, 0.0177, 0.01] | 0 | [480.0, 550.0, 700.0, 1000.0, 1260.0, 1600.0, 2500.0, 3227.0] | [960.0, 1300.0, 1700.0, 2200.0, 2996.0, 4000.0, 6000.0, 7946.0]
HV 16A | HV 16A | 16 | 0 | [10.0, 0.352, 0.164, 0.1, 0.0649, 0.0342, 0.01] | [10.0, 2.34, 0.722, 0.181, 0.1, 0.055, 0.0296, 0.01] | 0 | [48.0, 60.0, 65.0, 71.0, 80.0, 100.0, 162.0] | [96.0, 110.0, 125.0, 150.0, 168.0, 200.0, 250.0, 398.0]
HV 200A | HV 200A | 200 | 0 | [10.0, 4.267, 1.21, 0.403, 0.1, 0.058, 0.022, 0.01] | [10.0, 3.73, 1.654, 0.328, 0.1, 0.0531, 0.019, 0.01] | 0 | [600.0, 700.0, 900.0, 1150.0, 1665.0, 2000.0, 3000.0, 4313.0] | [1200.0, 1500.0, 1800.0, 2700.0, 3960.0, 5000.0, 7500.0, 10620.0]
HV 20A | HV 20A | 20 | 0 | [10.0, 1.3, 0.3, 0.155, 0.1, 0.0555, 0.023, 0.01] | [10.0, 1.3, 0.161, 0.1, 0.0611, 0.0399, 0.0141, 0.01] | 0 | [60.0, 70.0, 80.0, 87.0, 94.0, 110.0, 150.0, 216.0] | [120.0, 150.0, 200.0, 223.0, 260.0, 300.0, 450.0, 532.0]
HV 25A | HV 25A | 25 | 0 | [10.0, 2.512, 0.833, 0.299, 0.1, 0.0372, 0.0223, 0.01] | [10.0, 3.125, 0.597, 0.198, 0.1, 0.0378, 0.022, 0.01] | 0 | [75.0, 82.0, 90.0, 100.0, 124.0, 170.0, 200.0, 289.0] | [150.0, 170.0, 210.0, 250.0, 294.0, 400.0, 500.0, 711.0]
HV 31.5A | HV 31.5A | 31.5 | 0 | [10.0, 2.34, 0.722, 0.181, 0.1, 0.055, 0.0296, 0.01] | [10.0, 2.84, 0.368, 0.164, 0.1, 0.0621, 0.0378, 0.0195, 0.01] | 0 | [95.0, 110.0, 125.0, 150.0, 165.0, 200.0, 250.0, 390.0] | [189.0, 220.0, 300.0, 350.0, 393.0, 450.0, 530.0, 700.0, 960.0]
HV 40A | HV 40A | 40 | 0 | [10.0, 1.3, 0.161, 0.1, 0.0611, 0.0399, 0.0141, 0.01] | [10.0, 2.05, 0.369, 0.198, 0.1, 0.051, 0.0298, 0.01] | 0 | [120.0, 150.0, 200.0, 223.0, 260.0, 300.0, 450.0, 532.0] | [240.0, 300.0, 400.0, 450.0, 530.0, 650.0, 800.0, 1311.0]
HV 50A | HV 50A | 50 | 0 | [10.0, 3.215, 0.597, 0.198, 0.1, 0.0378, 0.022, 0.01] | [10.0, 3.64, 0.854, 0.281, 0.1, 0.0531, 0.022, 0.01] | 0 | [150.0, 170.0, 210.0, 250.0, 294.0, 400.0, 500.0, 711.0] | [300.0, 350.0, 450.0, 550.0, 700.0, 850.0, 1200.0, 1752.0]
HV 6.3A | HV 6.3A | 6.3 | 0 | [10.0, 1.39, 0.344, 0.168, 0.1, 0.056, 0.0263, 0.01] | [10.0, 1.711, 0.516, 0.198, 0.1, 0.0634, 0.0303, 0.01] | 0 | [19.0, 19.5, 20.4, 20.8, 22.0, 25.0, 32.0, 48.0] | [38.0, 40.0, 43.0, 48.0, 53.0, 60.0, 75.0, 118.0]
HV 63A | HV 63A | 63 | 0 | [10.0, 2.84, 0.368, 0.164, 0.1, 0.0621, 0.0378, 0.0195, 0.01] | [10.0, 1.82, 0.344, 0.1, 0.0467, 0.0269, 0.01] | 0 | [189.0, 220.0, 300.0, 350.0, 393.0, 450.0, 530.0, 700.0, 961.0] | [378.0, 500.0, 700.0, 934.0, 1200.0, 1500.0, 2366.0]
HV 80A | HV 80A | 80 | 0 | [10.0, 2.05, 0.369, 0.198, 0.1, 0.051, 0.0298, 0.01] | [10.0, 4.15, 1.03, 0.198, 0.1, 0.051, 0.0172, 0.01] | 0 | [240.0, 300.0, 400.0, 450.0, 530.0, 650.0, 800.0, 1311.0] | [480.0, 550.0, 700.0, 1000.0, 1260.0, 1600.0, 2500.0, 3227.0]
Siemens NH-1-100 | Siemens NH-1-100 | 100 | [5400.0, 2000.0, 400.0, 20.0, 1.0, 0.2, 0.012, 0.004] | 0 | 0 | [150.0, 190.0, 250.0, 430.0, 900.0, 1250.0, 2700.0, 3600.0] | 0 | 0
Siemens NH-1-125 | Siemens NH-1-125 | 125 | [4800.0, 120.0, 7.0, 0.1, 0.004] | 0 | 0 | [180.0, 400.0, 740.0, 2000.0, 4250.0] | 0 | 0
Siemens NH-1-16 | Siemens NH-1-16 | 16 | [4000.0, 400.0, 2.0, 0.1, 0.04, 0.01] | 0 | 0 | [26.0, 35.0, 75.0, 150.0, 200.0, 300.0] | 0 | 0
Siemens NH-1-160 | Siemens NH-1-160 | 160 | [4800.0, 120.0, 7.0, 0.1, 0.004] | 0 | 0 | [210.0, 500.0, 900.0, 2300.0, 5000.0] | 0 | 0
Siemens NH-1-25 | Siemens NH-1-25 | 25 | [4000.0, 1000.0, 10.0, 0.2, 0.02, 0.01] | 0 | 0 | [40.0, 50.0, 100.0, 210.0, 400.0, 500.0] | 0 | 0
Siemens NH-1-50 | Siemens NH-1-50 | 50 | [4000.0, 40.0, 4.0, 1.0, 0.02, 0.01] | 0 | 0 | [86.0, 200.0, 300.0, 400.0, 1000.0, 1280.0] | 0 | 0
Siemens NH-1-63 | Siemens NH-1-63 | 63 | [4000.0, 100.0, 10.0, 2.0, 0.04, 0.01] | 0 | 0 | [100.0, 200.0, 300.0, 400.0, 1000.0, 1500.0] | 0 | 0
Siemens NH-1-80 | Siemens NH-1-80 | 80 | [4800.0, 120.0, 7.0, 0.1, 0.01] | 0 | 0 | [150.58, 250.0, 450.0, 1150.0, 2470.0] | 0 | 0
Siemens NH-2-1000 | Siemens NH-2-1000 | 1000 | [4800.0, 120.0, 7.0, 0.1, 0.004] | 0 | 0 | [1900.0, 3500.0, 8400.0, 24000.0, 52000.0] | 0 | 0
Siemens NH-2-200 | Siemens NH-2-200 | 200 | [4800.0, 120.0, 7.0, 0.1, 0.004] | 0 | 0 | [280.0, 650.0, 1200.0, 3000.0, 7000.0] | 0 | 0
Siemens NH-2-224 | Siemens NH-2-224 | 224 | [4800.0, 120.0, 7.0, 0.2, 0.04, 0.004] | 0 | 0 | [400.0, 750.0, 1453.0, 3025.0, 4315.0, 7600.0] | 0 | 0
Siemens NH-2-250 | Siemens NH-2-250 | 250 | [4800.0, 120.0, 7.0, 0.1, 0.004] | 0 | 0 | [450.0, 800.0, 1650.0, 4000.0, 8500.0] | 0 | 0
Siemens NH-2-315 | Siemens NH-2-315 | 315 | [4800.0, 120.0, 7.0, 0.1, 0.004] | 0 | 0 | [550.0, 920.0, 1900.0, 5000.0, 11000.0] | 0 | 0
Siemens NH-2-355 | Siemens NH-2-355 | 355 | [4800.0, 120.0, 6.0, 0.1, 0.004] | 0 | 0 | [650.0, 1116.27, 2350.0, 5840.0, 12790.0] | 0 | 0
Siemens NH-2-400 | Siemens NH-2-400 | 400 | [4800.0, 120.0, 7.0, 0.1, 0.004] | 0 | 0 | [720.0, 1350.0, 2800.0, 6500.0, 15000.0] | 0 | 0
Siemens NH-2-425 | Siemens NH-2-425 | 425 | [4800.0, 120.0, 7.0, 0.1, 0.004] | 0 | 0 | [850.0, 1500.0, 3050.0, 7500.0, 16500.0] | 0 | 0
Siemens NH-2-630 | Siemens NH-2-630 | 630 | [4800.0, 120.0, 7.0, 0.1, 0.004] | 0 | 0 | [1200.0, 2000.0, 4800.0, 12000.0, 26000.0] | 0 | 0

## res_bus
| vm_pu | va_degree | p_mw | q_mvar
0 | 0.99734 | -0.050343 | 0.0015407 | 0.00038613
1 | 0.99742 | -0.048633 | 0.001514 | 0.00037944
2 | 0.9973 | -0.051003 | 0.0029887 | 0.00074904
3 | 0.99748 | -0.047551 | 0 | 0
4 | 0.99249 | -0.14244 | 0 | 0
5 | 0.99834 | -0.031319 | 0.0016725 | 0.00041918
6 | 0.99211 | -0.14973 | 0.0017547 | 0.00043976
7 | 0.99247 | -0.14285 | 0.0017799 | 0.00044607
8 | 0.99837 | -0.030674 | 0.0021659 | 0.00054283
9 | 0.98008 | -0.38244 | 0.0022762 | 0.00057046
10 | 0.98002 | -0.3837 | 0.0036207 | 0.00090743
11 | 0.98017 | -0.38068 | 0.0025622 | 0.00064215
12 | 0.97985 | -0.38692 | 0.0023757 | 0.0005954
13 | 0.98035 | -0.37724 | 0.0033101 | 0.00082959
14 | 0.97969 | -0.39011 | 0.0025742 | 0.00064515
15 | 0.98064 | -0.37145 | 0 | 0
16 | 0.97966 | -0.39067 | 0.0026347 | 0.00066033
17 | 0.97989 | -0.38629 | 0.00297 | 0.00074436
18 | 0.98157 | -0.35335 | 0.0071498 | 0.0017919
19 | 0.97697 | -0.44357 | 0.0064248 | 0.0016102
20 | 0.97715 | -0.44001 | 0.001393 | 0.00034912
21 | 0.97729 | -0.43731 | 0.0012038 | 0.00030171
22 | 0.97747 | -0.43379 | 0.00087217 | 0.00021859
23 | 0.97761 | -0.43104 | 0 | 0
24 | 0.97779 | -0.42737 | 0.0038122 | 0.00095544
25 | 0.97843 | -0.41492 | 0 | 0
26 | 0.97893 | -0.40513 | 0.005518 | 0.0013829
27 | 0.97807 | -0.42186 | 0.0061387 | 0.0015385
28 | 0.97983 | -0.38737 | 0.0061721 | 0.0015469
29 | 0.97803 | -0.42277 | 0 | 0
30 | 0.98034 | -0.37735 | 0.0052847 | 0.0013245
31 | 0.97795 | -0.42437 | 0.0018106 | 0.00045378
32 | 0.97962 | -0.39144 | 0.0014647 | 0.00036709
33 | 0.97929 | -0.39804 | 0.0024428 | 0.00061222
34 | 0.97928 | -0.39815 | 0.0026778 | 0.00067112
35 | 0.97901 | -0.40345 | 0.0022821 | 0.00057195
36 | 0.97045 | -0.57184 | 0.0009526 | 0.00023874
37 | 0.97041 | -0.57251 | 0 | 0
38 | 0.97047 | -0.57135 | 0 | 0
39 | 0.9704 | -0.57273 | 0.00073228 | 0.00018353
40 | 0.97067 | -0.56729 | 0.0047918 | 0.0012009
41 | 0.97044 | -0.57187 | 0.00066555 | 0.0001668
42 | 0.97461 | -0.48959 | 0 | 0
43 | 0.97453 | -0.49107 | 0.0021228 | 0.00053203
44 | 0.97496 | -0.48263 | 0.0015761 | 0.000395
45 | 0.97444 | -0.49292 | 0.0018915 | 0.00047405
46 | 0.97067 | -0.56746 | 0.0013076 | 0.00032773
47 | 0.97043 | -0.5721 | 0.00075081 | 0.00018817
48 | 0.97067 | -0.56747 | 0.0014102 | 0.00035343
49 | 0.97042 | -0.57229 | 0.00046398 | 0.00011628
50 | 0.98085 | -0.36739 | 0 | 0
51 | 0.98055 | -0.37328 | 0.0045125 | 0.0011309
52 | 0.98178 | -0.34923 | 0 | 0
53 | 0.98051 | -0.37404 | 0.0018111 | 0.0004539
54 | 0.98307 | -0.32411 | 0.0099908 | 0.0025039
55 | 0.97795 | -0.42437 | 0.0018082 | 0.00045317
56 | 0.97895 | -0.4046 | 0.0024787 | 0.00062123
57 | 0.9805 | -0.37421 | 0.0018111 | 0.0004539
58 | 0.9805 | -0.37429 | 0.0018096 | 0.00045352
59 | 0.97951 | -0.39377 | 0.0030971 | 0.0007762
60 | 0.98592 | -0.26873 | 0 | 0
61 | 0.97948 | -0.39423 | 0.0030299 | 0.00075938
62 | 0.98656 | -0.25635 | 0 | 0
63 | 0.98587 | -0.26972 | 0.0039695 | 0.00099485
64 | 0.98714 | -0.24514 | 0.0037361 | 0.00093634
65 | 0.98788 | -0.23092 | 0 | 0
66 | 0.97871 | -0.40933 | 0.002389 | 0.00059874
67 | 0.99068 | -0.17701 | 0.0037355 | 0.0009362
68 | 0.99244 | -0.14334 | 0.0019108 | 0.00047888
69 | 1 | 0 | -0.34809 | -0.089064
70 | 0.99994 | -0.0011931 | 0.0024405 | 0.00061165
71 | 0.99975 | -0.0048825 | 0.0024377 | 0.00061095
72 | 0.99964 | -0.0070014 | 0.0027096 | 0.00067909
73 | 0.97544 | -0.47325 | 0.0026985 | 0.00067631
74 | 0.97646 | -0.45318 | 0.0018025 | 0.00045175
75 | 0.97514 | -0.47917 | 0 | 0
76 | 0.97649 | -0.45256 | 0.00088313 | 0.00022133
77 | 0.97469 | -0.48803 | 0.0030448 | 0.00076311
78 | 0.97696 | -0.44348 | 0.0017334 | 0.00043442
79 | 0.97446 | -0.49249 | 0.002251 | 0.00056416
80 | 0.97809 | -0.42119 | 0.0024021 | 0.00060203
81 | 0.97438 | -0.49407 | 0.002991 | 0.00074962
82 | 0.98507 | -0.2852 | 0.0025637 | 0.00064252
83 | 0.98548 | -0.27736 | 0.0016665 | 0.00041766
84 | 0.98499 | -0.28685 | 0.0017572 | 0.0004404
85 | 0.98567 | -0.27373 | 0.0016451 | 0.00041231
86 | 0.98452 | -0.29591 | 0.0026614 | 0.00066702
87 | 0.98681 | -0.2515 | 0.0020314 | 0.00050912
88 | 0.98439 | -0.29848 | 0.0037367 | 0.00093651
89 | 0.98749 | -0.23842 | 0.0022302 | 0.00055893
90 | 0.98398 | -0.30638 | 0.0026615 | 0.00066702
91 | 0.97756 | -0.43201 | 0.0053522 | 0.0013414
92 | 0.97754 | -0.43236 | 0.012382 | 0.0031033
93 | 0.97769 | -0.42933 | 0 | 0
94 | 0.97741 | -0.43485 | 0.0034209 | 0.00085735
95 | 0.97772 | -0.42889 | 0.0016572 | 0.00041535
96 | 0.97753 | -0.43244 | 0.0016225 | 0.00040665
97 | 0.97727 | -0.43759 | 0.0022608 | 0.00056661
98 | 0.97772 | -0.42883 | 0.0016575 | 0.00041541
99 | 0.97753 | -0.43247 | 0.0016214 | 0.00040636
100 | 0.97715 | -0.44005 | 0 | 0
101 | 0.97772 | -0.42877 | 0.0016569 | 0.00041527
102 | 0.97753 | -0.43249 | 0.0016216 | 0.0004064
103 | 0.98289 | -0.32762 | 0.0047242 | 0.001184
104 | 0.98302 | -0.32503 | 0.0033586 | 0.00084175
105 | 0.98262 | -0.33285 | 0.0023223 | 0.00058201
106 | 0.98354 | -0.31498 | 0.0023359 | 0.00058542
107 | 0.98246 | -0.33593 | 0.0022945 | 0.00057505
108 | 0.98396 | -0.30676 | 0.0037385 | 0.00093696
109 | 0.98222 | -0.34058 | 0.0018219 | 0.0004566
110 | 0.98187 | -0.34748 | 0.0023053 | 0.00057777
111 | 0.97428 | -0.49608 | 0.0026558 | 0.00066559
112 | 0.97423 | -0.49716 | 0.0025376 | 0.00063599
113 | 0.97423 | -0.49716 | 0.0025816 | 0.00064702
114 | 0.97879 | -0.40773 | 0.003442 | 0.00086264
115 | 0.97881 | -0.40748 | 0.0025099 | 0.00062904
116 | 0.97892 | -0.40534 | 0.0019877 | 0.00049817
117 | 0.97833 | -0.41682 | 0 | 0
118 | 0.97867 | -0.41023 | 0.0026586 | 0.0006663
119 | 0.97799 | -0.42354 | 0.00169 | 0.00042355
120 | 0.97893 | -0.40512 | 0.0019052 | 0.0004775
121 | 0.97798 | -0.4236 | 0.00169 | 0.00042355
122 | 0.97912 | -0.40128 | 0.0030662 | 0.00076847
123 | 0.97798 | -0.42366 | 0.0016916 | 0.00042396
124 | 0.97738 | -0.43539 | 0.0031115 | 0.00077981
125 | 0.97745 | -0.43411 | 0 | 0
126 | 0.97671 | -0.44857 | 0.01227 | 0.0030752
127 | 0.9811 | -0.36255 | 0.0040493 | 0.0010148
128 | 0.98112 | -0.36199 | 0.002075 | 0.00052003
129 | 0.9924 | -0.14409 | 0.0016439 | 0.00041199
130 | 0.98115 | -0.36149 | 0.0015002 | 0.00037599
131 | 0.98122 | -0.36003 | 0 | 0
132 | 0.9805 | -0.37411 | 0.0014939 | 0.0003744
133 | 0.98149 | -0.35494 | 0.0014727 | 0.0003691
134 | 0.98785 | -0.23152 | 0.0024894 | 0.00062391
135 | 0.99051 | -0.18026 | 0.0030686 | 0.00076906
136 | 0.97859 | -0.41144 | 0.0027543 | 0.00069028
137 | 0.97883 | -0.40681 | 0.0028741 | 0.00072033
138 | 0.97885 | -0.40644 | 0.00099604 | 0.00024963
139 | 0.98155 | -0.35379 | 0.0032089 | 0.00080422
140 | 0.98185 | -0.34782 | 0.0024063 | 0.00060307
141 | 0.97913 | -0.40109 | 0.002799 | 0.0007015
142 | 0.99958 | -0.0080445 | 0.002365 | 0.00059274
143 | 0.99952 | -0.0092911 | 0.0058687 | 0.0014708
144 | 0.99998 | 149.9956 | 0 | 0

## res_line
| p_from_mw | q_from_mvar | p_to_mw | q_to_mvar | pl_mw | ql_mvar | i_from_ka | i_to_ka | i_ka | vm_from_pu | va_from_degree | vm_to_pu | va_to_degree | loading_percent
0 | -0.0045295 | -0.0011351 | 0.0045299 | 0.001135 | 3.6895e-07 | -4.5026e-08 | 0.0067579 | 0.0067579 | 0.0067579 | 0.99734 | -0.050343 | 0.99742 | -0.048633 | 1.8566
1 | 0.0029888 | 0.00074894 | -0.0029887 | -0.00074904 | 9.3896e-08 | -1.0422e-07 | 0.0044592 | 0.0044593 | 0.0044593 | 0.99734 | -0.050343 | 0.9973 | -0.051003 | 1.2251
2 | -0.0060438 | -0.0015145 | 0.0060442 | 0.0015145 | 3.1169e-07 | 6.6033e-08 | 0.0090165 | 0.0090164 | 0.0090165 | 0.99742 | -0.048633 | 0.99748 | -0.047551 | 2.4771
3 | 0.31997 | 0.082135 | -0.31851 | -0.0812 | 0.0014663 | 0.00093485 | 0.47802 | 0.47802 | 0.47802 | 0.99748 | -0.047551 | 0.99249 | -0.14244 | 32.8312
4 | -0.32602 | -0.083649 | 0.32628 | 0.083813 | 0.00025695 | 0.00016385 | 0.48704 | 0.48704 | 0.48704 | 0.99748 | -0.047551 | 0.99834 | -0.031319 | 33.4504
5 | 0.31317 | 0.079865 | -0.31306 | -0.079795 | 0.0001101 | 7.0189e-05 | 0.47003 | 0.47003 | 0.47003 | 0.99249 | -0.14244 | 0.99211 | -0.14973 | 32.282
6 | 0.0053347 | 0.001335 | -0.0053346 | -0.0013358 | 1.0353e-07 | -8.2621e-07 | 0.0079975 | 0.0079978 | 0.0079978 | 0.99249 | -0.14244 | 0.99247 | -0.14285 | 0.5493
7 | -0.32795 | -0.084232 | 0.32796 | 0.084239 | 1.0277e-05 | 6.5536e-06 | 0.48953 | 0.48953 | 0.48953 | 0.99834 | -0.031319 | 0.99837 | -0.030674 | 33.6216
8 | 0.31131 | 0.079355 | -0.3109 | -0.079094 | 0.00040937 | 0.00026096 | 0.46739 | 0.46739 | 0.46739 | 0.99211 | -0.14973 | 0.99068 | -0.17701 | 32.1012
9 | 0.0035548 | 0.00088973 | -0.0035547 | -0.00089058 | 8.2266e-08 | -8.4561e-07 | 0.0053293 | 0.0053296 | 0.0053296 | 0.99247 | -0.14285 | 0.99244 | -0.14334 | 0.48806
10 | -0.33012 | -0.084782 | 0.33062 | 0.085096 | 0.00049245 | 0.00031403 | 0.49276 | 0.49276 | 0.49276 | 0.99837 | -0.030674 | 1 | 0 | 33.8433
11 | 0.08146 | 0.020464 | -0.081455 | -0.020461 | 4.8947e-06 | 2.9606e-06 | 0.12369 | 0.12369 | 0.12369 | 0.98008 | -0.38244 | 0.98002 | -0.3837 | 8.4955
12 | -0.083736 | -0.021034 | 0.083743 | 0.021039 | 7.049e-06 | 4.2769e-06 | 0.12715 | 0.12715 | 0.12715 | 0.98008 | -0.38244 | 0.98017 | -0.38068 | 8.7328
13 | 0.077835 | 0.019554 | -0.077823 | -0.019546 | 1.1958e-05 | 7.1933e-06 | 0.1182 | 0.1182 | 0.1182 | 0.98002 | -0.3837 | 0.97985 | -0.38692 | 8.1179
14 | -0.086306 | -0.021681 | 0.08632 | 0.021689 | 1.4168e-05 | 8.6237e-06 | 0.13104 | 0.13104 | 0.13104 | 0.98017 | -0.38068 | 0.98035 | -0.37724 | 9
15 | 0.075447 | 0.018951 | -0.075435 | -0.018944 | 1.1489e-05 | 6.8826e-06 | 0.11459 | 0.11459 | 0.11459 | 0.97985 | -0.38692 | 0.97969 | -0.39011 | 7.8702
16 | -0.08963 | -0.022519 | 0.089655 | 0.022534 | 2.4776e-05 | 1.5136e-05 | 0.13606 | 0.13606 | 0.13606 | 0.98035 | -0.37724 | 0.98064 | -0.37145 | 9.3451
17 | 0.072861 | 0.018299 | -0.072859 | -0.018298 | 1.9218e-06 | 1.1457e-06 | 0.11068 | 0.11068 | 0.11068 | 0.97969 | -0.39011 | 0.97966 | -0.39067 | 7.6016
18 | 0.024841 | 0.0062372 | -0.024823 | -0.0062263 | 1.757e-05 | 1.0829e-05 | 0.037697 | 0.037697 | 0.037697 | 0.98064 | -0.37145 | 0.97989 | -0.38629 | 10.3564
19 | -0.1145 | -0.028771 | 0.11459 | 0.028833 | 9.9017e-05 | 6.1604e-05 | 0.17376 | 0.17376 | 0.17376 | 0.98064 | -0.37145 | 0.98157 | -0.35335 | 11.9341
20 | 0.070225 | 0.017637 | -0.070222 | -0.017636 | 2.5788e-06 | 1.5287e-06 | 0.10668 | 0.10668 | 0.10668 | 0.97966 | -0.39067 | 0.97962 | -0.39144 | 7.3268
21 | 0.021853 | 0.005482 | -0.021845 | -0.0054772 | 7.7899e-06 | 4.7481e-06 | 0.033187 | 0.033187 | 0.033187 | 0.97989 | -0.38629 | 0.97951 | -0.39377 | 9.1173
22 | -0.12174 | -0.030625 | 0.12177 | 0.03064 | 2.4003e-05 | 1.4982e-05 | 0.1846 | 0.1846 | 0.1846 | 0.98157 | -0.35335 | 0.98178 | -0.34923 | 12.6785
23 | -0.0064248 | -0.0016102 | 0.0064259 | 0.0016105 | 1.0885e-06 | 3.1698e-07 | 0.0097856 | 0.0097854 | 0.0097856 | 0.97697 | -0.44357 | 0.97715 | -0.44001 | 2.6883
24 | -0.0078189 | -0.0019596 | 0.0078199 | 0.0019601 | 1.0086e-06 | 4.0781e-07 | 0.011907 | 0.011907 | 0.011907 | 0.97715 | -0.44001 | 0.97729 | -0.43731 | 3.2711
25 | -0.0090238 | -0.0022618 | 0.0090253 | 0.0022625 | 1.5115e-06 | 6.9978e-07 | 0.01374 | 0.01374 | 0.01374 | 0.97729 | -0.43731 | 0.97747 | -0.43379 | 3.7746
26 | -0.0098974 | -0.0024811 | 0.0098987 | 0.0024817 | 1.2987e-06 | 6.3991e-07 | 0.015067 | 0.015067 | 0.015067 | 0.97747 | -0.43379 | 0.97761 | -0.43104 | 4.1394
27 | -0.0098987 | -0.0024817 | 0.0099005 | 0.0024825 | 1.7277e-06 | 8.5121e-07 | 0.015067 | 0.015067 | 0.015067 | 0.97761 | -0.43104 | 0.97779 | -0.42737 | 4.1393
28 | -0.013713 | -0.003438 | 0.013721 | 0.0034426 | 8.1446e-06 | 4.5866e-06 | 0.020869 | 0.020868 | 0.020869 | 0.97779 | -0.42737 | 0.97843 | -0.41492 | 5.7331
29 | -0.023482 | -0.0058894 | 0.023493 | 0.0058961 | 1.0961e-05 | 6.727e-06 | 0.035713 | 0.035713 | 0.035713 | 0.97843 | -0.41492 | 0.97893 | -0.40513 | 9.8114
30 | 0.0097611 | 0.0024468 | -0.0097579 | -0.0024452 | 3.229e-06 | 1.576e-06 | 0.014845 | 0.014845 | 0.014845 | 0.97843 | -0.41492 | 0.97807 | -0.42186 | 4.0784
31 | -0.029011 | -0.007279 | 0.029035 | 0.0072944 | 2.4589e-05 | 1.5313e-05 | 0.044101 | 0.044101 | 0.044101 | 0.97893 | -0.40513 | 0.97983 | -0.38737 | 12.1156
32 | 0.0036192 | 0.00090675 | -0.003619 | -0.00090682 | 1.5624e-07 | -7.2475e-08 | 0.005506 | 0.0055061 | 0.0055061 | 0.97807 | -0.42186 | 0.97803 | -0.42277 | 1.5127
33 | -0.035208 | -0.0088412 | 0.035224 | 0.0088518 | 1.6846e-05 | 1.0584e-05 | 0.053474 | 0.053474 | 0.053474 | 0.97983 | -0.38737 | 0.98034 | -0.37735 | 14.6907
34 | 0.003619 | 0.00090682 | -0.0036188 | -0.00090695 | 2.7567e-07 | -1.2783e-07 | 0.0055061 | 0.0055062 | 0.0055062 | 0.97803 | -0.42277 | 0.97795 | -0.42437 | 1.5127
35 | -0.040509 | -0.010176 | 0.040528 | 0.010188 | 1.9264e-05 | 1.2158e-05 | 0.061495 | 0.061495 | 0.061495 | 0.98034 | -0.37735 | 0.98085 | -0.36739 | 16.8944
36 | 0.0018082 | 0.00045316 | -0.0018082 | -0.00045317 | 2.2571e-10 | -8.5334e-10 | 0.0027512 | 0.0027512 | 0.0027512 | 0.97795 | -0.42437 | 0.97795 | -0.42437 | 0.75583
37 | 0.068757 | 0.017269 | -0.068736 | -0.017256 | 2.1641e-05 | 1.2785e-05 | 0.10445 | 0.10445 | 0.10445 | 0.97962 | -0.39144 | 0.97929 | -0.39804 | 7.174
38 | 0.066293 | 0.016644 | -0.066293 | -0.016644 | 3.5611e-07 | 2.0908e-07 | 0.10074 | 0.10074 | 0.10074 | 0.97929 | -0.39804 | 0.97928 | -0.39815 | 6.9191
39 | 0.063615 | 0.015972 | -0.063599 | -0.015963 | 1.6081e-05 | 9.3681e-06 | 0.096673 | 0.096673 | 0.096673 | 0.97928 | -0.39815 | 0.97901 | -0.40345 | 6.6396
40 | 0.061317 | 0.015391 | -0.061313 | -0.015389 | 3.3558e-06 | 1.9405e-06 | 0.093205 | 0.093205 | 0.093205 | 0.97901 | -0.40345 | 0.97895 | -0.4046 | 6.4014
41 | 0.00073231 | 0.00018274 | -0.00073229 | -0.00018333 | 2.3123e-08 | -5.896e-07 | 0.0011226 | 0.0011228 | 0.0011228 | 0.97045 | -0.57184 | 0.97041 | -0.57251 | 0.30846
42 | -0.0016849 | -0.00042148 | 0.0016849 | 0.00042131 | 3.9409e-08 | -1.6937e-07 | 0.0025832 | 0.0025832 | 0.0025832 | 0.97045 | -0.57184 | 0.97047 | -0.57135 | 0.70968
43 | 0.00073229 | 0.00018333 | -0.00073228 | -0.00018353 | 7.8411e-09 | -1.9987e-07 | 0.0011228 | 0.0011229 | 0.0011229 | 0.97041 | -0.57251 | 0.9704 | -0.57273 | 0.30848
44 | -0.0035654 | -0.00089203 | 0.003566 | 0.00089172 | 6.8909e-07 | -3.1907e-07 | 0.0054662 | 0.0054659 | 0.0054662 | 0.97047 | -0.57135 | 0.97067 | -0.56729 | 1.5017
45 | 0.0018804 | 0.00047072 | -0.0018804 | -0.00047088 | 4.6421e-08 | -1.543e-07 | 0.002883 | 0.0028831 | 0.0028831 | 0.97047 | -0.57135 | 0.97044 | -0.57187 | 0.79206
46 | 0.0027179 | 0.00068113 | -0.0027178 | -0.00068116 | 2.287e-08 | -2.879e-08 | 0.0041664 | 0.0041664 | 0.0041664 | 0.97067 | -0.56729 | 0.97067 | -0.56746 | 1.1446
47 | -0.011076 | -0.0027738 | 0.011117 | 0.0027954 | 4.1111e-05 | 2.159e-05 | 0.016978 | 0.016976 | 0.016978 | 0.97067 | -0.56729 | 0.97461 | -0.48959 | 4.6643
48 | 0.0012148 | 0.00030407 | -0.0012148 | -0.00030419 | 1.3574e-08 | -1.2023e-07 | 0.0018626 | 0.0018626 | 0.0018626 | 0.97044 | -0.57187 | 0.97043 | -0.5721 | 0.51171
49 | 0.0040147 | 0.0010055 | -0.0040145 | -0.0010055 | 2.8185e-07 | -6.8894e-08 | 0.0061294 | 0.0061295 | 0.0061295 | 0.97461 | -0.48959 | 0.97453 | -0.49107 | 1.6839
50 | -0.015132 | -0.0038008 | 0.015137 | 0.0038037 | 5.028e-06 | 2.9048e-06 | 0.023106 | 0.023106 | 0.023106 | 0.97461 | -0.48959 | 0.97496 | -0.48263 | 6.3477
51 | 0.0018916 | 0.00047349 | -0.0018915 | -0.00047405 | 1.6723e-07 | -5.5899e-07 | 0.0028881 | 0.0028884 | 0.0028884 | 0.97453 | -0.49107 | 0.97444 | -0.49292 | 0.79351
52 | -0.016713 | -0.0041987 | 0.016715 | 0.0042003 | 2.7615e-06 | 1.6262e-06 | 0.025511 | 0.025511 | 0.025511 | 0.97496 | -0.48263 | 0.97514 | -0.47917 | 7.0085
53 | 0.0014102 | 0.00035343 | -0.0014102 | -0.00035343 | 3.2454e-10 | -2.0847e-09 | 0.0021618 | 0.0021618 | 0.0021618 | 0.97067 | -0.56746 | 0.97067 | -0.56747 | 0.59391
54 | 0.00046398 | 0.00011602 | -0.00046398 | -0.00011628 | 4.0349e-09 | -2.6009e-07 | 0.00071135 | 0.00071145 | 0.00071145 | 0.97043 | -0.5721 | 0.97042 | -0.57229 | 0.19545
55 | 0.0099473 | 0.0024936 | -0.0099445 | -0.0024923 | 2.7943e-06 | 1.3755e-06 | 0.015091 | 0.015091 | 0.015091 | 0.98085 | -0.36739 | 0.98055 | -0.37328 | 4.1459
56 | -0.050476 | -0.012682 | 0.05052 | 0.01271 | 4.3793e-05 | 2.7776e-05 | 0.076586 | 0.076586 | 0.076586 | 0.98085 | -0.36739 | 0.98178 | -0.34923 | 21.0402
57 | 0.005432 | 0.0013613 | -0.0054318 | -0.0013613 | 1.9662e-07 | 2.851e-08 | 0.0082432 | 0.0082433 | 0.0082433 | 0.98055 | -0.37328 | 0.98051 | -0.37404 | 2.2646
58 | -0.17229 | -0.04335 | 0.17249 | 0.043481 | 0.000207 | 0.00013084 | 0.26119 | 0.26118 | 0.26119 | 0.98178 | -0.34923 | 0.98307 | -0.32411 | 17.9385
59 | 0.0036207 | 0.00090739 | -0.0036207 | -0.0009074 | 2.8983e-08 | -1.3738e-08 | 0.0054947 | 0.0054948 | 0.0054948 | 0.98051 | -0.37404 | 0.9805 | -0.37421 | 1.5095
60 | -0.18249 | -0.045984 | 0.18297 | 0.046291 | 0.00048489 | 0.00030689 | 0.27631 | 0.27631 | 0.27631 | 0.98307 | -0.32411 | 0.98592 | -0.26873 | 18.9771
61 | 0.058834 | 0.014768 | -0.058821 | -0.01476 | 1.3281e-05 | 7.6092e-06 | 0.089437 | 0.089437 | 0.089437 | 0.97895 | -0.4046 | 0.97871 | -0.40933 | 6.1427
62 | 0.0018096 | 0.0004535 | -0.0018096 | -0.00045352 | 7.2384e-09 | -2.7648e-08 | 0.0027462 | 0.0027462 | 0.0027462 | 0.9805 | -0.37421 | 0.9805 | -0.37429 | 0.75446
63 | 0.018748 | 0.004701 | -0.018748 | -0.0047008 | 4.0763e-07 | 2.4402e-07 | 0.028482 | 0.028482 | 0.028482 | 0.97951 | -0.39377 | 0.97948 | -0.39423 | 7.8248
64 | -0.18694 | -0.047286 | 0.18705 | 0.047356 | 0.00011107 | 7.0328e-05 | 0.2823 | 0.2823 | 0.2823 | 0.98592 | -0.26873 | 0.98656 | -0.25635 | 19.3885
65 | 0.0039697 | 0.00099479 | -0.0039695 | -0.00099485 | 1.8794e-07 | -5.7761e-08 | 0.0059912 | 0.0059913 | 0.0059913 | 0.98592 | -0.26873 | 0.98587 | -0.26972 | 1.646
66 | 0.015718 | 0.0039414 | -0.015713 | -0.0039384 | 5.1415e-06 | 2.988e-06 | 0.023879 | 0.023879 | 0.023879 | 0.97948 | -0.39423 | 0.97913 | -0.40109 | 6.5602
67 | -0.18705 | -0.047356 | 0.18715 | 0.04742 | 0.00010074 | 6.3785e-05 | 0.2823 | 0.2823 | 0.2823 | 0.98656 | -0.25635 | 0.98714 | -0.24514 | 19.3885
68 | -0.19089 | -0.048357 | 0.19102 | 0.048439 | 0.00013049 | 8.2654e-05 | 0.28793 | 0.28793 | 0.28793 | 0.98714 | -0.24514 | 0.98788 | -0.23092 | 19.7753
69 | 0.1098 | 0.027823 | -0.10976 | -0.027799 | 3.9545e-05 | 2.4521e-05 | 0.1655 | 0.1655 | 0.1655 | 0.98788 | -0.23092 | 0.98749 | -0.23842 | 11.3666
70 | -0.30331 | -0.076886 | 0.30405 | 0.077358 | 0.00074034 | 0.00047188 | 0.45717 | 0.45717 | 0.45717 | 0.98788 | -0.23092 | 0.99051 | -0.18026 | 31.3993
71 | 0.0024895 | 0.00062378 | -0.0024894 | -0.00062391 | 7.1736e-08 | -1.2826e-07 | 0.0037498 | 0.0037499 | 0.0037499 | 0.98788 | -0.23092 | 0.98785 | -0.23152 | 1.0302
72 | 0.056432 | 0.014162 | -0.05643 | -0.01416 | 2.4145e-06 | 1.3695e-06 | 0.085805 | 0.085805 | 0.085805 | 0.97871 | -0.40933 | 0.97867 | -0.41023 | 5.8932
73 | 0.30716 | 0.078158 | -0.30712 | -0.078127 | 4.8183e-05 | 3.0713e-05 | 0.46178 | 0.46178 | 0.46178 | 0.99068 | -0.17701 | 0.99051 | -0.18026 | 31.7159
74 | 0.0016439 | 0.0004117 | -0.0016439 | -0.00041199 | 5.8731e-08 | -2.9552e-07 | 0.0024647 | 0.0024648 | 0.0024648 | 0.99244 | -0.14334 | 0.9924 | -0.14409 | 0.67715
75 | 0.015827 | 0.0039679 | -0.015826 | -0.0039674 | 8.9976e-07 | 5.191e-07 | 0.023551 | 0.023551 | 0.023551 | 1 | 0 | 0.99994 | -0.0011931 | 6.47
76 | 0.013385 | 0.0033557 | -0.013383 | -0.0033544 | 2.3527e-06 | 1.2984e-06 | 0.019919 | 0.019919 | 0.019919 | 0.99994 | -0.0011931 | 0.99975 | -0.0048825 | 5.4723
77 | 0.010945 | 0.0027435 | -0.010944 | -0.0027429 | 1.1049e-06 | 5.6155e-07 | 0.016291 | 0.016291 | 0.016291 | 0.99975 | -0.0048825 | 0.99964 | -0.0070014 | 4.4755
78 | 0.0082345 | 0.0020638 | -0.0082341 | -0.0020636 | 4.0915e-07 | 1.6666e-07 | 0.012258 | 0.012258 | 0.012258 | 0.99964 | -0.0070014 | 0.99958 | -0.0080445 | 3.3675
79 | -0.035496 | -0.0089142 | 0.03553 | 0.0089356 | 3.4019e-05 | 2.1386e-05 | 0.054156 | 0.054156 | 0.054156 | 0.97544 | -0.47325 | 0.97646 | -0.45318 | 14.8779
80 | 0.032798 | 0.0082379 | -0.032789 | -0.0082321 | 9.2618e-06 | 5.8045e-06 | 0.050039 | 0.050039 | 0.050039 | 0.97544 | -0.47325 | 0.97514 | -0.47917 | 13.747
81 | -0.037333 | -0.0093873 | 0.037334 | 0.009388 | 1.1211e-06 | 7.0598e-07 | 0.056902 | 0.056902 | 0.056902 | 0.97646 | -0.45318 | 0.97649 | -0.45256 | 15.6325
82 | 0.016073 | 0.0040317 | -0.016066 | -0.0040278 | 6.7892e-06 | 3.9699e-06 | 0.024528 | 0.024528 | 0.024528 | 0.97514 | -0.47917 | 0.97469 | -0.48803 | 6.7386
83 | -0.038217 | -0.0096094 | 0.038234 | 0.0096198 | 1.658e-05 | 1.0448e-05 | 0.058248 | 0.058248 | 0.058248 | 0.97649 | -0.45256 | 0.97696 | -0.44348 | 16.0022
84 | 0.013022 | 0.0032647 | -0.013019 | -0.0032631 | 2.7628e-06 | 1.5359e-06 | 0.01988 | 0.01988 | 0.01988 | 0.97469 | -0.48803 | 0.97446 | -0.49249 | 5.4616
85 | -0.039967 | -0.010054 | 0.04001 | 0.010081 | 4.2598e-05 | 2.6879e-05 | 0.060888 | 0.060888 | 0.060888 | 0.97696 | -0.44348 | 0.97809 | -0.42119 | 16.7275
86 | 0.010768 | 0.002699 | -0.010767 | -0.0026985 | 8.1434e-07 | 4.2112e-07 | 0.016443 | 0.016443 | 0.016443 | 0.97446 | -0.49249 | 0.97438 | -0.49407 | 4.5172
87 | -0.042412 | -0.010683 | 0.042432 | 0.010696 | 1.9796e-05 | 1.251e-05 | 0.064542 | 0.064542 | 0.064542 | 0.97809 | -0.42119 | 0.97859 | -0.41144 | 17.7315
88 | 0.007776 | 0.0019489 | -0.0077753 | -0.0019486 | 7.4339e-07 | 3.0069e-07 | 0.011875 | 0.011875 | 0.011875 | 0.97438 | -0.49407 | 0.97428 | -0.49608 | 3.2624
89 | -0.10195 | -0.025754 | 0.10199 | 0.025778 | 3.8315e-05 | 2.3645e-05 | 0.15408 | 0.15407 | 0.15408 | 0.98507 | -0.2852 | 0.98548 | -0.27736 | 10.5821
90 | 0.099387 | 0.025112 | -0.099379 | -0.025107 | 7.8732e-06 | 4.8493e-06 | 0.1502 | 0.1502 | 0.1502 | 0.98507 | -0.2852 | 0.98499 | -0.28685 | 10.3161
91 | -0.10366 | -0.026196 | 0.10367 | 0.026207 | 1.8024e-05 | 1.1136e-05 | 0.15659 | 0.15659 | 0.15659 | 0.98548 | -0.27736 | 0.98567 | -0.27373 | 10.7549
92 | 0.097622 | 0.024667 | -0.097579 | -0.024641 | 4.2378e-05 | 2.6065e-05 | 0.14755 | 0.14755 | 0.14755 | 0.98499 | -0.28685 | 0.98452 | -0.29591 | 10.1338
93 | -0.10532 | -0.026619 | 0.10543 | 0.026689 | 0.00011238 | 6.9504e-05 | 0.15907 | 0.15907 | 0.15907 | 0.98567 | -0.27373 | 0.98681 | -0.2515 | 10.9255
94 | 0.094918 | 0.023974 | -0.094906 | -0.023966 | 1.17e-05 | 7.1799e-06 | 0.14353 | 0.14353 | 0.14353 | 0.98452 | -0.29591 | 0.98439 | -0.29848 | 9.8576
95 | -0.10746 | -0.027198 | 0.10753 | 0.02724 | 6.7542e-05 | 4.1825e-05 | 0.16214 | 0.16214 | 0.16214 | 0.98681 | -0.2515 | 0.98749 | -0.23842 | 11.1358
96 | 0.091169 | 0.02303 | -0.091135 | -0.023009 | 3.4483e-05 | 2.1086e-05 | 0.13788 | 0.13788 | 0.13788 | 0.98439 | -0.29848 | 0.98398 | -0.30638 | 9.4696
97 | 0.088473 | 0.022342 | -0.088472 | -0.022341 | 1.6175e-06 | 9.8629e-07 | 0.13385 | 0.13385 | 0.13385 | 0.98398 | -0.30638 | 0.98396 | -0.30676 | 9.1932
98 | 0.030345 | 0.0076077 | -0.030345 | -0.0076076 | 5.0387e-07 | 1.9616e-07 | 0.046192 | 0.046192 | 0.046192 | 0.97756 | -0.43201 | 0.97754 | -0.43236 | 3.1725
99 | -0.035697 | -0.0089491 | 0.035702 | 0.0089512 | 4.5569e-06 | 2.0908e-06 | 0.054339 | 0.054338 | 0.054339 | 0.97756 | -0.43201 | 0.97769 | -0.42933 | 3.732
100 | 0.017962 | 0.0045043 | -0.01796 | -0.0045038 | 2.1345e-06 | 5.0722e-07 | 0.027343 | 0.027344 | 0.027344 | 0.97754 | -0.43236 | 0.97741 | -0.43485 | 2.504
101 | -0.04368 | -0.010951 | 0.043681 | 0.010951 | 9.1996e-07 | 4.774e-07 | 0.066481 | 0.066481 | 0.066481 | 0.97769 | -0.42933 | 0.97772 | -0.42889 | 4.566
102 | 0.0079786 | 0.0019993 | -0.0079774 | -0.0019989 | 1.1829e-06 | 4.8884e-07 | 0.012143 | 0.012143 | 0.012143 | 0.97769 | -0.42933 | 0.97753 | -0.43244 | 3.336
103 | 0.014539 | 0.0036464 | -0.014538 | -0.0036453 | 1.8946e-06 | 1.0833e-06 | 0.022136 | 0.022136 | 0.022136 | 0.97741 | -0.43485 | 0.97727 | -0.43759 | 6.0813
104 | -0.045339 | -0.011366 | 0.045339 | 0.011366 | 1.2239e-07 | 6.4579e-08 | 0.069004 | 0.069004 | 0.069004 | 0.97772 | -0.42889 | 0.97772 | -0.42883 | 4.7393
105 | 0.0063549 | 0.0015922 | -0.0063549 | -0.0015922 | 8.7228e-09 | 2.4658e-09 | 0.0096733 | 0.0096733 | 0.0096733 | 0.97753 | -0.43244 | 0.97753 | -0.43247 | 2.6575
106 | 0.012277 | 0.0030787 | -0.012275 | -0.0030779 | 1.439e-06 | 7.8337e-07 | 0.018693 | 0.018694 | 0.018694 | 0.97727 | -0.43759 | 0.97715 | -0.44005 | 5.1356
107 | -0.046996 | -0.011782 | 0.046996 | 0.011782 | 1.2992e-07 | 6.9561e-08 | 0.071526 | 0.071526 | 0.071526 | 0.97772 | -0.42883 | 0.97772 | -0.42877 | 4.9125
108 | 0.0047335 | 0.0011858 | -0.0047335 | -0.0011858 | 4.8642e-09 | -1.9677e-11 | 0.0072052 | 0.0072052 | 0.0072052 | 0.97753 | -0.43247 | 0.97753 | -0.43249 | 1.9795
109 | 0.012275 | 0.0030779 | -0.01227 | -0.0030752 | 4.9867e-06 | 2.715e-06 | 0.018694 | 0.018694 | 0.018694 | 0.97715 | -0.44005 | 0.97671 | -0.44857 | 5.1356
110 | -0.048653 | -0.012197 | 0.048665 | 0.012204 | 1.1862e-05 | 6.4339e-06 | 0.074048 | 0.074047 | 0.074048 | 0.97772 | -0.42877 | 0.97798 | -0.42366 | 5.0857
111 | 0.0031119 | 0.00077944 | -0.0031117 | -0.00077965 | 2.3935e-07 | -2.0339e-07 | 0.0047368 | 0.004737 | 0.004737 | 0.97753 | -0.43249 | 0.97745 | -0.43411 | 1.3014
112 | -0.078956 | -0.019927 | 0.078966 | 0.019932 | 9.8152e-06 | 5.9105e-06 | 0.11958 | 0.11958 | 0.11958 | 0.98289 | -0.32762 | 0.98302 | -0.32503 | 8.2131
113 | 0.074232 | 0.018742 | -0.074213 | -0.018731 | 1.8576e-05 | 1.1094e-05 | 0.11243 | 0.11243 | 0.11243 | 0.98289 | -0.32762 | 0.98262 | -0.33285 | 7.7219
114 | -0.082324 | -0.020774 | 0.082364 | 0.020798 | 3.9635e-05 | 2.3986e-05 | 0.12467 | 0.12467 | 0.12467 | 0.98302 | -0.32503 | 0.98354 | -0.31498 | 8.5623
115 | 0.071891 | 0.018149 | -0.07188 | -0.018143 | 1.0606e-05 | 6.3049e-06 | 0.10891 | 0.10891 | 0.10891 | 0.98262 | -0.33285 | 0.98246 | -0.33593 | 7.4804
116 | -0.0847 | -0.021384 | 0.084733 | 0.021404 | 3.3378e-05 | 2.0262e-05 | 0.1282 | 0.1282 | 0.1282 | 0.98354 | -0.31498 | 0.98396 | -0.30676 | 8.8049
117 | 0.069586 | 0.017568 | -0.06957 | -0.017559 | 1.5494e-05 | 9.1633e-06 | 0.10544 | 0.10544 | 0.10544 | 0.98246 | -0.33593 | 0.98222 | -0.34058 | 7.2417
118 | 0.067748 | 0.017102 | -0.067726 | -0.017089 | 2.2389e-05 | 1.3183e-05 | 0.10268 | 0.10268 | 0.10268 | 0.98222 | -0.34058 | 0.98187 | -0.34748 | 7.0522
119 | 0.065421 | 0.016511 | -0.06542 | -0.016511 | 1.0588e-06 | 6.1958e-07 | 0.099186 | 0.099186 | 0.099186 | 0.98187 | -0.34748 | 0.98185 | -0.34782 | 6.8122
120 | 0.0051195 | 0.001283 | -0.0051192 | -0.001283 | 2.6225e-07 | 2.54e-08 | 0.007819 | 0.007819 | 0.007819 | 0.97428 | -0.49608 | 0.97423 | -0.49716 | 2.1481
121 | 0.0025816 | 0.00064702 | -0.0025816 | -0.00064702 | 6.0424e-10 | -9.0395e-10 | 0.0039431 | 0.0039431 | 0.0039431 | 0.97423 | -0.49716 | 0.97423 | -0.49716 | 1.0833
122 | -0.003442 | -0.00086264 | 0.003442 | 0.00086262 | 4.2333e-08 | -2.4727e-08 | 0.0052327 | 0.0052327 | 0.0052327 | 0.97879 | -0.40773 | 0.97881 | -0.40748 | 1.4376
123 | -0.0059519 | -0.0014917 | 0.0059526 | 0.0014918 | 6.0477e-07 | 1.3944e-07 | 0.0090483 | 0.0090483 | 0.0090483 | 0.97881 | -0.40748 | 0.97892 | -0.40534 | 2.4858
124 | -0.0079403 | -0.00199 | 0.0079404 | 0.00199 | 8.643e-08 | 3.5425e-08 | 0.01207 | 0.01207 | 0.01207 | 0.97892 | -0.40534 | 0.97893 | -0.40512 | 3.3159
125 | -0.053754 | -0.013484 | 0.053771 | 0.013494 | 1.6911e-05 | 9.4675e-06 | 0.081763 | 0.081763 | 0.081763 | 0.97833 | -0.41682 | 0.97867 | -0.41023 | 5.6156
126 | 0.053754 | 0.013484 | -0.053737 | -0.013475 | 1.7198e-05 | 9.6289e-06 | 0.081763 | 0.081764 | 0.081764 | 0.97833 | -0.41682 | 0.97799 | -0.42354 | 5.6157
127 | 0.052047 | 0.013051 | -0.052047 | -0.013051 | 1.5412e-07 | 8.5482e-08 | 0.079193 | 0.079193 | 0.079193 | 0.97799 | -0.42354 | 0.97798 | -0.4236 | 5.4391
128 | -0.0098456 | -0.0024675 | 0.0098474 | 0.0024684 | 1.8003e-06 | 8.8264e-07 | 0.014966 | 0.014966 | 0.014966 | 0.97893 | -0.40512 | 0.97912 | -0.40128 | 4.1115
129 | 0.050357 | 0.012628 | -0.050357 | -0.012628 | 1.4123e-07 | 7.7511e-08 | 0.076621 | 0.076621 | 0.076621 | 0.97798 | -0.4236 | 0.97798 | -0.42366 | 5.2625
130 | -0.012914 | -0.0032369 | 0.012914 | 0.0032369 | 1.1446e-07 | 6.329e-08 | 0.019626 | 0.019626 | 0.019626 | 0.97912 | -0.40128 | 0.97913 | -0.40109 | 5.3916
131 | -0.0031115 | -0.00077981 | 0.0031117 | 0.00077965 | 1.9057e-07 | -1.6189e-07 | 0.0047371 | 0.004737 | 0.0047371 | 0.97738 | -0.43539 | 0.97745 | -0.43411 | 1.3014
132 | -0.0040493 | -0.0010148 | 0.0040494 | 0.0010134 | 1.0726e-07 | -1.4638e-06 | 0.0061415 | 0.0061409 | 0.0061415 | 0.9811 | -0.36255 | 0.98112 | -0.36199 | 0.4218
133 | -0.0061243 | -0.0015334 | 0.0061245 | 0.0015326 | 1.4698e-07 | -8.2406e-07 | 0.0092879 | 0.0092875 | 0.0092879 | 0.98112 | -0.36199 | 0.98115 | -0.36149 | 0.6379
134 | -0.0076247 | -0.0019086 | 0.0076252 | 0.0019068 | 5.313e-07 | -1.8016e-06 | 0.011563 | 0.011562 | 0.011563 | 0.98115 | -0.36149 | 0.98122 | -0.36003 | 0.79415
135 | 0.050671 | 0.012807 | -0.050637 | -0.012785 | 3.4191e-05 | 2.1687e-05 | 0.076881 | 0.076881 | 0.076881 | 0.98122 | -0.36003 | 0.9805 | -0.37411 | 21.1211
136 | -0.058296 | -0.014714 | 0.05831 | 0.014722 | 1.4215e-05 | 8.1177e-06 | 0.088443 | 0.088442 | 0.088443 | 0.98122 | -0.36003 | 0.98149 | -0.35494 | 6.0744
137 | 0.049143 | 0.012411 | -0.049067 | -0.012363 | 7.6e-05 | 4.8181e-05 | 0.074614 | 0.074614 | 0.074614 | 0.9805 | -0.37411 | 0.97885 | -0.40644 | 20.4983
138 | -0.059783 | -0.015091 | 0.059787 | 0.015093 | 3.2871e-06 | 1.8882e-06 | 0.090675 | 0.090675 | 0.090675 | 0.98149 | -0.35494 | 0.98155 | -0.35379 | 6.2277
139 | -0.045186 | -0.011386 | 0.045196 | 0.011392 | 9.9984e-06 | 6.328e-06 | 0.06873 | 0.06873 | 0.06873 | 0.97859 | -0.41144 | 0.97883 | -0.40681 | 18.882
140 | -0.04807 | -0.012113 | 0.048071 | 0.012113 | 8.6717e-07 | 5.4955e-07 | 0.0731 | 0.0731 | 0.0731 | 0.97883 | -0.40681 | 0.97885 | -0.40644 | 20.0823
141 | -0.062995 | -0.015897 | 0.063013 | 0.015908 | 1.8025e-05 | 1.0471e-05 | 0.09554 | 0.095539 | 0.09554 | 0.98155 | -0.35379 | 0.98185 | -0.34782 | 6.5618
142 | 0.005869 | 0.0014709 | -0.0058687 | -0.0014708 | 3.4854e-07 | 6.3468e-08 | 0.0087369 | 0.0087369 | 0.0087369 | 0.99958 | -0.0080445 | 0.99952 | -0.0092911 | 2.4002

## res_trafo
| p_hv_mw | q_hv_mvar | p_lv_mw | q_lv_mvar | pl_mw | ql_mvar | i_hv_ka | i_lv_ka | vm_hv_pu | va_hv_degree | vm_lv_pu | va_lv_degree | loading_percent
0 | -1.2729e-15 | -1.3162e-15 | 0.00165 | 1.2699e-07 | 0.00165 | 1.2699e-07 | 5.2857e-17 | 0.0023815 | 0.99998 | 149.9956 | 1 | 0 | 0.2619

## res_ext_grid
| p_mw | q_mvar
0 | 0.35051 | 0.08967

## res_load
| p_mw | q_mvar
0 | 0.0015407 | 0.00038613
1 | 0.001514 | 0.00037944
2 | 0.0029887 | 0.00074904
3 | 0.0016725 | 0.00041918
4 | 0.0017547 | 0.00043976
5 | 0.0017799 | 0.00044607
6 | 0.0021659 | 0.00054283
7 | 0.0022762 | 0.00057046
8 | 0.0036207 | 0.00090743
9 | 0.0025622 | 0.00064215
10 | 0.0023757 | 0.0005954
11 | 0.0033101 | 0.00082959
12 | 0.0025742 | 0.00064515
13 | 0.0026347 | 0.00066033
14 | 0.00297 | 0.00074436
15 | 0.0071498 | 0.0017919
16 | 0.0064248 | 0.0016102
17 | 0.001393 | 0.00034912
18 | 0.0012038 | 0.00030171
19 | 0.00087217 | 0.00021859
20 | 0.0038122 | 0.00095544
21 | 0.005518 | 0.0013829
22 | 0.0061387 | 0.0015385
23 | 0.0061721 | 0.0015469
24 | 0.0052847 | 0.0013245
25 | 0.0018106 | 0.00045378
26 | 0.0014647 | 0.00036709
27 | 0.0024428 | 0.00061222
28 | 0.0026778 | 0.00067112
29 | 0.0022821 | 0.00057195
30 | 0.0009526 | 0.00023874
31 | 0.00073228 | 0.00018353
32 | 0.0047918 | 0.0012009
33 | 0.00066555 | 0.0001668
34 | 0.0021228 | 0.00053203
35 | 0.0015761 | 0.000395
36 | 0.0018915 | 0.00047405
37 | 0.0013076 | 0.00032773
38 | 0.00075081 | 0.00018817
39 | 0.0014102 | 0.00035343
40 | 0.00046398 | 0.00011628
41 | 0.0045125 | 0.0011309
42 | 0.0018111 | 0.0004539
43 | 0.0099908 | 0.0025039
44 | 0.0018082 | 0.00045317
45 | 0.0024787 | 0.00062123
46 | 0.0018111 | 0.0004539
47 | 0.0018096 | 0.00045352
48 | 0.0030971 | 0.0007762
49 | 0.0030299 | 0.00075938
50 | 0.0039695 | 0.00099485
51 | 0.0037361 | 0.00093634
52 | 0.002389 | 0.00059874
53 | 0.0037355 | 0.0009362
54 | 0.0019108 | 0.00047888
55 | 0.0024206 | 0.00060667
56 | 0.0024405 | 0.00061165
57 | 0.0024377 | 0.00061095
58 | 0.0027096 | 0.00067909
59 | 0.0026985 | 0.00067631
60 | 0.0018025 | 0.00045175
61 | 0.00088313 | 0.00022133
62 | 0.0030448 | 0.00076311
63 | 0.0017334 | 0.00043442
64 | 0.002251 | 0.00056416
65 | 0.0024021 | 0.00060203
66 | 0.002991 | 0.00074962
67 | 0.0025637 | 0.00064252
68 | 0.0016665 | 0.00041766
69 | 0.0017572 | 0.0004404
70 | 0.0016451 | 0.00041231
71 | 0.0026614 | 0.00066702
72 | 0.0020314 | 0.00050912
73 | 0.0037367 | 0.00093651
74 | 0.0022302 | 0.00055893
75 | 0.0026615 | 0.00066702
76 | 0.0053522 | 0.0013414
77 | 0.012382 | 0.0031033
78 | 0.0034209 | 0.00085735
79 | 0.0016572 | 0.00041535
80 | 0.0016225 | 0.00040665
81 | 0.0022608 | 0.00056661
82 | 0.0016575 | 0.00041541
83 | 0.0016214 | 0.00040636
84 | 0.0016569 | 0.00041527
85 | 0.0016216 | 0.0004064
86 | 0.0047242 | 0.001184
87 | 0.0033586 | 0.00084175
88 | 0.0023223 | 0.00058201
89 | 0.0023359 | 0.00058542
90 | 0.0022945 | 0.00057505
91 | 0.0037385 | 0.00093696
92 | 0.0018219 | 0.0004566
93 | 0.0023053 | 0.00057777
94 | 0.0026558 | 0.00066559
95 | 0.0025376 | 0.00063599
96 | 0.0025816 | 0.00064702
97 | 0.003442 | 0.00086264
98 | 0.0025099 | 0.00062904
99 | 0.0019877 | 0.00049817
100 | 0.0026586 | 0.0006663
101 | 0.00169 | 0.00042355
102 | 0.0019052 | 0.0004775
103 | 0.00169 | 0.00042355
104 | 0.0030662 | 0.00076847
105 | 0.0016916 | 0.00042396
106 | 0.0031115 | 0.00077981
107 | 0.01227 | 0.0030752
108 | 0.0040493 | 0.0010148
109 | 0.002075 | 0.00052003
110 | 0.0016439 | 0.00041199
111 | 0.0015002 | 0.00037599
112 | 0.0014939 | 0.0003744
113 | 0.0014727 | 0.0003691
114 | 0.0024894 | 0.00062391
115 | 0.0030686 | 0.00076906
116 | 0.0027543 | 0.00069028
117 | 0.0028741 | 0.00072033
118 | 0.00099604 | 0.00024963
119 | 0.0032089 | 0.00080422
120 | 0.0024063 | 0.00060307
121 | 0.002799 | 0.0007015
122 | 0.002365 | 0.00059274
123 | 0.0058687 | 0.0014708

## dtypes
| element | column | dtype
0 | bus | name | object
1 | bus | vn_kv | float64
2 | bus | type | object
3 | bus | zone | object
4 | bus | in_service | bool
5 | load | name | object
6 | load | bus | uint32
7 | load | p_mw | float64
8 | load | q_mvar | float64
9 | load | const_z_percent | float64
10 | load | const_i_percent | float64
11 | load | sn_mva | float64
12 | load | scaling | float64
13 | load | in_service | bool
14 | load | type | object
15 | ext_grid | name | object
16 | ext_grid | bus | uint32
17 | ext_grid | vm_pu | float64
18 | ext_grid | va_degree | float64
19 | ext_grid | slack_weight | float64
20 | ext_grid | in_service | bool
21 | line | name | object
22 | line | std_type | object
23 | line | from_bus | uint32
24 | line | to_bus | uint32
25 | line | length_km | float64
26 | line | r_ohm_per_km | float64
27 | line | x_ohm_per_km | float64
28 | line | c_nf_per_km | float64
29 | line | g_us_per_km | float64
30 | line | max_i_ka | float64
31 | line | df | float64
32 | line | parallel | uint32
33 | line | type | object
34 | line | in_service | bool
35 | trafo | name | object
36 | trafo | std_type | object
37 | trafo | hv_bus | uint32
38 | trafo | lv_bus | uint32
39 | trafo | sn_mva | float64
40 | trafo | vn_hv_kv | float64
41 | trafo | vn_lv_kv | float64
42 | trafo | vk_percent | float64
43 | trafo | vkr_percent | float64
44 | trafo | pfe_kw | float64
45 | trafo | i0_percent | float64
46 | trafo | shift_degree | float64
47 | trafo | tap_side | object
48 | trafo | tap_neutral | int32
49 | trafo | tap_min | int32
50 | trafo | tap_max | int32
51 | trafo | tap_step_percent | float64
52 | trafo | tap_step_degree | float64
53 | trafo | tap_pos | int32
54 | trafo | tap_phase_shifter | bool
55 | trafo | parallel | uint32
56 | trafo | df | float64
57 | trafo | in_service | bool
58 | line_geodata | coords | object
59 | bus_geodata | x | float64
60 | bus_geodata | y | float64
61 | bus_geodata | coords | object
62 | res_bus | vm_pu | float64
63 | res_bus | va_degree | float64
64 | res_bus | p_mw | float64
65 | res_bus | q_mvar | float64
66 | res_line | p_from_mw | float64
67 | res_line | q_from_mvar | float64
68 | res_line | p_to_mw | float64
69 | res_line | q_to_mvar | float64
70 | res_line | pl_mw | float64
71 | res_line | ql_mvar | float64
72 | res_line | i_from_ka | float64
73 | res_line | i_to_ka | float64
74 | res_line | i_ka | float64
75 | res_line | vm_from_pu | float64
76 | res_line | va_from_degree | float64
77 | res_line | vm_to_pu | float64
78 | res_line | va_to_degree | float64
79 | res_line | loading_percent | float64
80 | res_trafo | p_hv_mw | float64
81 | res_trafo | q_hv_mvar | float64
82 | res_trafo | p_lv_mw | float64
83 | res_trafo | q_lv_mvar | float64
84 | res_trafo | pl_mw | float64
85 | res_trafo | ql_mvar | float64
86 | res_trafo | i_hv_ka | float64
87 | res_trafo | i_lv_ka | float64
88 | res_trafo | vm_hv_pu | float64
89 | res_trafo | va_hv_degree | float64
90 | res_trafo | vm_lv_pu | float64
91 | res_trafo | va_lv_degree | float64
92 | res_trafo | loading_percent | float64
93 | res_ext_grid | p_mw | float64
94 | res_ext_grid | q_mvar | float64
95 | res_load | p_mw | float64
96 | res_load | q_mvar | float64

## parameters
| version | format_version | converged | OPF_converged | name | f_hz | sn_mva
0 | 2.14.6 | 2.14.0 | TRUE | FALSE |  | 50 | 1