## bus
| name | vn_kv | type | zone | in_service
0 | bus_LV_1054-3_0_6_node_0 | 0.4 | n |  | TRUE
1 | bus_LV_1054-3_0_6_node_1 | 0.4 | n |  | TRUE
2 | bus_LV_1054-3_0_6_node_2 | 0.4 | n |  | TRUE
3 | bus_LV_1054-3_0_6_node_3 | 0.4 | n |  | TRUE
4 | bus_LV_1054-3_0_6_node_4 | 0.4 | n |  | TRUE
5 | bus_LV_1054-3_0_6_node_5 | 0.4 | n |  | TRUE
6 | bus_LV_1054-3_0_6_node_42 | 0.4 | n |  | TRUE
7 | bus_LV_1054-3_0_6_node_6 | 0.4 | n |  | TRUE
8 | bus_LV_1054-3_0_6_node_98 | 0.4 | n |  | TRUE
9 | bus_LV_1054-3_0_6_node_43 | 0.4 | n |  | TRUE
10 | bus_LV_1054-3_0_6_node_7 | 0.4 | n |  | TRUE
11 | bus_LV_1054-3_0_6_node_10 | 0.4 | n |  | TRUE
12 | bus_LV_1054-3_0_6_node_8 | 0.4 | n |  | TRUE
13 | bus_LV_1054-3_0_6_node_99 | 0.4 | n |  | TRUE
14 | bus_LV_1054-3_0_6_node_9 | 0.4 | n |  | TRUE
15 | bus_LV_1054-3_0_6_node_11 | 0.4 | n |  | TRUE
16 | bus_LV_1054-3_0_6_node_97 | 0.4 | n |  | TRUE
17 | bus_LV_1054-3_0_6_node_68 | 0.4 | n |  | TRUE
18 | bus_LV_1054-3_0_6_node_12 | 0.4 | n |  | TRUE
19 | bus_LV_1054-3_0_6_node_13 | 0.4 | n |  | TRUE
20 | bus_LV_1054-3_0_6_node_14 | 0.4 | n |  | TRUE
21 | bus_LV_1054-3_0_6_node_15 | 0.4 | n |  | TRUE
22 | bus_LV_1054-3_0_6_node_16 | 0.4 | n |  | TRUE
23 | bus_LV_1054-3_0_6_node_17 | 0.4 | n |  | TRUE
24 | bus_LV_1054-3_0_6_node_41 | 0.4 | n |  | TRUE
25 | bus_LV_1054-3_0_6_node_31 | 0.4 | n |  | TRUE
26 | bus_LV_1054-3_0_6_node_18 | 0.4 | n |  | TRUE
27 | bus_LV_1054-3_0_6_node_20 | 0.4 | n |  | TRUE
28 | bus_LV_1054-3_0_6_node_19 | 0.4 | n |  | TRUE
29 | bus_LV_1054-3_0_6_node_21 | 0.4 | n |  | TRUE
30 | bus_LV_1054-3_0_6_node_22 | 0.4 | n |  | TRUE
31 | bus_LV_1054-3_0_6_node_23 | 0.4 | n |  | TRUE
32 | bus_LV_1054-3_0_6_node_24 | 0.4 | n |  | TRUE
33 | bus_LV_1054-3_0_6_node_25 | 0.4 | n |  | TRUE
34 | bus_LV_1054-3_0_6_node_26 | 0.4 | n |  | TRUE
35 | bus_LV_1054-3_0_6_node_32 | 0.4 | n |  | TRUE
36 | bus_LV_1054-3_0_6_node_27 | 0.4 | n |  | TRUE
37 | bus_LV_1054-3_0_6_node_30 | 0.4 | n |  | TRUE
38 | bus_LV_1054-3_0_6_node_76 | 0.4 | n |  | TRUE
39 | bus_LV_1054-3_0_6_node_62 | 0.4 | n |  | TRUE
40 | bus_LV_1054-3_0_6_node_74 | 0.4 | n |  | TRUE
41 | bus_LV_1054-3_0_6_node_60 | 0.4 | n |  | TRUE
42 | bus_LV_1054-3_0_6_node_28 | 0.4 | n |  | TRUE
43 | bus_LV_1054-3_0_6_node_33 | 0.4 | n |  | TRUE
44 | bus_LV_1054-3_0_6_node_34 | 0.4 | n |  | TRUE
45 | bus_LV_1054-3_0_6_node_35 | 0.4 | n |  | TRUE
46 | bus_LV_1054-3_0_6_node_37 | 0.4 | n |  | TRUE
47 | bus_LV_1054-3_0_6_node_36 | 0.4 | n |  | TRUE
48 | bus_LV_1054-3_0_6_node_73 | 0.4 | n |  | TRUE
49 | bus_LV_1054-3_0_6_node_81 | 0.4 | n |  | TRUE
50 | bus_LV_1054-3_0_6_node_38 | 0.4 | n |  | TRUE
51 | bus_LV_1054-3_0_6_node_40 | 0.4 | n |  | TRUE
52 | bus_LV_1054-3_0_6_node_39 | 0.4 | n |  | TRUE
53 | bus_LV_1054-3_0_6_node_104 | 0.4 | n |  | TRUE
54 | bus_LV_1054-3_0_6_node_103 | 0.4 | n |  | TRUE
55 | bus_LV_1054-3_0_6_node_125 | 0.4 | n |  | TRUE
56 | bus_LV_1054-3_0_6_node_82 | 0.4 | n |  | TRUE
57 | bus_LV_1054-3_0_6_node_93 | 0.4 | n |  | TRUE
58 | bus_LV_1054-3_0_6_node_52 | 0.4 | n |  | TRUE
59 | bus_LV_1054-3_0_6_node_54 | 0.4 | n |  | TRUE
60 | bus_LV_1054-3_0_6_node_50 | 0.4 | n |  | TRUE
61 | bus_LV_1054-3_0_6_node_120 | 0.4 | n |  | TRUE
62 | bus_LV_1054-3_0_6_node_89 | 0.4 | n |  | TRUE
63 | bus_LV_1054-3_0_6_node_92 | 0.4 | n |  | TRUE
64 | bus_LV_1054-3_0_6_node_87 | 0.4 | n |  | TRUE
65 | bus_LV_1054-3_0_6_node_86 | 0.4 | n |  | TRUE
66 | bus_LV_1054-3_0_6_node_83 | 0.4 | n |  | TRUE
67 | bus_LV_1054-3_0_6_node_85 | 0.4 | n |  | TRUE
68 | bus_LV_1054-3_0_6_node_84 | 0.4 | n |  | TRUE
69 | bus_LV_1054-3_0_6_node_63 | 0.4 | n |  | TRUE
70 | bus_LV_1054-3_0_6_node_44 | 0.4 | n |  | TRUE
71 | bus_LV_1054-3_0_6_node_45 | 0.4 | n |  | TRUE
72 | bus_LV_1054-3_0_6_node_47 | 0.4 | n |  | TRUE
73 | bus_LV_1054-3_0_6_node_78 | 0.4 | n |  | TRUE
74 | bus_LV_1054-3_0_6_node_49 | 0.4 | n |  | TRUE
75 | bus_LV_1054-3_0_6_node_77 | 0.4 | n |  | TRUE
76 | bus_LV_1054-3_0_6_node_48 | 0.4 | n |  | TRUE
77 | bus_LV_1054-3_0_6_node_117 | 0.4 | n |  | TRUE
78 | bus_LV_1054-3_0_6_node_116 | 0.4 | n |  | TRUE
79 | bus_LV_1054-3_0_6_node_107 | 0.4 | n |  | TRUE
80 | bus_LV_1054-3_0_6_node_80 | 0.4 | n |  | TRUE
81 | bus_LV_1054-3_0_6_node_102 | 0.4 | n |  | TRUE
82 | bus_LV_1054-3_0_6_node_79 | 0.4 | n |  | TRUE
83 | bus_LV_1054-3_0_6_node_118 | 0.4 | n |  | TRUE
84 | bus_LV_1054-3_0_6_node_72 | 0.4 | n |  | TRUE
85 | bus_LV_1054-3_0_6_node_137 | 0.4 | n |  | TRUE
86 | bus_LV_1054-3_0_6_node_138 | 0.4 | n |  | TRUE
87 | bus_LV_1054-3_0_6_node_105 | 0.4 | n |  | TRUE
88 | bus_LV_1054-3_0_6_node_51 | 0.4 | n |  | TRUE
89 | bus_LV_1054-3_0_6_node_53 | 0.4 | n |  | TRUE
90 | bus_LV_1054-3_0_6_node_75 | 0.4 | n |  | TRUE
91 | bus_LV_1054-3_0_6_node_57 | 0.4 | n |  | TRUE
92 | bus_LV_1054-3_0_6_node_115 | 0.4 | n |  | TRUE
93 | bus_LV_1054-3_0_6_node_100 | 0.4 | n |  | TRUE
94 | bus_LV_1054-3_0_6_node_114 | 0.4 | n |  | TRUE
95 | bus_LV_1054-3_0_6_node_111 | 0.4 | n |  | TRUE
96 | bus_LV_1054-3_0_6_node_130 | 0.4 | n |  | TRUE
97 | bus_LV_1054-3_0_6_node_109 | 0.4 | n |  | TRUE
98 | bus_LV_1054-3_0_6_node_110 | 0.4 | n |  | TRUE
99 | bus_LV_1054-3_0_6_node_58 | 0.4 | n |  | TRUE
100 | bus_LV_1054-3_0_6_node_59 | 0.4 | n |  | TRUE
101 | bus_LV_1054-3_0_6_node_64 | 0.4 | n |  | TRUE
102 | bus_LV_1054-3_0_6_node_65 | 0.4 | n |  | TRUE
103 | bus_LV_1054-3_0_6_node_66 | 0.4 | n |  | TRUE
104 | bus_LV_1054-3_0_6_node_70 | 0.4 | n |  | TRUE
105 | bus_LV_1054-3_0_6_node_69 | 0.4 | n |  | TRUE
106 | bus_LV_1054-3_0_6_node_71 | 0.4 | n |  | TRUE
107 | bus_LV_1054-3_0_6_node_101 | 0.4 | n |  | TRUE
108 | bus_LV_1054-3_0_6_node_119 | 0.4 | n |  | TRUE
109 | bus_LV_1054-3_0_6_node_96 | 0.4 | n |  | TRUE
110 | bus_LV_1054-3_0_6_node_94 | 0.4 | n |  | TRUE
111 | bus_LV_1054-3_0_6_node_95 | 0.4 | n |  | TRUE
112 | bus_LV_1054-3_0_6_node_88 | 0.4 | n |  | TRUE
113 | bus_LV_1054-3_0_6_node_90 | 0.4 | n |  | TRUE
114 | bus_LV_1054-3_0_6_node_91 | 0.4 | n |  | TRUE
115 | bus_LV_1054-3_0_6_node_150 | 0.4 | n |  | TRUE
116 | bus_LV_1054-3_0_6_node_121 | 0.4 | n |  | TRUE
117 | bus_LV_1054-3_0_6_node_122 | 0.4 | n |  | TRUE
118 | bus_LV_1054-3_0_6_node_106 | 0.4 | n |  | TRUE
119 | bus_LV_1054-3_0_6_node_108 | 0.4 | n |  | TRUE
120 | bus_LV_1054-3_0_6_node_113 | 0.4 | n |  | TRUE
121 | bus_LV_1054-3_0_6_node_149 | 0.4 | n |  | TRUE
122 | bus_LV_1054-3_0_6_node_129 | 0.4 | n |  | TRUE
123 | bus_LV_1054-3_0_6_node_132 | 0.4 | n |  | TRUE
124 | bus_LV_1054-3_0_6_node_126 | 0.4 | n |  | TRUE
125 | bus_LV_1054-3_0_6_node_127 | 0.4 | n |  | TRUE
126 | bus_LV_1054-3_0_6_node_148 | 0.4 | n |  | TRUE
127 | bus_LV_1054-3_0_6_node_140 | 0.4 | n |  | TRUE
128 | bus_LV_1054-3_0_6_node_136 | 0.4 | n |  | TRUE
129 | bus_LV_1054-3_0_6_node_139 | 0.4 | n |  | TRUE
130 | bus_LV_1054-3_0_6_node_123 | 0.4 | n |  | TRUE
131 | bus_LV_1054-3_0_6_node_124 | 0.4 | n |  | TRUE
132 | bus_LV_1054-3_0_6_node_128 | 0.4 | n |  | TRUE
133 | bus_LV_1054-3_0_6_node_131 | 0.4 | n |  | TRUE
134 | bus_LV_1054-3_0_6_node_133 | 0.4 | n |  | TRUE
135 | bus_LV_1054-3_0_6_node_135 | 0.4 | n |  | TRUE
136 | bus_LV_1054-3_0_6_node_134 | 0.4 | n |  | TRUE
137 | bus_LV_1054-3_0_6_node_141 | 0.4 | n |  | TRUE
138 | bus_LV_1054-3_0_6_node_142 | 0.4 | n |  | TRUE
139 | bus_LV_1054-3_0_6_node_143 | 0.4 | n |  | TRUE
140 | bus_LV_1054-3_0_6_node_144 | 0.4 | n |  | TRUE
141 | bus_LV_1054-3_0_6_node_145 | 0.4 | n |  | TRUE
142 | bus_LV_1054-3_0_6_node_146 | 0.4 | n |  | TRUE
143 | bus_LV_1054-3_0_6_node_147 | 0.4 | n |  | TRUE
144 | bus_MV_213_0_node_6 | 20 | n |  | TRUE

## load
| name | bus | p_mw | q_mvar | const_z_percent | const_i_percent | sn_mva | scaling | in_service | type
0 | LV_1054-3_0_6_load_0 | 0 | 0.0011302 | 0.00028325 | 0 | 0 |  | 1 | TRUE | wye
1 | LV_1054-3_0_6_load_1 | 1 | 0.0010145 | 0.00025425 | 0 | 0 |  | 1 | TRUE | wye
2 | LV_1054-3_0_6_load_3 | 3 | 0.0012046 | 0.00030191 | 0 | 0 |  | 1 | TRUE | wye
3 | LV_1054-3_0_6_load_5 | 5 | 0.0036309 | 0.00090998 | 0 | 0 |  | 1 | TRUE | wye
4 | LV_1054-3_0_6_load_42 | 6 | 0.00078242 | 0.00019609 | 0 | 0 |  | 1 | TRUE | wye
5 | LV_1054-3_0_6_load_6 | 7 | 0.0012144 | 0.00030435 | 0 | 0 |  | 1 | TRUE | wye
6 | LV_1054-3_0_6_load_98 | 8 | 0.0029168 | 0.00073101 | 0 | 0 |  | 1 | TRUE | wye
7 | LV_1054-3_0_6_load_8 | 12 | 0.012699 | 0.0031828 | 0 | 0 |  | 1 | TRUE | wye
8 | LV_1054-3_0_6_load_99 | 13 | 0.0039121 | 0.00098046 | 0 | 0 |  | 1 | TRUE | wye
9 | LV_1054-3_0_6_load_97 | 16 | 0.0045555 | 0.0011417 | 0 | 0 |  | 1 | TRUE | wye
10 | LV_1054-3_0_6_load_68 | 17 | 0.0069812 | 0.0017497 | 0 | 0 |  | 1 | TRUE | wye
11 | LV_1054-3_0_6_load_12 | 18 | 0.0051164 | 0.0012823 | 0 | 0 |  | 1 | TRUE | wye
12 | LV_1054-3_0_6_load_13 | 19 | 0.0041798 | 0.0010476 | 0 | 0 |  | 1 | TRUE | wye
13 | LV_1054-3_0_6_load_41 | 24 | 0.0030507 | 0.00076458 | 0 | 0 |  | 1 | TRUE | wye
14 | LV_1054-3_0_6_load_31 | 25 | 0.002884 | 0.0007228 | 0 | 0 |  | 1 | TRUE | wye
15 | LV_1054-3_0_6_load_20 | 27 | 0.0018052 | 0.00045242 | 0 | 0 |  | 1 | TRUE | wye
16 | LV_1054-3_0_6_load_19 | 28 | 0.0025051 | 0.00062784 | 0 | 0 |  | 1 | TRUE | wye
17 | LV_1054-3_0_6_load_21 | 29 | 0.0010758 | 0.00026961 | 0 | 0 |  | 1 | TRUE | wye
18 | LV_1054-3_0_6_load_22 | 30 | 0.0024485 | 0.00061365 | 0 | 0 |  | 1 | TRUE | wye
19 | LV_1054-3_0_6_load_23 | 31 | 0.0029596 | 0.00074175 | 0 | 0 |  | 1 | TRUE | wye
20 | LV_1054-3_0_6_load_24 | 32 | 0.0013071 | 0.00032758 | 0 | 0 |  | 1 | TRUE | wye
21 | LV_1054-3_0_6_load_25 | 33 | 0.0040894 | 0.0010249 | 0 | 0 |  | 1 | TRUE | wye
22 | LV_1054-3_0_6_load_26 | 34 | 0.0062518 | 0.0015668 | 0 | 0 |  | 1 | TRUE | wye
23 | LV_1054-3_0_6_load_32 | 35 | 0.0026492 | 0.00066396 | 0 | 0 |  | 1 | TRUE | wye
24 | LV_1054-3_0_6_load_76 | 38 | 0.0012881 | 0.00032284 | 0 | 0 |  | 1 | TRUE | wye
25 | LV_1054-3_0_6_load_62 | 39 | 0.0079539 | 0.0019934 | 0 | 0 |  | 1 | TRUE | wye
26 | LV_1054-3_0_6_load_28 | 42 | 0.0036063 | 0.00090383 | 0 | 0 |  | 1 | TRUE | wye
27 | LV_1054-3_0_6_load_33 | 43 | 0.0053094 | 0.0013307 | 0 | 0 |  | 1 | TRUE | wye
28 | LV_1054-3_0_6_load_34 | 44 | 0.0055087 | 0.0013806 | 0 | 0 |  | 1 | TRUE | wye
29 | LV_1054-3_0_6_load_73 | 48 | 0.0080866 | 0.0020267 | 0 | 0 |  | 1 | TRUE | wye
30 | LV_1054-3_0_6_load_81 | 49 | 0.0063196 | 0.0015839 | 0 | 0 |  | 1 | TRUE | wye
31 | LV_1054-3_0_6_load_103 | 54 | 0.0060385 | 0.0015134 | 0 | 0 |  | 1 | TRUE | wye
32 | LV_1054-3_0_6_load_125 | 55 | 0.011094 | 0.0027804 | 0 | 0 |  | 1 | TRUE | wye
33 | LV_1054-3_0_6_load_82 | 56 | 0.0077195 | 0.0019347 | 0 | 0 |  | 1 | TRUE | wye
34 | LV_1054-3_0_6_load_93 | 57 | 0.0136 | 0.0034084 | 0 | 0 |  | 1 | TRUE | wye
35 | LV_1054-3_0_6_load_54 | 59 | 0.010587 | 0.0026533 | 0 | 0 |  | 1 | TRUE | wye
36 | LV_1054-3_0_6_load_50 | 60 | 0.003701 | 0.00092755 | 0 | 0 |  | 1 | TRUE | wye
37 | LV_1054-3_0_6_load_120 | 61 | 0.0044549 | 0.0011165 | 0 | 0 |  | 1 | TRUE | wye
38 | LV_1054-3_0_6_load_87 | 64 | 0.0049423 | 0.0012387 | 0 | 0 |  | 1 | TRUE | wye
39 | LV_1054-3_0_6_load_86 | 65 | 0.004767 | 0.0011947 | 0 | 0 |  | 1 | TRUE | wye
40 | LV_1054-3_0_6_load_85 | 67 | 0.004006 | 0.001004 | 0 | 0 |  | 1 | TRUE | wye
41 | LV_1054-3_0_6_load_63 | 69 | 0.030069 | 0.007536 | 0 | 0 |  | 1 | TRUE | wye
42 | LV_1054-3_0_6_load_44 | 70 | 0.0033566 | 0.00084124 | 0 | 0 |  | 1 | TRUE | wye
43 | LV_1054-3_0_6_load_45 | 71 | 0.0075497 | 0.0018921 | 0 | 0 |  | 1 | TRUE | wye
44 | LV_1054-3_0_6_load_77 | 75 | 0.0026107 | 0.00065431 | 0 | 0 |  | 1 | TRUE | wye
45 | LV_1054-3_0_6_load_116 | 78 | 0.0023859 | 0.00059797 | 0 | 0 |  | 1 | TRUE | wye
46 | LV_1054-3_0_6_load_107 | 79 | 0.0029414 | 0.0007372 | 0 | 0 |  | 1 | TRUE | wye
47 | LV_1054-3_0_6_load_102 | 81 | 0.01695 | 0.004248 | 0 | 0 |  | 1 | TRUE | wye
48 | LV_1054-3_0_6_load_118 | 83 | 0.0025619 | 0.00064207 | 0 | 0 |  | 1 | TRUE | wye
49 | LV_1054-3_0_6_load_72 | 84 | 0.0030014 | 0.00075222 | 0 | 0 |  | 1 | TRUE | wye
50 | LV_1054-3_0_6_load_138 | 86 | 0.0072759 | 0.0018235 | 0 | 0 |  | 1 | TRUE | wye
51 | LV_1054-3_0_6_load_105 | 87 | 0.0047107 | 0.0011806 | 0 | 0 |  | 1 | TRUE | wye
52 | LV_1054-3_0_6_load_51 | 88 | 0.0029214 | 0.00073217 | 0 | 0 |  | 1 | TRUE | wye
53 | LV_1054-3_0_6_load_53 | 89 | 0.0042219 | 0.0010581 | 0 | 0 |  | 1 | TRUE | wye
54 | LV_1054-3_0_6_load_75 | 90 | 0.0057589 | 0.0014433 | 0 | 0 |  | 1 | TRUE | wye
55 | LV_1054-3_0_6_load_100 | 93 | 0.0015567 | 0.00039016 | 0 | 0 |  | 1 | TRUE | wye
56 | LV_1054-3_0_6_load_114 | 94 | 0.0068718 | 0.0017222 | 0 | 0 |  | 1 | TRUE | wye
57 | LV_1054-3_0_6_load_111 | 95 | 0.0038377 | 0.00096182 | 0 | 0 |  | 1 | TRUE | wye
58 | LV_1054-3_0_6_load_130 | 96 | 0.0031198 | 0.0007819 | 0 | 0 |  | 1 | TRUE | wye
59 | LV_1054-3_0_6_load_109 | 97 | 0.0013373 | 0.00033516 | 0 | 0 |  | 1 | TRUE | wye
60 | LV_1054-3_0_6_load_58 | 99 | 0.023735 | 0.0059486 | 0 | 0 |  | 1 | TRUE | wye
61 | LV_1054-3_0_6_load_59 | 100 | 0.027044 | 0.0067779 | 0 | 0 |  | 1 | TRUE | wye
62 | LV_1054-3_0_6_load_64 | 101 | 0.0039409 | 0.00098769 | 0 | 0 |  | 1 | TRUE | wye
63 | LV_1054-3_0_6_load_66 | 103 | 0.0020425 | 0.0005119 | 0 | 0 |  | 1 | TRUE | wye
64 | LV_1054-3_0_6_load_70 | 104 | 0.0036292 | 0.00090957 | 0 | 0 |  | 1 | TRUE | wye
65 | LV_1054-3_0_6_load_69 | 105 | 0.001607 | 0.00040275 | 0 | 0 |  | 1 | TRUE | wye
66 | LV_1054-3_0_6_load_71 | 106 | 0.0046528 | 0.0011661 | 0 | 0 |  | 1 | TRUE | wye
67 | LV_1054-3_0_6_load_101 | 107 | 0.0023555 | 0.00059034 | 0 | 0 |  | 1 | TRUE | wye
68 | LV_1054-3_0_6_load_119 | 108 | 0.0090715 | 0.0022735 | 0 | 0 |  | 1 | TRUE | wye
69 | LV_1054-3_0_6_load_96 | 109 | 0.00045816 | 0.00011483 | 0 | 0 |  | 1 | TRUE | wye
70 | LV_1054-3_0_6_load_94 | 110 | 0.045598 | 0.011428 | 0 | 0 |  | 1 | TRUE | wye
71 | LV_1054-3_0_6_load_95 | 111 | 0.0027981 | 0.00070128 | 0 | 0 |  | 1 | TRUE | wye
72 | LV_1054-3_0_6_load_150 | 115 | 0.002281 | 0.00057168 | 0 | 0 |  | 1 | TRUE | wye
73 | LV_1054-3_0_6_load_122 | 117 | 0.0062525 | 0.001567 | 0 | 0 |  | 1 | TRUE | wye
74 | LV_1054-3_0_6_load_106 | 118 | 0.016765 | 0.0042016 | 0 | 0 |  | 1 | TRUE | wye
75 | LV_1054-3_0_6_load_108 | 119 | 0.0059956 | 0.0015026 | 0 | 0 |  | 1 | TRUE | wye
76 | LV_1054-3_0_6_load_113 | 120 | 0.0028294 | 0.00070913 | 0 | 0 |  | 1 | TRUE | wye
77 | LV_1054-3_0_6_load_149 | 121 | 0.0028648 | 0.00071799 | 0 | 0 |  | 1 | TRUE | wye
78 | LV_1054-3_0_6_load_129 | 122 | 0.00079501 | 0.00019925 | 0 | 0 |  | 1 | TRUE | wye
79 | LV_1054-3_0_6_load_132 | 123 | 0.0012538 | 0.00031422 | 0 | 0 |  | 1 | TRUE | wye
80 | LV_1054-3_0_6_load_126 | 124 | 0.0043143 | 0.0010813 | 0 | 0 |  | 1 | TRUE | wye
81 | LV_1054-3_0_6_load_127 | 125 | 0.00079501 | 0.00019925 | 0 | 0 |  | 1 | TRUE | wye
82 | LV_1054-3_0_6_load_148 | 126 | 0.0028294 | 0.00070912 | 0 | 0 |  | 1 | TRUE | wye
83 | LV_1054-3_0_6_load_140 | 127 | 0.0011266 | 0.00028234 | 0 | 0 |  | 1 | TRUE | wye
84 | LV_1054-3_0_6_load_139 | 129 | 0.018152 | 0.0045494 | 0 | 0 |  | 1 | TRUE | wye
85 | LV_1054-3_0_6_load_124 | 131 | 0.0063025 | 0.0015796 | 0 | 0 |  | 1 | TRUE | wye
86 | LV_1054-3_0_6_load_128 | 132 | 0.00094908 | 0.00023786 | 0 | 0 |  | 1 | TRUE | wye
87 | LV_1054-3_0_6_load_131 | 133 | 0.00092955 | 0.00023297 | 0 | 0 |  | 1 | TRUE | wye
88 | LV_1054-3_0_6_load_135 | 135 | 0.0012343 | 0.00030935 | 0 | 0 |  | 1 | TRUE | wye
89 | LV_1054-3_0_6_load_141 | 137 | 0.001143 | 0.00028647 | 0 | 0 |  | 1 | TRUE | wye
90 | LV_1054-3_0_6_load_142 | 138 | 0.0011283 | 0.00028277 | 0 | 0 |  | 1 | TRUE | wye
91 | LV_1054-3_0_6_load_143 | 139 | 0.0011429 | 0.00028643 | 0 | 0 |  | 1 | TRUE | wye
92 | LV_1054-3_0_6_load_144 | 140 | 0.0028274 | 0.00070861 | 0 | 0 |  | 1 | TRUE | wye
93 | LV_1054-3_0_6_load_145 | 141 | 0.0028671 | 0.00071856 | 0 | 0 |  | 1 | TRUE | wye
94 | LV_1054-3_0_6_load_146 | 142 | 0.0028269 | 0.0007085 | 0 | 0 |  | 1 | TRUE | wye
95 | LV_1054-3_0_6_load_147 | 143 | 0.0028667 | 0.00071845 | 0 | 0 |  | 1 | TRUE | wye

## ext_grid
| name | bus | vm_pu | va_degree | slack_weight | in_service
0 |  | 67 | 1 | 0 | 1 | TRUE

## line
| name | std_type | from_bus | to_bus | length_km | r_ohm_per_km | x_ohm_per_km | c_nf_per_km | g_us_per_km | max_i_ka | df | parallel | type | in_service
0 | LV_1054-3_0_6_line_0 |  | 0 | 1 | 0.0073844 | 0.125 | 0.08 | 261 | 0 | 0.364 | 1 | 1 | cs | TRUE
1 | LV_1054-3_0_6_line_1 |  | 0 | 2 | 0.008843 | 0.125 | 0.08 | 261 | 0 | 0.364 | 1 | 1 | cs | TRUE
2 | LV_1054-3_0_6_line_2 |  | 1 | 3 | 0.0052813 | 0.125 | 0.08 | 261 | 0 | 0.364 | 1 | 1 | cs | TRUE
3 | LV_1054-3_0_6_line_3 |  | 2 | 4 | 0.013144 | 0.125 | 0.08 | 261 | 0 | 0.364 | 1 | 1 | cs | TRUE
4 | LV_1054-3_0_6_line_4 |  | 2 | 5 | 0.011735 | 0.125 | 0.08 | 261 | 0 | 0.364 | 1 | 1 | cs | TRUE
5 | LV_1054-3_0_6_line_5 |  | 3 | 6 | 0.019483 | 0.125 | 0.08 | 261 | 0 | 0.364 | 1 | 1 | cs | TRUE
6 | LV_1054-3_0_6_line_6 |  | 4 | 7 | 0.012151 | 0.125 | 0.08 | 261 | 0 | 0.364 | 1 | 1 | cs | TRUE
7 | LV_1054-3_0_6_line_7 |  | 5 | 8 | 0.025263 | 0.125 | 0.08 | 261 | 0 | 0.364 | 1 | 1 | cs | TRUE
8 | LV_1054-3_0_6_line_8 |  | 6 | 9 | 0.041607 | 0.125 | 0.08 | 261 | 0 | 0.364 | 1 | 1 | cs | TRUE
9 | LV_1054-3_0_6_line_9 |  | 8 | 13 | 0.026938 | 0.125 | 0.08 | 261 | 0 | 0.364 | 1 | 1 | cs | TRUE
10 | LV_1054-3_0_6_line_10 |  | 9 | 65 | 0.018155 | 0.125 | 0.08 | 261 | 0 | 0.364 | 1 | 3 | cs | TRUE
11 | LV_1054-3_0_6_line_11 |  | 9 | 66 | 0.025869 | 0.125 | 0.08 | 261 | 0 | 0.364 | 1 | 3 | cs | TRUE
12 | LV_1054-3_0_6_line_12 |  | 10 | 11 | 0.006287 | 0.125 | 0.08 | 261 | 0 | 0.364 | 1 | 1 | cs | TRUE
13 | LV_1054-3_0_6_line_13 |  | 10 | 12 | 0.0058602 | 0.125 | 0.08 | 261 | 0 | 0.364 | 1 | 1 | cs | TRUE
14 | LV_1054-3_0_6_line_14 |  | 11 | 13 | 0.0050439 | 0.125 | 0.08 | 261 | 0 | 0.364 | 1 | 1 | cs | TRUE
15 | LV_1054-3_0_6_line_15 |  | 12 | 14 | 0.013699 | 0.125 | 0.08 | 261 | 0 | 0.364 | 1 | 1 | cs | TRUE
16 | LV_1054-3_0_6_line_16 |  | 14 | 15 | 0.005849 | 0.125 | 0.08 | 261 | 0 | 0.364 | 1 | 1 | cs | TRUE
17 | LV_1054-3_0_6_line_17 |  | 15 | 16 | 0.0021666 | 0.125 | 0.08 | 261 | 0 | 0.364 | 1 | 1 | cs | TRUE
18 | LV_1054-3_0_6_line_18 |  | 16 | 17 | 0.024379 | 0.125 | 0.08 | 261 | 0 | 0.364 | 1 | 1 | cs | TRUE
19 | LV_1054-3_0_6_line_19 |  | 17 | 102 | 0.096326 | 0.125 | 0.08 | 261 | 0 | 0.364 | 1 | 1 | cs | TRUE
20 | LV_1054-3_0_6_line_20 |  | 18 | 19 | 0.17139 | 0.125 | 0.08 | 261 | 0 | 0.364 | 1 | 1 | cs | TRUE
21 | LV_1054-3_0_6_line_21 |  | 18 | 20 | 0.060545 | 0.125 | 0.08 | 261 | 0 | 0.364 | 1 | 1 | cs | TRUE
22 | LV_1054-3_0_6_line_22 |  | 19 | 21 | 0.032596 | 0.125 | 0.08 | 261 | 0 | 0.364 | 1 | 1 | cs | TRUE
23 | LV_1054-3_0_6_line_23 |  | 20 | 22 | 0.10148 | 0.125 | 0.08 | 261 | 0 | 0.364 | 1 | 1 | cs | TRUE
24 | LV_1054-3_0_6_line_24 |  | 20 | 23 | 0.034559 | 0.125 | 0.08 | 261 | 0 | 0.364 | 1 | 1 | cs | TRUE
25 | LV_1054-3_0_6_line_25 |  | 21 | 26 | 0.041146 | 0.125 | 0.08 | 261 | 0 | 0.364 | 1 | 1 | cs | TRUE
26 | LV_1054-3_0_6_line_26 |  | 22 | 24 | 0.30991 | 0.125 | 0.08 | 261 | 0 | 0.364 | 1 | 1 | cs | TRUE
27 | LV_1054-3_0_6_line_27 |  | 23 | 27 | 0.013642 | 0.125 | 0.08 | 261 | 0 | 0.364 | 1 | 1 | cs | TRUE
28 | LV_1054-3_0_6_line_28 |  | 24 | 25 | 0.014293 | 0.125 | 0.08 | 261 | 0 | 0.364 | 1 | 1 | cs | TRUE
29 | LV_1054-3_0_6_line_29 |  | 25 | 37 | 0.015384 | 0.125 | 0.08 | 261 | 0 | 0.364 | 1 | 1 | cs | TRUE
30 | LV_1054-3_0_6_line_30 |  | 26 | 28 | 0.032603 | 0.125 | 0.08 | 261 | 0 | 0.364 | 1 | 1 | cs | TRUE
31 | LV_1054-3_0_6_line_31 |  | 29 | 30 | 0.023477 | 0.125 | 0.08 | 261 | 0 | 0.364 | 1 | 1 | cs | TRUE
32 | LV_1054-3_0_6_line_32 |  | 29 | 31 | 0.00043657 | 0.125 | 0.08 | 261 | 0 | 0.364 | 1 | 1 | cs | TRUE
33 | LV_1054-3_0_6_line_33 |  | 30 | 32 | 0.001853 | 0.125 | 0.08 | 261 | 0 | 0.364 | 1 | 1 | cs | TRUE
34 | LV_1054-3_0_6_line_34 |  | 31 | 33 | 0.025649 | 0.125 | 0.08 | 261 | 0 | 0.364 | 1 | 1 | cs | TRUE
35 | LV_1054-3_0_6_line_35 |  | 32 | 34 | 0.021615 | 0.125 | 0.08 | 261 | 0 | 0.364 | 1 | 1 | cs | TRUE
36 | LV_1054-3_0_6_line_36 |  | 33 | 35 | 0.0033697 | 0.125 | 0.08 | 261 | 0 | 0.364 | 1 | 1 | cs | TRUE
37 | LV_1054-3_0_6_line_37 |  | 34 | 36 | 0.011983 | 0.125 | 0.08 | 261 | 0 | 0.364 | 1 | 1 | cs | TRUE
38 | LV_1054-3_0_6_line_38 |  | 35 | 37 | 0.01282 | 0.125 | 0.08 | 261 | 0 | 0.364 | 1 | 1 | cs | TRUE
39 | LV_1054-3_0_6_line_39 |  | 36 | 38 | 0.013267 | 0.125 | 0.08 | 261 | 0 | 0.364 | 1 | 1 | cs | TRUE
40 | LV_1054-3_0_6_line_40 |  | 36 | 39 | 0.013715 | 0.125 | 0.08 | 261 | 0 | 0.364 | 1 | 2 | cs | TRUE
41 | LV_1054-3_0_6_line_41 |  | 37 | 42 | 0.0048775 | 0.125 | 0.08 | 261 | 0 | 0.364 | 1 | 1 | cs | TRUE
42 | LV_1054-3_0_6_line_42 |  | 38 | 40 | 0.016064 | 0.125 | 0.08 | 261 | 0 | 0.364 | 1 | 1 | cs | TRUE
43 | LV_1054-3_0_6_line_43 |  | 39 | 41 | 0.054003 | 0.125 | 0.08 | 261 | 0 | 0.364 | 1 | 2 | cs | TRUE
44 | LV_1054-3_0_6_line_44 |  | 40 | 57 | 0.018166 | 0.125 | 0.08 | 261 | 0 | 0.364 | 1 | 1 | cs | TRUE
45 | LV_1054-3_0_6_line_45 |  | 40 | 50 | 0.076451 | 0.125 | 0.08 | 261 | 0 | 0.364 | 1 | 1 | cs | TRUE
46 | LV_1054-3_0_6_line_46 |  | 41 | 69 | 0.026021 | 0.125 | 0.08 | 261 | 0 | 0.364 | 1 | 3 | cs | TRUE
47 | LV_1054-3_0_6_line_47 |  | 41 | 99 | 0.025759 | 0.125 | 0.08 | 261 | 0 | 0.364 | 1 | 1 | cs | TRUE
48 | LV_1054-3_0_6_line_48 |  | 43 | 44 | 0.025309 | 0.125 | 0.08 | 261 | 0 | 0.364 | 1 | 1 | cs | TRUE
49 | LV_1054-3_0_6_line_49 |  | 43 | 45 | 0.031436 | 0.125 | 0.08 | 261 | 0 | 0.364 | 1 | 1 | cs | TRUE
50 | LV_1054-3_0_6_line_50 |  | 45 | 46 | 0.055933 | 0.125 | 0.08 | 261 | 0 | 0.364 | 1 | 1 | cs | TRUE
51 | LV_1054-3_0_6_line_51 |  | 46 | 49 | 0.0043781 | 0.125 | 0.08 | 261 | 0 | 0.364 | 1 | 1 | cs | TRUE
52 | LV_1054-3_0_6_line_52 |  | 46 | 47 | 0.019636 | 0.125 | 0.08 | 261 | 0 | 0.364 | 1 | 1 | cs | TRUE
53 | LV_1054-3_0_6_line_53 |  | 47 | 48 | 0.014704 | 0.125 | 0.08 | 261 | 0 | 0.364 | 1 | 1 | cs | TRUE
54 | LV_1054-3_0_6_line_54 |  | 48 | 50 | 0.0093889 | 0.125 | 0.08 | 261 | 0 | 0.364 | 1 | 1 | cs | TRUE
55 | LV_1054-3_0_6_line_55 |  | 49 | 56 | 0.0082771 | 0.125 | 0.08 | 261 | 0 | 0.364 | 1 | 1 | cs | TRUE
56 | LV_1054-3_0_6_line_56 |  | 50 | 51 | 0.010939 | 0.125 | 0.08 | 261 | 0 | 0.364 | 1 | 1 | cs | TRUE
57 | LV_1054-3_0_6_line_57 |  | 51 | 53 | 0.010273 | 0.125 | 0.08 | 261 | 0 | 0.364 | 1 | 1 | cs | TRUE
58 | LV_1054-3_0_6_line_58 |  | 51 | 55 | 0.049335 | 0.125 | 0.08 | 261 | 0 | 0.364 | 1 | 1 | cs | TRUE
59 | LV_1054-3_0_6_line_59 |  | 52 | 53 | 0.006186 | 0.125 | 0.08 | 261 | 0 | 0.364 | 1 | 1 | cs | TRUE
60 | LV_1054-3_0_6_line_60 |  | 52 | 54 | 0.03104 | 0.125 | 0.08 | 261 | 0 | 0.364 | 1 | 1 | cs | TRUE
61 | LV_1054-3_0_6_line_61 |  | 53 | 61 | 0.022129 | 0.125 | 0.08 | 261 | 0 | 0.364 | 1 | 1 | cs | TRUE
62 | LV_1054-3_0_6_line_62 |  | 58 | 59 | 0.019725 | 0.125 | 0.08 | 261 | 0 | 0.364 | 1 | 3 | cs | TRUE
63 | LV_1054-3_0_6_line_63 |  | 58 | 60 | 0.016899 | 0.125 | 0.08 | 261 | 0 | 0.364 | 1 | 3 | cs | TRUE
64 | LV_1054-3_0_6_line_64 |  | 59 | 67 | 0.039016 | 0.125 | 0.08 | 261 | 0 | 0.364 | 1 | 3 | cs | TRUE
65 | LV_1054-3_0_6_line_65 |  | 60 | 88 | 0.017588 | 0.125 | 0.08 | 261 | 0 | 0.364 | 1 | 3 | cs | TRUE
66 | LV_1054-3_0_6_line_66 |  | 61 | 63 | 0.01635 | 0.125 | 0.08 | 261 | 0 | 0.364 | 1 | 1 | cs | TRUE
67 | LV_1054-3_0_6_line_67 |  | 62 | 63 | 0.006134 | 0.125 | 0.08 | 261 | 0 | 0.364 | 1 | 1 | cs | TRUE
68 | LV_1054-3_0_6_line_68 |  | 62 | 64 | 0.018092 | 0.125 | 0.08 | 261 | 0 | 0.364 | 1 | 1 | cs | TRUE
69 | LV_1054-3_0_6_line_69 |  | 63 | 116 | 0.014696 | 0.125 | 0.08 | 261 | 0 | 0.364 | 1 | 1 | cs | TRUE
70 | LV_1054-3_0_6_line_70 |  | 64 | 112 | 0.022974 | 0.125 | 0.08 | 261 | 0 | 0.364 | 1 | 1 | cs | TRUE
71 | LV_1054-3_0_6_line_71 |  | 65 | 67 | 0.0057403 | 0.125 | 0.08 | 261 | 0 | 0.364 | 1 | 3 | cs | TRUE
72 | LV_1054-3_0_6_line_72 |  | 66 | 68 | 0.012309 | 0.125 | 0.08 | 261 | 0 | 0.364 | 1 | 1 | cs | TRUE
73 | LV_1054-3_0_6_line_73 |  | 66 | 69 | 0.023253 | 0.125 | 0.08 | 261 | 0 | 0.364 | 1 | 3 | cs | TRUE
74 | LV_1054-3_0_6_line_74 |  | 68 | 109 | 0.007771 | 0.125 | 0.08 | 261 | 0 | 0.364 | 1 | 1 | cs | TRUE
75 | LV_1054-3_0_6_line_75 |  | 68 | 110 | 0.018194 | 0.125 | 0.08 | 261 | 0 | 0.364 | 1 | 1 | cs | TRUE
76 | LV_1054-3_0_6_line_76 |  | 70 | 71 | 0.021792 | 0.125 | 0.08 | 261 | 0 | 0.364 | 1 | 1 | cs | TRUE
77 | LV_1054-3_0_6_line_77 |  | 71 | 72 | 0.015992 | 0.125 | 0.08 | 261 | 0 | 0.364 | 1 | 1 | cs | TRUE
78 | LV_1054-3_0_6_line_78 |  | 72 | 73 | 0.015067 | 0.125 | 0.08 | 261 | 0 | 0.364 | 1 | 1 | cs | TRUE
79 | LV_1054-3_0_6_line_79 |  | 72 | 74 | 0.022287 | 0.125 | 0.08 | 261 | 0 | 0.364 | 1 | 1 | cs | TRUE
80 | LV_1054-3_0_6_line_80 |  | 72 | 75 | 0.017776 | 0.125 | 0.08 | 261 | 0 | 0.364 | 1 | 1 | cs | TRUE
81 | LV_1054-3_0_6_line_81 |  | 73 | 80 | 0.010839 | 0.125 | 0.08 | 261 | 0 | 0.364 | 1 | 1 | cs | TRUE
82 | LV_1054-3_0_6_line_82 |  | 73 | 81 | 0.011823 | 0.125 | 0.08 | 261 | 0 | 0.364 | 1 | 1 | cs | TRUE
83 | LV_1054-3_0_6_line_83 |  | 74 | 78 | 0.047325 | 0.125 | 0.08 | 261 | 0 | 0.364 | 1 | 1 | cs | TRUE
84 | LV_1054-3_0_6_line_84 |  | 74 | 79 | 0.011958 | 0.125 | 0.08 | 261 | 0 | 0.364 | 1 | 1 | cs | TRUE
85 | LV_1054-3_0_6_line_85 |  | 75 | 84 | 0.0036763 | 0.125 | 0.08 | 261 | 0 | 0.364 | 1 | 1 | cs | TRUE
86 | LV_1054-3_0_6_line_86 |  | 76 | 77 | 0.077247 | 0.125 | 0.08 | 261 | 0 | 0.364 | 1 | 1 | cs | TRUE
87 | LV_1054-3_0_6_line_87 |  | 76 | 78 | 0.040453 | 0.125 | 0.08 | 261 | 0 | 0.364 | 1 | 1 | cs | TRUE
88 | LV_1054-3_0_6_line_88 |  | 77 | 85 | 0.049205 | 0.125 | 0.08 | 261 | 0 | 0.364 | 1 | 1 | cs | TRUE
89 | LV_1054-3_0_6_line_89 |  | 77 | 86 | 0.013945 | 0.125 | 0.08 | 261 | 0 | 0.364 | 1 | 1 | cs | TRUE
90 | LV_1054-3_0_6_line_90 |  | 79 | 87 | 0.022961 | 0.125 | 0.08 | 261 | 0 | 0.364 | 1 | 1 | cs | TRUE
91 | LV_1054-3_0_6_line_91 |  | 80 | 82 | 0.025848 | 0.125 | 0.08 | 261 | 0 | 0.364 | 1 | 1 | cs | TRUE
92 | LV_1054-3_0_6_line_92 |  | 81 | 107 | 0.025772 | 0.125 | 0.08 | 261 | 0 | 0.364 | 1 | 2 | cs | TRUE
93 | LV_1054-3_0_6_line_93 |  | 82 | 83 | 0.02953 | 0.125 | 0.08 | 261 | 0 | 0.364 | 1 | 1 | cs | TRUE
94 | LV_1054-3_0_6_line_94 |  | 83 | 108 | 0.0046879 | 0.125 | 0.08 | 261 | 0 | 0.364 | 1 | 1 | cs | TRUE
95 | LV_1054-3_0_6_line_95 |  | 84 | 106 | 0.022003 | 0.125 | 0.08 | 261 | 0 | 0.364 | 1 | 1 | cs | TRUE
96 | LV_1054-3_0_6_line_96 |  | 85 | 127 | 0.0063964 | 0.125 | 0.08 | 261 | 0 | 0.364 | 1 | 1 | cs | TRUE
97 | LV_1054-3_0_6_line_97 |  | 85 | 128 | 0.002549 | 0.125 | 0.08 | 261 | 0 | 0.364 | 1 | 1 | cs | TRUE
98 | LV_1054-3_0_6_line_98 |  | 86 | 129 | 0.0050515 | 0.125 | 0.08 | 261 | 0 | 0.364 | 1 | 1 | cs | TRUE
99 | LV_1054-3_0_6_line_99 |  | 87 | 118 | 0.0029337 | 0.125 | 0.08 | 261 | 0 | 0.364 | 1 | 1 | cs | TRUE
100 | LV_1054-3_0_6_line_100 |  | 88 | 89 | 0.0077114 | 0.125 | 0.08 | 261 | 0 | 0.364 | 1 | 3 | cs | TRUE
101 | LV_1054-3_0_6_line_101 |  | 89 | 90 | 0.023681 | 0.125 | 0.08 | 261 | 0 | 0.364 | 1 | 3 | cs | TRUE
102 | LV_1054-3_0_6_line_102 |  | 89 | 91 | 0.004473 | 0.125 | 0.08 | 261 | 0 | 0.364 | 1 | 1 | cs | TRUE
103 | LV_1054-3_0_6_line_103 |  | 90 | 93 | 0.0056022 | 0.125 | 0.08 | 261 | 0 | 0.364 | 1 | 3 | cs | TRUE
104 | LV_1054-3_0_6_line_104 |  | 91 | 92 | 0.005549 | 0.125 | 0.08 | 261 | 0 | 0.364 | 1 | 1 | cs | TRUE
105 | LV_1054-3_0_6_line_105 |  | 92 | 94 | 0.029027 | 0.125 | 0.08 | 261 | 0 | 0.364 | 1 | 1 | cs | TRUE
106 | LV_1054-3_0_6_line_106 |  | 93 | 107 | 0.021731 | 0.125 | 0.08 | 261 | 0 | 0.364 | 1 | 3 | cs | TRUE
107 | LV_1054-3_0_6_line_107 |  | 95 | 96 | 0.031012 | 0.125 | 0.08 | 261 | 0 | 0.364 | 1 | 1 | cs | TRUE
108 | LV_1054-3_0_6_line_108 |  | 96 | 114 | 0.058245 | 0.125 | 0.08 | 261 | 0 | 0.364 | 1 | 1 | cs | TRUE
109 | LV_1054-3_0_6_line_109 |  | 97 | 98 | 0.021183 | 0.125 | 0.08 | 261 | 0 | 0.364 | 1 | 1 | cs | TRUE
110 | LV_1054-3_0_6_line_110 |  | 98 | 120 | 0.04164 | 0.125 | 0.08 | 261 | 0 | 0.364 | 1 | 1 | cs | TRUE
111 | LV_1054-3_0_6_line_111 |  | 99 | 100 | 0.040994 | 0.125 | 0.08 | 261 | 0 | 0.364 | 1 | 1 | cs | TRUE
112 | LV_1054-3_0_6_line_112 |  | 101 | 102 | 0.105 | 0.125 | 0.08 | 261 | 0 | 0.364 | 1 | 1 | cs | TRUE
113 | LV_1054-3_0_6_line_113 |  | 101 | 103 | 0.0051229 | 0.125 | 0.08 | 261 | 0 | 0.364 | 1 | 1 | cs | TRUE
114 | LV_1054-3_0_6_line_114 |  | 104 | 105 | 0.01284 | 0.125 | 0.08 | 261 | 0 | 0.364 | 1 | 1 | cs | TRUE
115 | LV_1054-3_0_6_line_115 |  | 105 | 106 | 0.025597 | 0.125 | 0.08 | 261 | 0 | 0.364 | 1 | 1 | cs | TRUE
116 | LV_1054-3_0_6_line_116 |  | 110 | 111 | 0.020083 | 0.125 | 0.08 | 261 | 0 | 0.364 | 1 | 1 | cs | TRUE
117 | LV_1054-3_0_6_line_117 |  | 112 | 113 | 0.008357 | 0.125 | 0.08 | 261 | 0 | 0.364 | 1 | 1 | cs | TRUE
118 | LV_1054-3_0_6_line_118 |  | 112 | 114 | 0.004196 | 0.125 | 0.08 | 261 | 0 | 0.364 | 1 | 1 | cs | TRUE
119 | LV_1054-3_0_6_line_119 |  | 113 | 115 | 0.030659 | 0.125 | 0.08 | 261 | 0 | 0.364 | 1 | 1 | cs | TRUE
120 | LV_1054-3_0_6_line_120 |  | 116 | 117 | 0.028741 | 0.125 | 0.08 | 261 | 0 | 0.364 | 1 | 1 | cs | TRUE
121 | LV_1054-3_0_6_line_121 |  | 117 | 130 | 0.060897 | 0.125 | 0.08 | 261 | 0 | 0.364 | 1 | 1 | cs | TRUE
122 | LV_1054-3_0_6_line_122 |  | 118 | 119 | 0.015742 | 0.125 | 0.08 | 261 | 0 | 0.364 | 1 | 1 | cs | TRUE
123 | LV_1054-3_0_6_line_123 |  | 120 | 121 | 0.01755 | 0.125 | 0.08 | 261 | 0 | 0.364 | 1 | 1 | cs | TRUE
124 | LV_1054-3_0_6_line_124 |  | 121 | 126 | 0.006113 | 0.125 | 0.08 | 261 | 0 | 0.364 | 1 | 1 | cs | TRUE
125 | LV_1054-3_0_6_line_125 |  | 122 | 123 | 0.023054 | 0.125 | 0.08 | 261 | 0 | 0.364 | 1 | 1 | cs | TRUE
126 | LV_1054-3_0_6_line_126 |  | 123 | 134 | 0.031711 | 0.125 | 0.08 | 261 | 0 | 0.364 | 1 | 1 | cs | TRUE
127 | LV_1054-3_0_6_line_127 |  | 124 | 125 | 0.024045 | 0.125 | 0.08 | 261 | 0 | 0.364 | 1 | 1 | cs | TRUE
128 | LV_1054-3_0_6_line_128 |  | 125 | 132 | 0.020215 | 0.125 | 0.08 | 261 | 0 | 0.364 | 1 | 1 | cs | TRUE
129 | LV_1054-3_0_6_line_129 |  | 126 | 143 | 0.017123 | 0.125 | 0.08 | 261 | 0 | 0.364 | 1 | 1 | cs | TRUE
130 | LV_1054-3_0_6_line_130 |  | 127 | 137 | 0.0076657 | 0.125 | 0.08 | 261 | 0 | 0.364 | 1 | 1 | cs | TRUE
131 | LV_1054-3_0_6_line_131 |  | 128 | 135 | 0.048379 | 0.125 | 0.08 | 261 | 0 | 0.364 | 1 | 1 | cs | TRUE
132 | LV_1054-3_0_6_line_132 |  | 128 | 133 | 0.03185 | 0.125 | 0.08 | 261 | 0 | 0.364 | 1 | 1 | cs | TRUE
133 | LV_1054-3_0_6_line_133 |  | 130 | 131 | 0.009378 | 0.125 | 0.08 | 261 | 0 | 0.364 | 1 | 1 | cs | TRUE
134 | LV_1054-3_0_6_line_134 |  | 132 | 133 | 0.010398 | 0.125 | 0.08 | 261 | 0 | 0.364 | 1 | 1 | cs | TRUE
135 | LV_1054-3_0_6_line_135 |  | 134 | 136 | 0.00377 | 0.125 | 0.08 | 261 | 0 | 0.364 | 1 | 1 | cs | TRUE
136 | LV_1054-3_0_6_line_136 |  | 135 | 136 | 0.021478 | 0.125 | 0.08 | 261 | 0 | 0.364 | 1 | 1 | cs | TRUE
137 | LV_1054-3_0_6_line_137 |  | 137 | 138 | 0.022741 | 0.125 | 0.08 | 261 | 0 | 0.364 | 1 | 1 | cs | TRUE
138 | LV_1054-3_0_6_line_138 |  | 138 | 139 | 0.0061145 | 0.125 | 0.08 | 261 | 0 | 0.364 | 1 | 1 | cs | TRUE
139 | LV_1054-3_0_6_line_139 |  | 139 | 140 | 0.017421 | 0.125 | 0.08 | 261 | 0 | 0.364 | 1 | 1 | cs | TRUE
140 | LV_1054-3_0_6_line_140 |  | 140 | 141 | 0.0061153 | 0.125 | 0.08 | 261 | 0 | 0.364 | 1 | 1 | cs | TRUE
141 | LV_1054-3_0_6_line_141 |  | 141 | 142 | 0.017689 | 0.125 | 0.08 | 261 | 0 | 0.364 | 1 | 1 | cs | TRUE
142 | LV_1054-3_0_6_line_142 |  | 142 | 143 | 0.006112 | 0.125 | 0.08 | 261 | 0 | 0.364 | 1 | 1 | cs | TRUE

## trafo
| name | std_type | hv_bus | lv_bus | sn_mva | vn_hv_kv | vn_lv_kv | vk_percent | vkr_percent | pfe_kw | i0_percent | shift_degree | tap_side | tap_neutral | tap_min | tap_max | tap_step_percent | tap_step_degree | tap_pos | tap_phase_shifter | parallel | df | in_service
0 | LV_1054-3_0_6_trafo_85 | 0.63 MVA 20/0.4 kV | 144 | 67 | 0.63 | 20 | 0.4 | 6 | 1.206 | 1.65 | 0.2619 | 150 | hv | 0 | -2 | 2 | 2.5 | 0 | 0 | FALSE | 1 | 1 | TRUE

## line_geodata
| x0 | y0 | x1 | y1 | x2 | y2 | x3 | y3 | x4 | y4 | x5 | y5 | x6 | y6 | x7 | y7 | x8 | y8 | x9 | y9 | x10 | y10 | x11 | y11 | x12 | y12
0 | 2667073.0957 | 1213754.2961 | 2667067.652 | 1213749.3066
1 | 2667079.6148 | 1213760.2711 | 2667073.0957 | 1213754.2961
2 | 2667063.7586 | 1213745.7381 | 2667067.652 | 1213749.3066
3 | 2667083.3774 | 1213772.8657 | 2667079.6148 | 1213760.2711
4 | 2667079.6148 | 1213760.2711 | 2667088.8422 | 1213767.5206
5 | 2667063.7586 | 1213745.7381 | 2667053.6158 | 1213736.4417 | 2667049.2927 | 1213732.6902
6 | 2667083.3774 | 1213772.8657 | 2667085.1341 | 1213778.7558 | 2667086.8525 | 1213784.509
7 | 2667108.7076 | 1213783.1277 | 2667088.8422 | 1213767.5206
8 | 2667017.8682 | 1213705.4207 | 2667049.2927 | 1213732.6902
9 | 2667108.7076 | 1213783.1277 | 2667129.8902 | 1213799.7696
10 | 2667017.8682 | 1213705.4207 | 2667028.8942 | 1213690.9976
11 | 2667017.8682 | 1213705.4207 | 2667010.9653 | 1213699.1614 | 2667005.7392 | 1213695.1113 | 2666997.5232 | 1213689.4377
12 | 2667130.2436 | 1213808.0371 | 2667133.8565 | 1213802.8857
13 | 2667130.2436 | 1213808.0371 | 2667134.931 | 1213811.5543
14 | 2667133.8565 | 1213802.8857 | 2667129.8902 | 1213799.7696
15 | 2667145.8881 | 1213819.7761 | 2667134.931 | 1213811.5543
16 | 2667145.8881 | 1213819.7761 | 2667149.382 | 1213815.0791
17 | 2667149.382 | 1213815.0791 | 2667151.0863 | 1213816.417
18 | 2667151.0863 | 1213816.417 | 2667159.9005 | 1213823.336 | 2667162.1066 | 1213825.0731 | 2667170.1234 | 1213831.6432
19 | 2667244.6177 | 1213892.7115 | 2667237.0237 | 1213886.4887 | 2667220.338 | 1213872.8032 | 2667179.741 | 1213839.5251 | 2667170.1234 | 1213831.6432
20 | 2666506.9042 | 1213823.633 | 2666503.9581 | 1213830.5246 | 2666490.0817 | 1213859.0098 | 2666480.0825 | 1213883.1245 | 2666473.9882 | 1213894.2413 | 2666457.922 | 1213927.0382 | 2666450.9425 | 1213946.0278 | 2666450.0391 | 1213951.4322 | 2666451.3026 | 1213970.9585 | 2666450.3527 | 1213982.5495
21 | 2666537.6755 | 1213791.8099 | 2666532.6364 | 1213792.7542 | 2666528.9924 | 1213792.569 | 2666525.6492 | 1213791.2976 | 2666520.7373 | 1213787.6517 | 2666518.5718 | 1213787.0271 | 2666516.5082 | 1213788.1715 | 2666513.6045 | 1213791.7525 | 2666512.9545 | 1213796.9151 | 2666512.3138 | 1213807.3589 | 2666511.2908 | 1213811.9059 | 2666508.045 | 1213820.9642 | 2666506.9042 | 1213823.633
22 | 2666446.3775 | 1214014.842 | 2666448.5244 | 1214004.8597 | 2666450.3527 | 1213982.5495
23 | 2666537.6755 | 1213791.8099 | 2666538.4129 | 1213794.4753 | 2666589.3127 | 1213825.1401 | 2666617.1513 | 1213843.5291 | 2666621.1403 | 1213848.1765
24 | 2666536.6941 | 1213762.6808 | 2666540.895 | 1213767.4195 | 2666545.1138 | 1213773.9484 | 2666545.9844 | 1213777.6159 | 2666545.4943 | 1213780.6902 | 2666537.6755 | 1213791.8099
25 | 2666446.3775 | 1214014.842 | 2666487.0426 | 1214021.844
26 | 2666795.3299 | 1213591.8539 | 2666621.1403 | 1213848.1765
27 | 2666536.6941 | 1213762.6808 | 2666528.2816 | 1213759.6073 | 2666524.827 | 1213758.1123 | 2666524.0826 | 1213757.57
28 | 2666795.3299 | 1213591.8539 | 2666802.6737 | 1213591.3358 | 2666806.0986 | 1213585.3103
29 | 2666813.7005 | 1213571.9361 | 2666806.0986 | 1213585.3103
30 | 2666487.0426 | 1214021.844 | 2666493.8618 | 1214007.0107 | 2666493.5716 | 1213990.8085 | 2666493.5521 | 1213990.739
31 | 2666869.6965 | 1213606.3961 | 2666849.7713 | 1213593.9797
32 | 2666849.4008 | 1213593.7488 | 2666849.7713 | 1213593.9797
33 | 2666869.6965 | 1213606.3961 | 2666871.2692 | 1213607.3761
34 | 2666849.4008 | 1213593.7488 | 2666831.6514 | 1213582.6884 | 2666827.5891 | 1213580.2551
35 | 2666871.2692 | 1213607.3761 | 2666889.6137 | 1213618.8075
36 | 2666824.6982 | 1213578.5235 | 2666827.5891 | 1213580.2551
37 | 2666899.7841 | 1213625.1452 | 2666889.6137 | 1213618.8075
38 | 2666813.7005 | 1213571.9361 | 2666824.6982 | 1213578.5235
39 | 2666899.7841 | 1213625.1452 | 2666906.8064 | 1213613.8886
40 | 2666899.7841 | 1213625.1452 | 2666911.2864 | 1213632.615
41 | 2666813.7005 | 1213571.9361 | 2666809.526 | 1213569.4136
42 | 2666915.309 | 1213600.2594 | 2666906.8064 | 1213613.8886
43 | 2666956.5767 | 1213662.0276 | 2666911.2864 | 1213632.615
44 | 2666915.309 | 1213600.2594 | 2666899.9023 | 1213590.6353
45 | 2666915.309 | 1213600.2594 | 2666938.1566 | 1213565.9166 | 2666938.4036 | 1213561.5055 | 2666942.5703 | 1213555.0705 | 2666943.0597 | 1213555.454 | 2666946.1321 | 1213557.8455 | 2666946.9529 | 1213558.4884 | 2666949.0076 | 1213555.4541 | 2666941.0584 | 1213548.3271 | 2666938.3509 | 1213546.5845
46 | 2666956.5767 | 1213662.0276 | 2666978.1865 | 1213676.5233
47 | 2666956.5767 | 1213662.0276 | 2666941.7404 | 1213683.0853 | 2666941.7404 | 1213683.0853
48 | 2666861.9589 | 1213521.1884 | 2666883.1531 | 1213535.0212
49 | 2666854.2147 | 1213498.4777 | 2666848.9171 | 1213507.5462 | 2666848.0698 | 1213509.9382 | 2666848.2197 | 1213511.4742 | 2666852.1856 | 1213514.8096 | 2666861.9589 | 1213521.1884
50 | 2666854.2147 | 1213498.4777 | 2666858.0062 | 1213500.4214 | 2666870.9931 | 1213506.7709 | 2666873.6826 | 1213508.0908 | 2666902.4778 | 1213526.5807
51 | 2666902.4778 | 1213526.5807 | 2666900.0819 | 1213530.245
52 | 2666902.4778 | 1213526.5807 | 2666908.6094 | 1213530.5186 | 2666914.6429 | 1213534.3998 | 2666916.815 | 1213535.7917 | 2666918.1169 | 1213533.5049
53 | 2666918.1169 | 1213533.5049 | 2666930.4659 | 1213541.4875
54 | 2666938.3509 | 1213546.5845 | 2666930.4659 | 1213541.4875
55 | 2666907.0198 | 1213534.759 | 2666900.0819 | 1213530.245
56 | 2666938.3509 | 1213546.5845 | 2666938.9148 | 1213545.7459 | 2666940.5445 | 1213543.3515 | 2666941.0774 | 1213542.5681 | 2666942.1279 | 1213541.0234 | 2666943.1473 | 1213539.5339 | 2666944.1052 | 1213538.1105 | 2666944.4991 | 1213537.5367
57 | 2666944.4991 | 1213537.5367 | 2666935.9647 | 1213531.7818
58 | 2666944.4991 | 1213537.5367 | 2666954.2067 | 1213543.6606 | 2666976.8641 | 1213554.6885 | 2666987.3667 | 1213561.7559
59 | 2666930.707 | 1213528.4986 | 2666935.9647 | 1213531.7818
60 | 2666930.707 | 1213528.4986 | 2666904.4414 | 1213511.9579
61 | 2666935.9647 | 1213531.7818 | 2666936.0823 | 1213526.7245 | 2666945.0397 | 1213512.1937
62 | 2667071.4312 | 1213644.3847 | 2667059.7203 | 1213660.2569
63 | 2667071.4312 | 1213644.3847 | 2667084.3095 | 1213655.3267
64 | 2667059.7203 | 1213660.2569 | 2667053.1342 | 1213669.1833 | 2667042.0451 | 1213673.7949 | 2667032.3805 | 1213686.4372
65 | 2667084.3095 | 1213655.3267 | 2667097.7129 | 1213666.7148
66 | 2666956.2236 | 1213502.0574 | 2666955.5819 | 1213503.0619 | 2666953.0083 | 1213502.9218 | 2666950.55 | 1213504.0171 | 2666949.0963 | 1213505.6129 | 2666945.0397 | 1213512.1937
67 | 2666956.2236 | 1213502.0574 | 2666950.9647 | 1213498.8741
68 | 2666950.9647 | 1213498.8741 | 2666955.8125 | 1213495.3819 | 2666962.6139 | 1213485.3537
69 | 2666964.1339 | 1213489.6607 | 2666956.2236 | 1213502.0574
70 | 2666975.5094 | 1213466.3405 | 2666962.6139 | 1213485.3537
71 | 2667032.3805 | 1213686.4372 | 2667028.8942 | 1213690.9976
72 | 2666989.9395 | 1213699.1475 | 2666997.5232 | 1213689.4377
73 | 2666997.5232 | 1213689.4377 | 2666994.8172 | 1213687.5728 | 2666979.5188 | 1213677.4169 | 2666978.1865 | 1213676.5233
74 | 2666995.884 | 1213704.1729 | 2666990.8354 | 1213699.8691 | 2666989.9395 | 1213699.1475
75 | 2666989.9395 | 1213699.1475 | 2666987.9579 | 1213701.7713 | 2666978.9597 | 1213713.6555
76 | 2667210.4769 | 1213763.813 | 2667193.5684 | 1213750.0649
77 | 2667181.7123 | 1213739.4182 | 2667184.2979 | 1213742.5271 | 2667193.5684 | 1213750.0649
78 | 2667181.7123 | 1213739.4182 | 2667178.8425 | 1213734.5607 | 2667171.5188 | 1213728.5967
79 | 2667181.7123 | 1213739.4182 | 2667186.3337 | 1213733.7557 | 2667190.6312 | 1213737.2952 | 2667198.6921 | 1213732.4385
80 | 2667181.7123 | 1213739.4182 | 2667172.0074 | 1213751.2941 | 2667171.5551 | 1213753.6905 | 2667171.5551 | 1213753.6905
81 | 2667171.5188 | 1213728.5967 | 2667172.0885 | 1213727.9249 | 2667173.8284 | 1213725.8655 | 2667174.8522 | 1213724.6651 | 2667176.0685 | 1213723.2335 | 2667176.9461 | 1213722.1983 | 2667178.0625 | 1213720.8656 | 2667178.5244 | 1213720.326
82 | 2667171.5188 | 1213728.5967 | 2667162.3485 | 1213721.1348
83 | 2667198.6921 | 1213732.4385 | 2667219.7297 | 1213749.5862 | 2667223.1541 | 1213753.0825 | 2667229.195 | 1213760.9778 | 2667233.3374 | 1213764.3612
84 | 2667198.6921 | 1213732.4385 | 2667204.6269 | 1213728.8698 | 2667209.2316 | 1213726.8386
85 | 2667171.5551 | 1213753.6905 | 2667172.9371 | 1213757.0971 | 2667172.9371 | 1213757.0971
86 | 2667311.8547 | 1213728.701 | 2667264.6681 | 1213789.9513
87 | 2667264.6681 | 1213789.9513 | 2667233.3374 | 1213764.3612
88 | 2667311.8547 | 1213728.701 | 2667322.0461 | 1213715.4744 | 2667327.6557 | 1213710.4346 | 2667335.7593 | 1213702.4877 | 2667336.443 | 1213701.8173 | 2667338.1814 | 1213699.2242 | 2667341.7088 | 1213692.2485 | 2667341.8952 | 1213690.5384
89 | 2667311.8547 | 1213728.701 | 2667300.6398 | 1213720.4127
90 | 2667230.2396 | 1213717.5717 | 2667209.2316 | 1213726.8386
91 | 2667178.5244 | 1213720.326 | 2667178.0625 | 1213720.8656 | 2667176.9461 | 1213722.1983 | 2667168.1097 | 1213714.972 | 2667157.2357 | 1213709.9354
92 | 2667142.46 | 1213704.7463 | 2667148.1171 | 1213709.5547 | 2667162.3485 | 1213721.1348
93 | 2667157.2357 | 1213709.9354 | 2667175.6219 | 1213686.827
94 | 2667178.5406 | 1213683.1586 | 2667175.6219 | 1213686.827
95 | 2667172.9371 | 1213757.0971 | 2667190.5064 | 1213770.3437
96 | 2667341.8952 | 1213690.5384 | 2667338.1072 | 1213685.3844
97 | 2667341.8952 | 1213690.5384 | 2667342.3618 | 1213690.2547 | 2667344.0752 | 1213689.2067
98 | 2667296.5774 | 1213717.4104 | 2667300.6398 | 1213720.4127
99 | 2667230.2396 | 1213717.5717 | 2667232.9238 | 1213716.3877
100 | 2667103.5896 | 1213671.7078 | 2667097.7129 | 1213666.7148
101 | 2667103.5896 | 1213671.7078 | 2667121.6335 | 1213687.0445
102 | 2667106.4315 | 1213668.2487 | 2667103.967 | 1213671.2451 | 2667103.5896 | 1213671.7078
103 | 2667121.6335 | 1213687.0445 | 2667125.9021 | 1213690.6727
104 | 2667106.4315 | 1213668.2487 | 2667109.3505 | 1213664.6905 | 2667109.9513 | 1213663.9523
105 | 2667109.9513 | 1213663.9523 | 2667131.9336 | 1213682.9089
106 | 2667142.46 | 1213704.7463 | 2667125.9021 | 1213690.6727
107 | 2667044.1393 | 1213522.4621 | 2667027.1999 | 1213505.779 | 2667021.6153 | 1213501.176
108 | 2666977.8653 | 1213462.8648 | 2666988.905 | 1213471.4608 | 2667002.9944 | 1213485.828 | 2667021.6153 | 1213501.176
109 | 2667197.3761 | 1213597.8287 | 2667185.88 | 1213615.6214
110 | 2667197.3761 | 1213597.8287 | 2667223.7238 | 1213612.9683 | 2667233.4443 | 1213618.6372
111 | 2666941.7404 | 1213683.0853 | 2666942.4869 | 1213689.6644 | 2666935.5671 | 1213700.4713 | 2666928.6104 | 1213696.2906 | 2666924.0024 | 1213702.8096 | 2666918.8176 | 1213701.1616
112 | 2667244.6177 | 1213892.7115 | 2667257.6899 | 1213875.2369 | 2667257.7267 | 1213871.9686 | 2667255.8615 | 1213866.9556 | 2667200.5673 | 1213816.9373
113 | 2667196.7681 | 1213813.5007 | 2667200.5673 | 1213816.9373
114 | 2667210.9454 | 1213785.7541 | 2667221.198 | 1213793.4842
115 | 2667210.9454 | 1213785.7541 | 2667190.5064 | 1213770.3437
116 | 2666991.6676 | 1213725.172 | 2666993.4268 | 1213722.7458 | 2666978.9597 | 1213713.6555
117 | 2666982.3681 | 1213471.1428 | 2666975.5094 | 1213466.3405
118 | 2666975.5094 | 1213466.3405 | 2666977.8653 | 1213462.8648
119 | 2666982.3681 | 1213471.1428 | 2666983.9359 | 1213472.2388 | 2666998.2668 | 1213483.3622 | 2666997.9157 | 1213485.5374 | 2666997.6296 | 1213487.3353 | 2666997.8943 | 1213490.14 | 2666997.1081 | 1213493.8558
120 | 2666964.1339 | 1213489.6607 | 2666965.4945 | 1213497.7032 | 2666966.9581 | 1213500.6325 | 2666970.9725 | 1213504.3688 | 2666977.0725 | 1213514.4992
121 | 2667017.13 | 1213555.5302 | 2667017.6123 | 1213553.1786 | 2667017.7138 | 1213549.5552 | 2667016.7395 | 1213545.6752 | 2667014.396 | 1213541.9577 | 2667010.8559 | 1213537.9265 | 2666977.0725 | 1213514.4992
122 | 2667245.2775 | 1213706.9587 | 2667237.4609 | 1213714.3863 | 2667232.9238 | 1213716.3877
123 | 2667233.4443 | 1213618.6372 | 2667248.6046 | 1213627.4785
124 | 2667253.8852 | 1213630.5581 | 2667248.6046 | 1213627.4785
125 | 2667312.6352 | 1213615.8433 | 2667334.3567 | 1213623.5677
126 | 2667364.4233 | 1213632.2343 | 2667360.8458 | 1213632.872 | 2667356.3126 | 1213631.3755 | 2667334.3567 | 1213623.5677
127 | 2667274.1211 | 1213639.4973 | 2667275.3816 | 1213640.2455 | 2667294.8439 | 1213651.6926
128 | 2667294.8439 | 1213651.6926 | 2667312.2685 | 1213661.9412
129 | 2667268.6766 | 1213639.1843 | 2667253.8852 | 1213630.5581
130 | 2667338.1072 | 1213685.3844 | 2667337.1821 | 1213684.1257 | 2667332.9368 | 1213679.7403
131 | 2667344.0752 | 1213689.2067 | 2667344.8425 | 1213687.8478 | 2667346.2453 | 1213685.3843 | 2667338.4193 | 1213672.1099 | 2667347.1573 | 1213661.8022 | 2667345.7795 | 1213660.7193 | 2667352.871 | 1213652.9389 | 2667351.036 | 1213651.3061 | 2667351.2612 | 1213651.0719
132 | 2667344.0752 | 1213689.2067 | 2667337.9841 | 1213681.7221 | 2667330.6666 | 1213674.5351 | 2667321.2314 | 1213667.2129
133 | 2667017.13 | 1213555.5302 | 2667016.6644 | 1213557.7596 | 2667016.9387 | 1213560.3866 | 2667018.5022 | 1213564.5623
134 | 2667312.2685 | 1213661.9412 | 2667321.2314 | 1213667.2129 | 2667321.2314 | 1213667.2129
135 | 2667366.1477 | 1213635.5892 | 2667364.4233 | 1213632.2343
136 | 2667366.1477 | 1213635.5892 | 2667351.2612 | 1213651.0719
137 | 2667332.9368 | 1213679.7403 | 2667332.677 | 1213679.4719 | 2667326.9802 | 1213674.0709 | 2667318.7871 | 1213668.4083 | 2667314.8495 | 1213666.1119
138 | 2667314.8495 | 1213666.1119 | 2667309.5676 | 1213663.0316
139 | 2667309.5676 | 1213663.0316 | 2667294.519 | 1213654.2553
140 | 2667294.519 | 1213654.2553 | 2667289.2364 | 1213651.1746
141 | 2667289.2364 | 1213651.1746 | 2667273.9563 | 1213642.2634
142 | 2667273.9563 | 1213642.2634 | 2667268.6766 | 1213639.1843

## bus_geodata
| x | y | coords
0 | 2667073.0957 | 1213754.2961
1 | 2667067.652 | 1213749.3066
2 | 2667079.6148 | 1213760.2711
3 | 2667063.7586 | 1213745.7381
4 | 2667083.3774 | 1213772.8657
5 | 2667088.8422 | 1213767.5206
6 | 2667049.2927 | 1213732.6902
7 | 2667086.8525 | 1213784.509
8 | 2667108.7076 | 1213783.1277
9 | 2667017.8682 | 1213705.4207
10 | 2667130.2436 | 1213808.0371
11 | 2667133.8565 | 1213802.8857
12 | 2667134.931 | 1213811.5543
13 | 2667129.8902 | 1213799.7696
14 | 2667145.8881 | 1213819.7761
15 | 2667149.382 | 1213815.0791
16 | 2667151.0863 | 1213816.417
17 | 2667170.1234 | 1213831.6432
18 | 2666506.9042 | 1213823.633
19 | 2666450.3527 | 1213982.5495
20 | 2666537.6755 | 1213791.8099
21 | 2666446.3775 | 1214014.842
22 | 2666621.1403 | 1213848.1765
23 | 2666536.6941 | 1213762.6808
24 | 2666795.3299 | 1213591.8539
25 | 2666806.0986 | 1213585.3103
26 | 2666487.0426 | 1214021.844
27 | 2666524.0826 | 1213757.57
28 | 2666493.5521 | 1213990.739
29 | 2666849.7713 | 1213593.9797
30 | 2666869.6965 | 1213606.3961
31 | 2666849.4008 | 1213593.7488
32 | 2666871.2692 | 1213607.3761
33 | 2666827.5891 | 1213580.2551
34 | 2666889.6137 | 1213618.8075
35 | 2666824.6982 | 1213578.5235
36 | 2666899.7841 | 1213625.1452
37 | 2666813.7005 | 1213571.9361
38 | 2666906.8064 | 1213613.8886
39 | 2666911.2864 | 1213632.615
40 | 2666915.309 | 1213600.2594
41 | 2666956.5767 | 1213662.0276
42 | 2666809.526 | 1213569.4136
43 | 2666861.9589 | 1213521.1884
44 | 2666883.1531 | 1213535.0212
45 | 2666854.2147 | 1213498.4777
46 | 2666902.4778 | 1213526.5807
47 | 2666918.1169 | 1213533.5049
48 | 2666930.4659 | 1213541.4875
49 | 2666900.0819 | 1213530.245
50 | 2666938.3509 | 1213546.5845
51 | 2666944.4991 | 1213537.5367
52 | 2666930.707 | 1213528.4986
53 | 2666935.9647 | 1213531.7818
54 | 2666904.4414 | 1213511.9579
55 | 2666987.3667 | 1213561.7559
56 | 2666907.0198 | 1213534.759
57 | 2666899.9023 | 1213590.6353
58 | 2667071.4312 | 1213644.3847
59 | 2667059.7203 | 1213660.2569
60 | 2667084.3095 | 1213655.3267
61 | 2666945.0397 | 1213512.1937
62 | 2666950.9647 | 1213498.8741
63 | 2666956.2236 | 1213502.0574
64 | 2666962.6139 | 1213485.3537
65 | 2667028.8942 | 1213690.9976
66 | 2666997.5232 | 1213689.4377
67 | 2667032.3805 | 1213686.4372
68 | 2666989.9395 | 1213699.1475
69 | 2666978.1865 | 1213676.5233
70 | 2667210.4769 | 1213763.813
71 | 2667193.5684 | 1213750.0649
72 | 2667181.7123 | 1213739.4182
73 | 2667171.5188 | 1213728.5967
74 | 2667198.6921 | 1213732.4385
75 | 2667171.5551 | 1213753.6905
76 | 2667264.6681 | 1213789.9513
77 | 2667311.8547 | 1213728.701
78 | 2667233.3374 | 1213764.3612
79 | 2667209.2317 | 1213726.8386
80 | 2667178.5244 | 1213720.326
81 | 2667162.3485 | 1213721.1348
82 | 2667157.2357 | 1213709.9354
83 | 2667175.6219 | 1213686.827
84 | 2667172.9371 | 1213757.0971
85 | 2667341.8952 | 1213690.5384
86 | 2667300.6398 | 1213720.4127
87 | 2667230.2396 | 1213717.5717
88 | 2667097.7129 | 1213666.7148
89 | 2667103.5896 | 1213671.7078
90 | 2667121.6335 | 1213687.0445
91 | 2667106.4315 | 1213668.2487
92 | 2667109.9513 | 1213663.9523
93 | 2667125.9021 | 1213690.6727
94 | 2667131.9336 | 1213682.9089
95 | 2667044.1393 | 1213522.4621
96 | 2667021.6153 | 1213501.176
97 | 2667185.88 | 1213615.6214
98 | 2667197.3761 | 1213597.8287
99 | 2666941.7404 | 1213683.0853
100 | 2666918.8176 | 1213701.1616
101 | 2667200.5673 | 1213816.9373
102 | 2667244.6177 | 1213892.7115
103 | 2667196.7681 | 1213813.5007
104 | 2667221.198 | 1213793.4842
105 | 2667210.9454 | 1213785.7541
106 | 2667190.5064 | 1213770.3437
107 | 2667142.46 | 1213704.7463
108 | 2667178.5406 | 1213683.1586
109 | 2666995.884 | 1213704.1729
110 | 2666978.9597 | 1213713.6555
111 | 2666991.6676 | 1213725.172
112 | 2666975.5094 | 1213466.3405
113 | 2666982.3681 | 1213471.1428
114 | 2666977.8653 | 1213462.8648
115 | 2666997.1081 | 1213493.8558
116 | 2666964.1339 | 1213489.6607
117 | 2666977.0725 | 1213514.4992
118 | 2667232.9238 | 1213716.3877
119 | 2667245.2775 | 1213706.9587
120 | 2667233.4443 | 1213618.6372
121 | 2667248.6046 | 1213627.4785
122 | 2667312.6352 | 1213615.8433
123 | 2667334.3567 | 1213623.5677
124 | 2667274.1211 | 1213639.4973
125 | 2667294.8439 | 1213651.6926
126 | 2667253.8852 | 1213630.5581
127 | 2667338.1072 | 1213685.3844
128 | 2667344.0752 | 1213689.2067
129 | 2667296.5774 | 1213717.4104
130 | 2667017.13 | 1213555.5302
131 | 2667018.5022 | 1213564.5623
132 | 2667312.2685 | 1213661.9412
133 | 2667321.2314 | 1213667.2129
134 | 2667364.4233 | 1213632.2343
135 | 2667351.2612 | 1213651.0719
136 | 2667366.1477 | 1213635.5892
137 | 2667332.9368 | 1213679.7403
138 | 2667314.8495 | 1213666.1119
139 | 2667309.5676 | 1213663.0316
140 | 2667294.519 | 1213654.2553
141 | 2667289.2364 | 1213651.1746
142 | 2667273.9563 | 1213642.2634
143 | 2667268.6766 | 1213639.1843
144 | 2667017.8682 | 1213705.4207

## line_std_types
| c_nf_per_km | r_ohm_per_km | x_ohm_per_km | max_i_ka | type | q_mm2 | alpha | voltage_rating
NAYY 4x50 SE | 210 | 0.642 | 0.083 | 0.142 | cs | 50 | 0.00403 | LV
NAYY 4x120 SE | 264 | 0.225 | 0.08 | 0.242 | cs | 120 | 0.00403 | LV
NAYY 4x150 SE | 261 | 0.208 | 0.08 | 0.27 | cs | 150 | 0.00403 | LV
NA2XS2Y 1x95 RM/25 12/20 kV | 216 | 0.313 | 0.132 | 0.252 | cs | 95 | 0.00403 | MV
NA2XS2Y 1x185 RM/25 12/20 kV | 273 | 0.161 | 0.117 | 0.362 | cs | 185 | 0.00403 | MV
NA2XS2Y 1x240 RM/25 12/20 kV | 304 | 0.122 | 0.112 | 0.421 | cs | 240 | 0.00403 | MV
NA2XS2Y 1x95 RM/25 6/10 kV | 315 | 0.313 | 0.123 | 0.249 | cs | 95 | 0.00403 | MV
NA2XS2Y 1x185 RM/25 6/10 kV | 406 | 0.161 | 0.11 | 0.358 | cs | 185 | 0.00403 | MV
NA2XS2Y 1x240 RM/25 6/10 kV | 456 | 0.122 | 0.105 | 0.416 | cs | 240 | 0.00403 | MV
NA2XS2Y 1x150 RM/25 12/20 kV | 250 | 0.206 | 0.116 | 0.319 | cs | 150 | 0.00403 | MV
NA2XS2Y 1x120 RM/25 12/20 kV | 230 | 0.253 | 0.119 | 0.283 | cs | 120 | 0.00403 | MV
NA2XS2Y 1x70 RM/25 12/20 kV | 190 | 0.443 | 0.132 | 0.22 | cs | 70 | 0.00403 | MV
NA2XS2Y 1x150 RM/25 6/10 kV | 360 | 0.206 | 0.11 | 0.315 | cs | 150 | 0.00403 | MV
NA2XS2Y 1x120 RM/25 6/10 kV | 340 | 0.253 | 0.113 | 0.28 | cs | 120 | 0.00403 | MV
NA2XS2Y 1x70 RM/25 6/10 kV | 280 | 0.443 | 0.123 | 0.217 | cs | 70 | 0.00403 | MV
N2XS(FL)2Y 1x120 RM/35 64/110 kV | 112 | 0.153 | 0.166 | 0.366 | cs | 120 | 0.00393 | HV
N2XS(FL)2Y 1x185 RM/35 64/110 kV | 125 | 0.099 | 0.156 | 0.457 | cs | 185 | 0.00393 | HV
N2XS(FL)2Y 1x240 RM/35 64/110 kV | 135 | 0.075 | 0.149 | 0.526 | cs | 240 | 0.00393 | HV
N2XS(FL)2Y 1x300 RM/35 64/110 kV | 144 | 0.06 | 0.144 | 0.588 | cs | 300 | 0.00393 | HV
15-AL1/3-ST1A 0.4 | 11 | 1.8769 | 0.35 | 0.105 | ol | 16 | 0.00403 | LV
24-AL1/4-ST1A 0.4 | 11.25 | 1.2012 | 0.335 | 0.14 | ol | 24 | 0.00403 | LV
48-AL1/8-ST1A 0.4 | 12.2 | 0.5939 | 0.3 | 0.21 | ol | 48 | 0.00403 | LV
94-AL1/15-ST1A 0.4 | 13.2 | 0.306 | 0.29 | 0.35 | ol | 94 | 0.00403 | LV
34-AL1/6-ST1A 10.0 | 9.7 | 0.8342 | 0.36 | 0.17 | ol | 34 | 0.00403 | MV
48-AL1/8-ST1A 10.0 | 10.1 | 0.5939 | 0.35 | 0.21 | ol | 48 | 0.00403 | MV
70-AL1/11-ST1A 10.0 | 10.4 | 0.4132 | 0.339 | 0.29 | ol | 70 | 0.00403 | MV
94-AL1/15-ST1A 10.0 | 10.75 | 0.306 | 0.33 | 0.35 | ol | 94 | 0.00403 | MV
122-AL1/20-ST1A 10.0 | 11.1 | 0.2376 | 0.323 | 0.41 | ol | 122 | 0.00403 | MV
149-AL1/24-ST1A 10.0 | 11.25 | 0.194 | 0.315 | 0.47 | ol | 149 | 0.00403 | MV
34-AL1/6-ST1A 20.0 | 9.15 | 0.8342 | 0.382 | 0.17 | ol | 34 | 0.00403 | MV
48-AL1/8-ST1A 20.0 | 9.5 | 0.5939 | 0.372 | 0.21 | ol | 48 | 0.00403 | MV
70-AL1/11-ST1A 20.0 | 9.7 | 0.4132 | 0.36 | 0.29 | ol | 70 | 0.00403 | MV
94-AL1/15-ST1A 20.0 | 10 | 0.306 | 0.35 | 0.35 | ol | 94 | 0.00403 | MV
122-AL1/20-ST1A 20.0 | 10.3 | 0.2376 | 0.344 | 0.41 | ol | 122 | 0.00403 | MV
149-AL1/24-ST1A 20.0 | 10.5 | 0.194 | 0.337 | 0.47 | ol | 149 | 0.00403 | MV
184-AL1/30-ST1A 20.0 | 10.75 | 0.1571 | 0.33 | 0.535 | ol | 184 | 0.00403 | MV
243-AL1/39-ST1A 20.0 | 11 | 0.1188 | 0.32 | 0.645 | ol | 243 | 0.00403 | MV
48-AL1/8-ST1A 110.0 | 8 | 0.5939 | 0.46 | 0.21 | ol | 48 | 0.00403 | HV
70-AL1/11-ST1A 110.0 | 8.4 | 0.4132 | 0.45 | 0.29 | ol | 70 | 0.00403 | HV
94-AL1/15-ST1A 110.0 | 8.65 | 0.306 | 0.44 | 0.35 | ol | 94 | 0.00403 | HV
122-AL1/20-ST1A 110.0 | 8.5 | 0.2376 | 0.43 | 0.41 | ol | 122 | 0.00403 | HV
149-AL1/24-ST1A 110.0 | 8.75 | 0.194 | 0.41 | 0.47 | ol | 149 | 0.00403 | HV
184-AL1/30-ST1A 110.0 | 8.8 | 0.1571 | 0.4 | 0.535 | ol | 184 | 0.00403 | HV
243-AL1/39-ST1A 110.0 | 9 | 0.1188 | 0.39 | 0.645 | ol | 243 | 0.00403 | HV
305-AL1/39-ST1A 110.0 | 9.2 | 0.0949 | 0.38 | 0.74 | ol | 305 | 0.00403 | HV
490-AL1/64-ST1A 110.0 | 9.75 | 0.059 | 0.37 | 0.96 | ol | 490 | 0.00403 | HV
679-AL1/86-ST1A 110.0 | 9.95 | 0.042 | 0.36 | 1.15 | ol | 679 | 0.00403 | HV
490-AL1/64-ST1A 220.0 | 10 | 0.059 | 0.285 | 0.96 | ol | 490 | 0.00403 | HV
679-AL1/86-ST1A 220.0 | 11.7 | 0.042 | 0.275 | 1.15 | ol | 679 | 0.00403 | HV
490-AL1/64-ST1A 380.0 | 11 | 0.059 | 0.253 | 0.96 | ol | 490 | 0.00403 | HV
679-AL1/86-ST1A 380.0 | 14.6 | 0.042 | 0.25 | 1.15 | ol | 679 | 0.00403 | HV

## trafo_std_types
| i0_percent | pfe_kw | vkr_percent | sn_mva | vn_lv_kv | vn_hv_kv | vk_percent | shift_degree | vector_group | tap_side | tap_neutral | tap_min | tap_max | tap_step_degree | tap_step_percent | tap_phase_shifter
160 MVA 380/110 kV | 0.06 | 60 | 0.25 | 160 | 110 | 380 | 12.2 | 0 | Yy0 | hv | 0 | -9 | 9 | 0 | 1.5 | FALSE
100 MVA 220/110 kV | 0.06 | 55 | 0.26 | 100 | 110 | 220 | 12 | 0 | Yy0 | hv | 0 | -9 | 9 | 0 | 1.5 | FALSE
63 MVA 110/20 kV | 0.04 | 22 | 0.32 | 63 | 20 | 110 | 18 | 150 | YNd5 | hv | 0 | -9 | 9 | 0 | 1.5 | FALSE
40 MVA 110/20 kV | 0.05 | 18 | 0.34 | 40 | 20 | 110 | 16.2 | 150 | YNd5 | hv | 0 | -9 | 9 | 0 | 1.5 | FALSE
25 MVA 110/20 kV | 0.07 | 14 | 0.41 | 25 | 20 | 110 | 12 | 150 | YNd5 | hv | 0 | -9 | 9 | 0 | 1.5 | FALSE
63 MVA 110/10 kV | 0.04 | 22 | 0.32 | 63 | 10 | 110 | 18 | 150 | YNd5 | hv | 0 | -9 | 9 | 0 | 1.5 | FALSE
40 MVA 110/10 kV | 0.05 | 18 | 0.34 | 40 | 10 | 110 | 16.2 | 150 | YNd5 | hv | 0 | -9 | 9 | 0 | 1.5 | FALSE
25 MVA 110/10 kV | 0.07 | 14 | 0.41 | 25 | 10 | 110 | 12 | 150 | YNd5 | hv | 0 | -9 | 9 | 0 | 1.5 | FALSE
0.25 MVA 20/0.4 kV | 0.32 | 0.8 | 1.44 | 0.25 | 0.4 | 20 | 6 | 150 | Yzn5 | hv | 0 | -2 | 2 | 0 | 2.5 | FALSE
0.4 MVA 20/0.4 kV | 0.3375 | 1.35 | 1.425 | 0.4 | 0.4 | 20 | 6 | 150 | Dyn5 | hv | 0 | -2 | 2 | 0 | 2.5 | FALSE
0.63 MVA 20/0.4 kV | 0.2619 | 1.65 | 1.206 | 0.63 | 0.4 | 20 | 6 | 150 | Dyn5 | hv | 0 | -2 | 2 | 0 | 2.5 | FALSE
0.25 MVA 10/0.4 kV | 0.24 | 0.6 | 1.2 | 0.25 | 0.4 | 10 | 4 | 150 | Dyn5 | hv | 0 | -2 | 2 | 0 | 2.5 | FALSE
0.4 MVA 10/0.4 kV | 0.2375 | 0.95 | 1.325 | 0.4 | 0.4 | 10 | 4 | 150 | Dyn5 | hv | 0 | -2 | 2 | 0 | 2.5 | FALSE
0.63 MVA 10/0.4 kV | 0.1873 | 1.18 | 1.0794 | 0.63 | 0.4 | 10 | 4 | 150 | Dyn5 | hv | 0 | -2 | 2 | 0 | 2.5 | FALSE

## trafo3w_std_types
| sn_hv_mva | sn_mv_mva | sn_lv_mva | vn_hv_kv | vn_mv_kv | vn_lv_kv | vk_hv_percent | vk_mv_percent | vk_lv_percent | vkr_hv_percent | vkr_mv_percent | vkr_lv_percent | pfe_kw | i0_percent | shift_mv_degree | shift_lv_degree | vector_group | tap_side | tap_neutral | tap_min | tap_max | tap_step_percent
63/25/38 MVA 110/20/10 kV | 63 | 25 | 38 | 110 | 20 | 10 | 10.4 | 10.4 | 10.4 | 0.28 | 0.32 | 0.35 | 35 | 0.89 | 0 | 0 | YN0yn0yn0 | hv | 0 | -10 | 10 | 1.2
63/25/38 MVA 110/10/10 kV | 63 | 25 | 38 | 110 | 10 | 10 | 10.4 | 10.4 | 10.4 | 0.28 | 0.32 | 0.35 | 35 | 0.89 | 0 | 0 | YN0yn0yn0 | hv | 0 | -10 | 10 | 1.2

## fuse_std_types
| fuse_type | i_rated_a | t_avg | t_min | t_total | x_avg | x_min | x_total
HV 100A | HV 100A | 100 | 0 | [10.0, 3.64, 0.854, 0.281, 0.1, 0.0531, 0.022, 0.01] | [10.0, 4.267, 1.21, 0.403, 0.1, 0.058, 0.022, 0.01] | 0 | [300.0, 350.0, 450.0, 550.0, 700.0, 850.0, 1200.0, 1752.0] | [600.0, 700.0, 900.0, 1150.0, 1665.0, 2000.0, 3000.0, 4313.0]
HV 10A | HV 10A | 10 | 0 | [10.0, 1675.0, 0.344, 0.156, 0.1, 0.0417, 0.0171, 0.01] | [10.0, 1.3, 0.3, 0.155, 0.1, 0.0555, 0.023, 0.01] | 0 | [30.0, 32.0, 35.0, 37.0, 39.0, 50.0, 70.0, 88.0] | [60.0, 70.0, 80.0, 87.0, 94.0, 110.0, 150.0, 216.0]
HV 125A | HV 125A | 125 | 0 | [10.0, 1.82, 0.344, 0.1, 0.0467, 0.0269, 0.01] | [10.0, 2.478, 0.426, 0.1, 0.0427, 0.0211, 0.01] | 0 | [375.0, 500.0, 700.0, 925.0, 1200.0, 1500.0, 2341.0] | [750.0, 1000.0, 1500.0, 2200.0, 3000.0, 4000.0, 5765.0]
HV 160A | HV 160A | 160 | 0 | [10.0, 4.15, 1.03, 0.198, 0.1, 0.051, 0.0172, 0.01] | [10.0, 2.3, 0.734, 0.274, 0.1, 0.046, 0.0177, 0.01] | 0 | [480.0, 550.0, 700.0, 1000.0, 1260.0, 1600.0, 2500.0, 3227.0] | [960.0, 1300.0, 1700.0, 2200.0, 2996.0, 4000.0, 6000.0, 7946.0]
HV 16A | HV 16A | 16 | 0 | [10.0, 0.352, 0.164, 0.1, 0.0649, 0.0342, 0.01] | [10.0, 2.34, 0.722, 0.181, 0.1, 0.055, 0.0296, 0.01] | 0 | [48.0, 60.0, 65.0, 71.0, 80.0, 100.0, 162.0] | [96.0, 110.0, 125.0, 150.0, 168.0, 200.0, 250.0, 398.0]
HV 200A | HV 200A | 200 | 0 | [10.0, 4.267, 1.21, 0.403, 0.1, 0.058, 0.022, 0.01] | [10.0, 3.73, 1.654, 0.328, 0.1, 0.0531, 0.019, 0.01] | 0 | [600.0, 700.0, 900.0, 1150.0, 1665.0, 2000.0, 3000.0, 4313.0] | [1200.0, 1500.0, 1800.0, 2700.0, 3960.0, 5000.0, 7500.0, 10620.0]
HV 20A | HV 20A | 20 | 0 | [10.0, 1.3, 0.3, 0.155, 0.1, 0.0555, 0.023, 0.01] | [10.0, 1.3, 0.161, 0.1, 0.0611, 0.0399, 0.0141, 0.01] | 0 | [60.0, 70.0, 80.0, 87.0, 94.0, 110.0, 150.0, 216.0] | [120.0, 150.0, 200.0, 223.0, 260.0, 300.0, 450.0, 532.0]
HV 25A | HV 25A | 25 | 0 | [10.0, 2.512, 0.833, 0.299, 0.1, 0.0372, 0.0223, 0.01] | [10.0, 3.125, 0.597, 0.198, 0.1, 0.0378, 0.022, 0.01] | 0 | [75.0, 82.0, 90.0, 100.0, 124.0, 170.0, 200.0, 289.0] | [150.0, 170.0, 210.0, 250.0, 294.0, 400.0, 500.0, 711.0]
HV 31.5A | HV 31.5A | 31.5 | 0 | [10.0, 2.34, 0.722, 0.181, 0.1, 0.055, 0.0296, 0.01] | [10.0, 2.84, 0.368, 0.164, 0.1, 0.0621, 0.0378, 0.0195, 0.01] | 0 | [95.0, 110.0, 125.0, 150.0, 165.0, 200.0, 250.0, 390.0] | [189.0, 220.0, 300.0, 350.0, 393.0, 450.0, 530.0, 700.0, 960.0]
HV 40A | HV 40A | 40 | 0 | [10.0, 1.3, 0.161, 0.1, 0.0611, 0.0399, 0.0141, 0.01] | [10.0, 2.05, 0.369, 0.198, 0.1, 0.051, 0.0298, 0.01] | 0 | [120.0, 150.0, 200.0, 223.0, 260.0, 300.0, 450.0, 532.0] | [240.0, 300.0, 400.0, 450.0, 530.0, 650.0, 800.0, 1311.0]
HV 50A | HV 50A | 50 | 0 | [10.0, 3.215, 0.597, 0.198, 0.1, 0.0378, 0.022, 0.01] | [10.0, 3.64, 0.854, 0.281, 0.1, 0.0531, 0.022, 0.01] | 0 | [150.0, 170.0, 210.0, 250.0, 294.0, 400.0, 500.0, 711.0] | [300.0, 350.0, 450.0, 550.0, 700.0, 850.0, 1200.0, 1752.0]
HV 6.3A | HV 6.3A | 6.3 | 0 | [10.0, 1.39, 0.344, 0.168, 0.1, 0.056, 0.0263, 0.01] | [10.0, 1.711, 0.516, 0.198, 0.1, 0.0634, 0.0303, 0.01] | 0 | [19.0, 19.5, 20.4, 20.8, 22.0, 25.0, 32.0, 48.0] | [38.0, 40.0, 43.0, 48.0, 53.0, 60.0, 75.0, 118.0]
HV 63A | HV 63A | 63 | 0 | [10.0, 2.84, 0.368, 0.164, 0.1, 0.0621, 0.0378, 0.0195, 0.01] | [10.0, 1.82, 0.344, 0.1, 0.0467, 0.0269, 0.01] | 0 | [189.0, 220.0, 300.0, 350.0, 393.0, 450.0, 530.0, 700.0, 961.0] | [378.0, 500.0, 700.0, 934.0, 1200.0, 1500.0, 2366.0]
HV 80A | HV 80A | 80 | 0 | [10.0, 2.05, 0.369, 0.198, 0.1, 0.051, 0.0298, 0.01] | [10.0, 4.15, 1.03, 0.198, 0.1, 0.051, 0.0172, 0.01] | 0 | [240.0, 300.0, 400.0, 450.0, 530.0, 650.0, 800.0, 1311.0] | [480.0, 550.0, 700.0, 1000.0, 1260.0, 1600.0, 2500.0, 3227.0]
Siemens NH-1-100 | Siemens NH-1-100 | 100 | [5400.0, 2000.0, 400.0, 20.0, 1.0, 0.2, 0.012, 0.004] | 0 | 0 | [150.0, 190.0, 250.0, 430.0, 900.0, 1250.0, 2700.0, 3600.0] | 0 | 0
Siemens NH-1-125 | Siemens NH-1-125 | 125 | [4800.0, 120.0, 7.0, 0.1, 0.004] | 0 | 0 | [180.0, 400.0, 740.0, 2000.0, 4250.0] | 0 | 0
Siemens NH-1-16 | Siemens NH-1-16 | 16 | [4000.0, 400.0, 2.0, 0.1, 0.04, 0.01] | 0 | 0 | [26.0, 35.0, 75.0, 150.0, 200.0, 300.0] | 0 | 0
Siemens NH-1-160 | Siemens NH-1-160 | 160 | [4800.0, 120.0, 7.0, 0.1, 0.004] | 0 | 0 | [210.0, 500.0, 900.0, 2300.0, 5000.0] | 0 | 0
Siemens NH-1-25 | Siemens NH-1-25 | 25 | [4000.0, 1000.0, 10.0, 0.2, 0.02, 0.01] | 0 | 0 | [40.0, 50.0, 100.0, 210.0, 400.0, 500.0] | 0 | 0
Siemens NH-1-50 | Siemens NH-1-50 | 50 | [4000.0, 40.0, 4.0, 1.0, 0.02, 0.01] | 0 | 0 | [86.0, 200.0, 300.0, 400.0, 1000.0, 1280.0] | 0 | 0
Siemens NH-1-63 | Siemens NH-1-63 | 63 | [4000.0, 100.0, 10.0, 2.0, 0.04, 0.01] | 0 | 0 | [100.0, 200.0, 300.0, 400.0, 1000.0, 1500.0] | 0 | 0
Siemens NH-1-80 | Siemens NH-1-80 | 80 | [4800.0, 120.0, 7.0, 0.1, 0.01] | 0 | 0 | [150.58, 250.0, 450.0, 1150.0, 2470.0] | 0 | 0
Siemens NH-2-1000 | Siemens NH-2-1000 | 1000 | [4800.0, 120.0, 7.0, 0.1, 0.004] | 0 | 0 | [1900.0, 3500.0, 8400.0, 24000.0, 52000.0] | 0 | 0
Siemens NH-2-200 | Siemens NH-2-200 | 200 | [4800.0, 120.0, 7.0, 0.1, 0.004] | 0 | 0 | [280.0, 650.0, 1200.0, 3000.0, 7000.0] | 0 | 0
Siemens NH-2-224 | Siemens NH-2-224 | 224 | [4800.0, 120.0, 7.0, 0.2, 0.04, 0.004] | 0 | 0 | [400.0, 750.0, 1453.0, 3025.0, 4315.0, 7600.0] | 0 | 0
Siemens NH-2-250 | Siemens NH-2-250 | 250 | [4800.0, 120.0, 7.0, 0.1, 0.004] | 0 | 0 | [450.0, 800.0, 1650.0, 4000.0, 8500.0] | 0 | 0
Siemens NH-2-315 | Siemens NH-2-315 | 315 | [4800.0, 120.0, 7.0, 0.1, 0.004] | 0 | 0 | [550.0, 920.0, 1900.0, 5000.0, 11000.0] | 0 | 0
Siemens NH-2-355 | Siemens NH-2-355 | 355 | [4800.0, 120.0, 6.0, 0.1, 0.004] | 0 | 0 | [650.0, 1116.27, 2350.0, 5840.0, 12790.0] | 0 | 0
Siemens NH-2-400 | Siemens NH-2-400 | 400 | [4800.0, 120.0, 7.0, 0.1, 0.004] | 0 | 0 | [720.0, 1350.0, 2800.0, 6500.0, 15000.0] | 0 | 0
Siemens NH-2-425 | Siemens NH-2-425 | 425 | [4800.0, 120.0, 7.0, 0.1, 0.004] | 0 | 0 | [850.0, 1500.0, 3050.0, 7500.0, 16500.0] | 0 | 0
Siemens NH-2-630 | Siemens NH-2-630 | 630 | [4800.0, 120.0, 7.0, 0.1, 0.004] | 0 | 0 | [1200.0, 2000.0, 4800.0, 12000.0, 26000.0] | 0 | 0

## res_bus
| vm_pu | va_degree | p_mw | q_mvar
0 | 0.99456 | -0.10403 | 0.0011302 | 0.00028325
1 | 0.99485 | -0.098435 | 0.0010145 | 0.00025425
2 | 0.99422 | -0.11056 | 0 | 0
3 | 0.99506 | -0.094339 | 0.0012046 | 0.00030191
4 | 0.99421 | -0.11085 | 0 | 0
5 | 0.99378 | -0.11899 | 0.0036309 | 0.00090998
6 | 0.99587 | -0.078831 | 0.00078242 | 0.00019609
7 | 0.99419 | -0.11111 | 0.0012144 | 0.00030435
8 | 0.99293 | -0.13552 | 0.0029168 | 0.00073101
9 | 0.99762 | -0.045226 | 0 | 0
10 | 0.99177 | -0.15786 | 0 | 0
11 | 0.99195 | -0.1545 | 0 | 0
12 | 0.99161 | -0.161 | 0.012699 | 0.0031828
13 | 0.99209 | -0.1518 | 0.0039121 | 0.00098046
14 | 0.99139 | -0.16526 | 0 | 0
15 | 0.9913 | -0.16708 | 0 | 0
16 | 0.99126 | -0.16775 | 0.0045555 | 0.0011417
17 | 0.99097 | -0.17336 | 0.0069812 | 0.0017497
18 | 0.97813 | -0.42186 | 0.0051164 | 0.0012823
19 | 0.97707 | -0.44278 | 0.0041798 | 0.0010476
20 | 0.9788 | -0.40884 | 0 | 0
21 | 0.977 | -0.44427 | 0 | 0
22 | 0.98008 | -0.38373 | 0 | 0
23 | 0.97874 | -0.40998 | 0 | 0
24 | 0.98399 | -0.30741 | 0.0030507 | 0.00076458
25 | 0.98421 | -0.30311 | 0.002884 | 0.0007228
26 | 0.9769 | -0.44615 | 0 | 0
27 | 0.97872 | -0.41043 | 0.0018052 | 0.00045242
28 | 0.97682 | -0.44764 | 0.0025051 | 0.00062784
29 | 0.98556 | -0.27676 | 0.0010758 | 0.00026961
30 | 0.9863 | -0.26247 | 0.0024485 | 0.00061365
31 | 0.98555 | -0.27702 | 0.0029596 | 0.00074175
32 | 0.98636 | -0.26126 | 0.0013071 | 0.00032758
33 | 0.98484 | -0.29079 | 0.0040894 | 0.0010249
34 | 0.98711 | -0.24667 | 0.0062518 | 0.0015668
35 | 0.98476 | -0.29236 | 0.0026492 | 0.00066396
36 | 0.9876 | -0.23725 | 0 | 0
37 | 0.98449 | -0.2977 | 0 | 0
38 | 0.98642 | -0.26008 | 0.0012881 | 0.00032284
39 | 0.98849 | -0.22009 | 0.0079539 | 0.0019934
40 | 0.985 | -0.28742 | 0 | 0
41 | 0.99219 | -0.14903 | 0 | 0
42 | 0.98447 | -0.29802 | 0.0036063 | 0.00090383
43 | 0.97728 | -0.43812 | 0.0053094 | 0.0013307
44 | 0.97715 | -0.44067 | 0.0055087 | 0.0013806
45 | 0.9776 | -0.43192 | 0 | 0
46 | 0.97816 | -0.42088 | 0 | 0
47 | 0.97861 | -0.412 | 0 | 0
48 | 0.97895 | -0.40534 | 0.0080866 | 0.0020267
49 | 0.9781 | -0.422 | 0.0063196 | 0.0015839
50 | 0.97924 | -0.39972 | 0 | 0
51 | 0.97875 | -0.40934 | 0 | 0
52 | 0.97836 | -0.41698 | 0 | 0
53 | 0.97839 | -0.4163 | 0 | 0
54 | 0.97819 | -0.42039 | 0.0060385 | 0.0015134
55 | 0.97824 | -0.4193 | 0.011094 | 0.0027804
56 | 0.97804 | -0.42317 | 0.0077195 | 0.0019347
57 | 0.98478 | -0.29186 | 0.0136 | 0.0034084
58 | 0.99668 | -0.062915 | 0 | 0
59 | 0.99775 | -0.042552 | 0.010587 | 0.0026533
60 | 0.99576 | -0.080396 | 0.003701 | 0.00092755
61 | 0.97775 | -0.42888 | 0.0044549 | 0.0011165
62 | 0.97727 | -0.43844 | 0 | 0
63 | 0.97735 | -0.43685 | 0 | 0
64 | 0.97703 | -0.44313 | 0.0049423 | 0.0012387
65 | 0.99942 | -0.010966 | 0.004767 | 0.0011947
66 | 0.99542 | -0.087271 | 0 | 0
67 | 1 | 0 | -0.52414 | -0.13351
68 | 0.99487 | -0.097855 | 0 | 0
69 | 0.99378 | -0.11854 | 0.030069 | 0.007536
70 | 0.98684 | -0.2515 | 0.0033566 | 0.00084124
71 | 0.98691 | -0.25019 | 0.0075497 | 0.0018921
72 | 0.98707 | -0.24707 | 0 | 0
73 | 0.98875 | -0.21458 | 0 | 0
74 | 0.98512 | -0.28474 | 0 | 0
75 | 0.98682 | -0.252 | 0.0026107 | 0.00065431
76 | 0.97998 | -0.38426 | 0 | 0
77 | 0.97556 | -0.47087 | 0 | 0
78 | 0.9823 | -0.3392 | 0.0023859 | 0.00059797
79 | 0.98478 | -0.29128 | 0.0029414 | 0.0007372
80 | 0.98864 | -0.21683 | 0 | 0
81 | 0.9902 | -0.18673 | 0.01695 | 0.004248
82 | 0.98836 | -0.2222 | 0 | 0
83 | 0.98805 | -0.22833 | 0.0025619 | 0.00064207
84 | 0.98677 | -0.25285 | 0.0030014 | 0.00075222
85 | 0.97391 | -0.50344 | 0 | 0
86 | 0.97523 | -0.47737 | 0.0072759 | 0.0018235
87 | 0.9842 | -0.30262 | 0.0047107 | 0.0011806
88 | 0.99482 | -0.098242 | 0.0029214 | 0.00073217
89 | 0.99442 | -0.10594 | 0.0042219 | 0.0010581
90 | 0.99326 | -0.12809 | 0.0057589 | 0.0014433
91 | 0.99439 | -0.10649 | 0 | 0
92 | 0.99436 | -0.10716 | 0 | 0
93 | 0.993 | -0.13315 | 0.0015567 | 0.00039016
94 | 0.99418 | -0.11068 | 0.0068718 | 0.0017222
95 | 0.97632 | -0.45712 | 0.0038377 | 0.00096182
96 | 0.97643 | -0.45495 | 0.0031198 | 0.0007819
97 | 0.97182 | -0.54452 | 0.0013373 | 0.00033516
98 | 0.97185 | -0.544 | 0 | 0
99 | 0.99099 | -0.17222 | 0.023735 | 0.0059486
100 | 0.98998 | -0.19191 | 0.027044 | 0.0067779
101 | 0.98987 | -0.19478 | 0.0039409 | 0.00098769
102 | 0.99045 | -0.18361 | 0 | 0
103 | 0.98986 | -0.19497 | 0.0020425 | 0.0005119
104 | 0.98641 | -0.25998 | 0.0036292 | 0.00090957
105 | 0.98645 | -0.25914 | 0.001607 | 0.00040275
106 | 0.98657 | -0.25674 | 0.0046528 | 0.0011661
107 | 0.99198 | -0.15259 | 0.0023555 | 0.00059034
108 | 0.98801 | -0.22909 | 0.0090715 | 0.0022735
109 | 0.99486 | -0.097918 | 0.00045816 | 0.00011483
110 | 0.99406 | -0.11337 | 0.045598 | 0.011428
111 | 0.99401 | -0.11437 | 0.0027981 | 0.00070128
112 | 0.97683 | -0.44701 | 0 | 0
113 | 0.97681 | -0.44735 | 0 | 0
114 | 0.9768 | -0.44754 | 0 | 0
115 | 0.97675 | -0.44863 | 0.002281 | 0.00057168
116 | 0.97718 | -0.44022 | 0 | 0
117 | 0.97684 | -0.44681 | 0.0062525 | 0.001567
118 | 0.98414 | -0.30382 | 0.016765 | 0.0042016
119 | 0.98405 | -0.30552 | 0.0059956 | 0.0015026
120 | 0.9719 | -0.54297 | 0.0028294 | 0.00070913
121 | 0.97197 | -0.54162 | 0.0028648 | 0.00071799
122 | 0.97361 | -0.50932 | 0.00079501 | 0.00019925
123 | 0.97362 | -0.50899 | 0.0012538 | 0.00031422
124 | 0.97342 | -0.51298 | 0.0043143 | 0.0010813
125 | 0.97352 | -0.51107 | 0.00079501 | 0.00019925
126 | 0.97201 | -0.54083 | 0.0028294 | 0.00070912
127 | 0.97375 | -0.50647 | 0.0011266 | 0.00028234
128 | 0.97388 | -0.50392 | 0 | 0
129 | 0.97514 | -0.47905 | 0.018152 | 0.0045494
130 | 0.97649 | -0.45383 | 0 | 0
131 | 0.97643 | -0.45491 | 0.0063025 | 0.0015796
132 | 0.97361 | -0.50917 | 0.00094908 | 0.00023786
133 | 0.97367 | -0.50801 | 0.00092955 | 0.00023297
134 | 0.97368 | -0.50779 | 0 | 0
135 | 0.97373 | -0.50684 | 0.0012343 | 0.00030935
136 | 0.97369 | -0.50765 | 0 | 0
137 | 0.97357 | -0.50994 | 0.001143 | 0.00028647
138 | 0.97308 | -0.51979 | 0.0011283 | 0.00028277
139 | 0.97295 | -0.52231 | 0.0011429 | 0.00028643
140 | 0.9726 | -0.52913 | 0.0028274 | 0.00070861
141 | 0.9725 | -0.5312 | 0.0028671 | 0.00071856
142 | 0.97224 | -0.53628 | 0.0028269 | 0.0007085
143 | 0.97217 | -0.53771 | 0.0028667 | 0.00071845
144 | 0.99998 | 149.9956 | 0 | 0

## res_line
| p_from_mw | q_from_mvar | p_to_mw | q_to_mvar | pl_mw | ql_mvar | i_from_ka | i_to_ka | i_ka | vm_from_pu | va_from_degree | vm_to_pu | va_to_degree | loading_percent
0 | -0.043138 | -0.010851 | 0.043149 | 0.010858 | 1.154e-05 | 7.2896e-06 | 0.064555 | 0.064555 | 0.064555 | 0.99456 | -0.10403 | 0.99485 | -0.098435 | 17.7348
1 | 0.042007 | 0.010568 | -0.041994 | -0.010559 | 1.3105e-05 | 8.2724e-06 | 0.062864 | 0.062864 | 0.062864 | 0.99456 | -0.10403 | 0.99422 | -0.11056 | 17.2702
2 | -0.044164 | -0.011112 | 0.044172 | 0.011118 | 8.6459e-06 | 5.4648e-06 | 0.066072 | 0.066072 | 0.066072 | 0.99485 | -0.098435 | 0.99506 | -0.094339 | 18.1516
3 | 0.0012144 | 0.00030404 | -0.0012144 | -0.0003042 | 1.6281e-08 | -1.6003e-07 | 0.0018174 | 0.0018175 | 0.0018175 | 0.99422 | -0.11056 | 0.99421 | -0.11085 | 0.49931
4 | 0.04078 | 0.010255 | -0.040764 | -0.010245 | 1.6399e-05 | 1.0343e-05 | 0.061046 | 0.061046 | 0.061046 | 0.99422 | -0.11056 | 0.99378 | -0.11899 | 16.771
5 | -0.045377 | -0.01142 | 0.045411 | 0.011441 | 3.3657e-05 | 2.1287e-05 | 0.067873 | 0.067873 | 0.067873 | 0.99506 | -0.094339 | 0.99587 | -0.078831 | 18.6465
6 | 0.0012144 | 0.0003042 | -0.0012144 | -0.00030435 | 1.5052e-08 | -1.4793e-07 | 0.0018175 | 0.0018175 | 0.0018175 | 0.99421 | -0.11085 | 0.99419 | -0.11111 | 0.49933
7 | 0.037133 | 0.009335 | -0.037103 | -0.0093166 | 2.9297e-05 | 1.8423e-05 | 0.05561 | 0.05561 | 0.05561 | 0.99378 | -0.11899 | 0.99293 | -0.13552 | 15.2774
8 | -0.046193 | -0.011637 | 0.046267 | 0.011684 | 7.4375e-05 | 4.7058e-05 | 0.069042 | 0.069042 | 0.069042 | 0.99587 | -0.078831 | 0.99762 | -0.045226 | 18.9677
9 | 0.034187 | 0.0085856 | -0.03416 | -0.008569 | 2.6521e-05 | 1.6626e-05 | 0.051239 | 0.051239 | 0.051239 | 0.99293 | -0.13552 | 0.99209 | -0.1518 | 14.0766
10 | -0.32698 | -0.083165 | 0.32752 | 0.08351 | 0.00054074 | 0.00034536 | 0.48814 | 0.48814 | 0.48814 | 0.99762 | -0.045226 | 0.99942 | -0.010966 | 44.7012
11 | 0.28071 | 0.07148 | -0.28014 | -0.071118 | 0.00056796 | 0.00036248 | 0.41909 | 0.4191 | 0.4191 | 0.99762 | -0.045226 | 0.99542 | -0.087271 | 38.3787
12 | -0.030239 | -0.007583 | 0.030244 | 0.0075861 | 4.8533e-06 | 3.025e-06 | 0.045371 | 0.045371 | 0.045371 | 0.99177 | -0.15786 | 0.99195 | -0.1545 | 12.4646
13 | 0.030239 | 0.007583 | -0.030235 | -0.0075802 | 4.5239e-06 | 2.8197e-06 | 0.045371 | 0.045371 | 0.045371 | 0.99177 | -0.15786 | 0.99161 | -0.161 | 12.4647
14 | -0.030244 | -0.0075861 | 0.030248 | 0.0075885 | 3.8937e-06 | 2.4269e-06 | 0.045371 | 0.045371 | 0.045371 | 0.99195 | -0.1545 | 0.99209 | -0.1518 | 12.4646
15 | 0.017535 | 0.0043975 | -0.017532 | -0.0043954 | 3.5572e-06 | 2.0999e-06 | 0.026315 | 0.026315 | 0.026315 | 0.99161 | -0.161 | 0.99139 | -0.16526 | 7.2293
16 | 0.017532 | 0.0043954 | -0.01753 | -0.0043945 | 1.5188e-06 | 8.9664e-07 | 0.026315 | 0.026315 | 0.026315 | 0.99139 | -0.16526 | 0.9913 | -0.16708 | 7.2293
17 | 0.01753 | 0.0043945 | -0.01753 | -0.0043941 | 5.6262e-07 | 3.3214e-07 | 0.026315 | 0.026315 | 0.026315 | 0.9913 | -0.16708 | 0.99126 | -0.16775 | 7.2293
18 | 0.012974 | 0.0032524 | -0.012971 | -0.0032505 | 3.4678e-06 | 1.9052e-06 | 0.019476 | 0.019476 | 0.019476 | 0.99126 | -0.16775 | 0.99097 | -0.17336 | 5.3507
19 | 0.0059896 | 0.0015009 | -0.0059866 | -0.0015002 | 2.9219e-06 | 6.2966e-07 | 0.0089936 | 0.0089941 | 0.0089941 | 0.99097 | -0.17336 | 0.99045 | -0.18361 | 2.4709
20 | 0.0066922 | 0.0016766 | -0.0066855 | -0.0016744 | 6.6617e-06 | 2.1145e-06 | 0.01018 | 0.010181 | 0.010181 | 0.97813 | -0.42186 | 0.97707 | -0.44278 | 2.797
21 | -0.011809 | -0.0029588 | 0.011816 | 0.0029628 | 7.3266e-06 | 3.9286e-06 | 0.017964 | 0.017964 | 0.017964 | 0.97813 | -0.42186 | 0.9788 | -0.40884 | 4.9351
22 | 0.0025057 | 0.00062688 | -0.0025055 | -0.00062717 | 1.7796e-07 | -2.9432e-07 | 0.0038156 | 0.0038157 | 0.0038157 | 0.97707 | -0.44278 | 0.977 | -0.44427 | 1.0483
23 | -0.013621 | -0.0034147 | 0.013637 | 0.0034238 | 1.6318e-05 | 9.1663e-06 | 0.020708 | 0.020707 | 0.020708 | 0.9788 | -0.40884 | 0.98008 | -0.38373 | 5.689
24 | 0.0018053 | 0.0004519 | -0.0018052 | -0.00045228 | 9.761e-08 | -3.7187e-07 | 0.0027443 | 0.0027445 | 0.0027445 | 0.9788 | -0.40884 | 0.97874 | -0.40998 | 0.75398
25 | 0.0025055 | 0.00062717 | -0.0025053 | -0.00062755 | 2.2467e-07 | -3.7142e-07 | 0.0038157 | 0.0038159 | 0.0038159 | 0.977 | -0.44427 | 0.9769 | -0.44615 | 1.0483
26 | -0.013637 | -0.0034238 | 0.013687 | 0.0034518 | 4.983e-05 | 2.797e-05 | 0.020707 | 0.020706 | 0.020707 | 0.98008 | -0.38373 | 0.98399 | -0.30741 | 5.6889
27 | 0.0018052 | 0.00045228 | -0.0018052 | -0.00045242 | 3.8533e-08 | -1.4677e-07 | 0.0027445 | 0.0027446 | 0.0027446 | 0.97874 | -0.40998 | 0.97872 | -0.41043 | 0.754
28 | -0.016738 | -0.0042164 | 0.016741 | 0.0042184 | 3.436e-06 | 2.0175e-06 | 0.025319 | 0.025319 | 0.025319 | 0.98399 | -0.30741 | 0.98421 | -0.30311 | 6.9559
29 | -0.019625 | -0.0049412 | 0.019631 | 0.0049443 | 5.0817e-06 | 3.0567e-06 | 0.02968 | 0.02968 | 0.02968 | 0.98421 | -0.30311 | 0.98449 | -0.2977 | 8.1537
30 | 0.0025053 | 0.00062755 | -0.0025051 | -0.00062784 | 1.7803e-07 | -2.9422e-07 | 0.0038159 | 0.0038161 | 0.0038161 | 0.9769 | -0.44615 | 0.97682 | -0.44764 | 1.0484
31 | -0.034039 | -0.0085657 | 0.034062 | 0.0085803 | 2.3264e-05 | 1.459e-05 | 0.051405 | 0.051405 | 0.051405 | 0.98556 | -0.27676 | 0.9863 | -0.26247 | 14.1222
32 | 0.032963 | 0.0082961 | -0.032963 | -0.0082958 | 4.0571e-07 | 2.5409e-07 | 0.049781 | 0.049781 | 0.049781 | 0.98556 | -0.27676 | 0.98555 | -0.27702 | 13.676
33 | -0.036511 | -0.0091939 | 0.036513 | 0.0091953 | 2.1096e-06 | 1.3265e-06 | 0.055099 | 0.055099 | 0.055099 | 0.9863 | -0.26247 | 0.98636 | -0.26126 | 15.137
34 | 0.030003 | 0.0075541 | -0.029983 | -0.0075418 | 1.9748e-05 | 1.2312e-05 | 0.045312 | 0.045312 | 0.045312 | 0.98555 | -0.27702 | 0.98484 | -0.29079 | 12.4484
35 | -0.03782 | -0.0095228 | 0.037846 | 0.0095395 | 2.64e-05 | 1.662e-05 | 0.057071 | 0.057071 | 0.057071 | 0.98636 | -0.26126 | 0.98711 | -0.24667 | 15.6787
36 | 0.025894 | 0.0065169 | -0.025892 | -0.0065157 | 1.9352e-06 | 1.1956e-06 | 0.039133 | 0.039134 | 0.039134 | 0.98484 | -0.29079 | 0.98476 | -0.29236 | 10.751
37 | -0.044098 | -0.011106 | 0.044118 | 0.011119 | 1.987e-05 | 1.2563e-05 | 0.066495 | 0.066495 | 0.066495 | 0.98711 | -0.24667 | 0.9876 | -0.23725 | 18.2678
38 | 0.023243 | 0.0058517 | -0.023237 | -0.0058481 | 5.933e-06 | 3.6341e-06 | 0.03513 | 0.03513 | 0.03513 | 0.98476 | -0.29236 | 0.98449 | -0.2977 | 9.6512
39 | 0.096953 | 0.024601 | -0.096847 | -0.024533 | 0.00010633 | 6.7879e-05 | 0.14619 | 0.14619 | 0.14619 | 0.9876 | -0.23725 | 0.98642 | -0.26008 | 40.1614
40 | -0.14107 | -0.035719 | 0.14119 | 0.035794 | 0.00011632 | 7.4094e-05 | 0.21268 | 0.21268 | 0.21268 | 0.9876 | -0.23725 | 0.98849 | -0.22009 | 29.2146
41 | 0.0036064 | 0.00090381 | -0.0036063 | -0.00090383 | 5.4346e-08 | -2.7237e-08 | 0.0054509 | 0.0054509 | 0.0054509 | 0.98449 | -0.2977 | 0.98447 | -0.29802 | 1.4975
42 | 0.095559 | 0.02421 | -0.095434 | -0.02413 | 0.00012534 | 8.0011e-05 | 0.14424 | 0.14424 | 0.14424 | 0.98642 | -0.26008 | 0.985 | -0.28742 | 39.6276
43 | -0.14914 | -0.037787 | 0.14965 | 0.038113 | 0.00051103 | 0.00032567 | 0.22466 | 0.22465 | 0.22466 | 0.98849 | -0.22009 | 0.99219 | -0.14903 | 30.8592
44 | 0.013603 | 0.00341 | -0.0136 | -0.0034084 | 2.8766e-06 | 1.6098e-06 | 0.020549 | 0.020549 | 0.020549 | 0.985 | -0.28742 | 0.98478 | -0.29186 | 5.6454
45 | 0.081831 | 0.02072 | -0.081392 | -0.02044 | 0.00043866 | 0.00027977 | 0.1237 | 0.1237 | 0.1237 | 0.985 | -0.28742 | 0.97924 | -0.39972 | 33.9823
46 | -0.20051 | -0.050891 | 0.20081 | 0.051078 | 0.00029458 | 0.00018752 | 0.30094 | 0.30094 | 0.30094 | 0.99219 | -0.14903 | 0.99378 | -0.11854 | 27.5589
47 | 0.050861 | 0.012778 | -0.050805 | -0.012742 | 5.622e-05 | 3.5648e-05 | 0.076289 | 0.076289 | 0.076289 | 0.99219 | -0.14903 | 0.99099 | -0.17222 | 20.9586
48 | 0.0055093 | 0.0013807 | -0.0055087 | -0.0013806 | 6.6785e-07 | 1.1034e-07 | 0.0083885 | 0.0083886 | 0.0083886 | 0.97728 | -0.43812 | 0.97715 | -0.44067 | 2.3046
49 | -0.010819 | -0.0027114 | 0.010822 | 0.002713 | 3.1987e-06 | 1.6532e-06 | 0.016473 | 0.016472 | 0.016473 | 0.97728 | -0.43812 | 0.9776 | -0.43192 | 4.5254
50 | -0.010822 | -0.002713 | 0.010828 | 0.002716 | 5.6913e-06 | 2.9407e-06 | 0.016472 | 0.016472 | 0.016472 | 0.9776 | -0.43192 | 0.97816 | -0.42088 | 4.5254
51 | 0.01404 | 0.0035191 | -0.01404 | -0.0035187 | 7.4898e-07 | 4.2439e-07 | 0.021359 | 0.021359 | 0.021359 | 0.97816 | -0.42088 | 0.9781 | -0.422 | 5.8678
52 | -0.024868 | -0.0062351 | 0.024878 | 0.0062416 | 1.0538e-05 | 6.498e-06 | 0.037831 | 0.037831 | 0.037831 | 0.97816 | -0.42088 | 0.97861 | -0.412 | 10.3931
53 | -0.024878 | -0.0062416 | 0.024886 | 0.0062465 | 7.8917e-06 | 4.8659e-06 | 0.037831 | 0.037831 | 0.037831 | 0.97861 | -0.412 | 0.97895 | -0.40534 | 10.3931
54 | -0.032973 | -0.0082731 | 0.032982 | 0.0082787 | 8.8453e-06 | 5.5429e-06 | 0.050122 | 0.050122 | 0.050122 | 0.97895 | -0.40534 | 0.97924 | -0.39972 | 13.7699
55 | 0.0077199 | 0.0019349 | -0.0077195 | -0.0019347 | 4.2814e-07 | 1.7013e-07 | 0.011745 | 0.011745 | 0.011745 | 0.9781 | -0.422 | 0.97804 | -0.42317 | 3.2265
56 | 0.048411 | 0.012161 | -0.048388 | -0.012147 | 2.2205e-05 | 1.4074e-05 | 0.073573 | 0.073573 | 0.073573 | 0.97924 | -0.39972 | 0.97875 | -0.40934 | 20.2124
57 | 0.037289 | 0.0093642 | -0.037277 | -0.0093564 | 1.2384e-05 | 7.7969e-06 | 0.056699 | 0.056699 | 0.056699 | 0.97875 | -0.40934 | 0.97839 | -0.4163 | 15.5765
58 | 0.011099 | 0.0027831 | -0.011094 | -0.0027804 | 5.2682e-06 | 2.752e-06 | 0.016875 | 0.016875 | 0.016875 | 0.97875 | -0.40934 | 0.97824 | -0.4193 | 4.636
59 | -0.0060395 | -0.0015136 | 0.0060397 | 0.0015137 | 1.9573e-07 | 4.7583e-08 | 0.0091856 | 0.0091856 | 0.0091856 | 0.97836 | -0.41698 | 0.97839 | -0.4163 | 2.5235
60 | 0.0060395 | 0.0015136 | -0.0060385 | -0.0015134 | 9.8215e-07 | 2.3886e-07 | 0.0091856 | 0.0091858 | 0.0091858 | 0.97836 | -0.41698 | 0.97819 | -0.42039 | 2.5236
61 | 0.031237 | 0.0078427 | -0.031218 | -0.007831 | 1.8733e-05 | 1.1711e-05 | 0.047513 | 0.047513 | 0.047513 | 0.97839 | -0.4163 | 0.97775 | -0.42888 | 13.053
62 | -0.17888 | -0.045678 | 0.17906 | 0.04579 | 0.00017625 | 0.00011203 | 0.26737 | 0.26737 | 0.26737 | 0.99668 | -0.062915 | 0.99775 | -0.042552 | 24.484
63 | 0.17888 | 0.045678 | -0.17873 | -0.045582 | 0.000151 | 9.5981e-05 | 0.26737 | 0.26737 | 0.26737 | 0.99668 | -0.062915 | 0.99576 | -0.080396 | 24.484
64 | -0.18964 | -0.048444 | 0.19004 | 0.048692 | 0.00039102 | 0.00024872 | 0.28315 | 0.28315 | 0.28315 | 0.99775 | -0.042552 | 1 | 0 | 25.9298
65 | 0.17503 | 0.044655 | -0.17488 | -0.044559 | 0.00015072 | 9.5778e-05 | 0.26184 | 0.26184 | 0.26184 | 0.99576 | -0.080396 | 0.99482 | -0.098242 | 23.9776
66 | 0.026764 | 0.0067145 | -0.026753 | -0.0067082 | 1.0173e-05 | 6.3057e-06 | 0.040733 | 0.040733 | 0.040733 | 0.97775 | -0.42888 | 0.97735 | -0.43685 | 11.1905
67 | -0.014189 | -0.0035571 | 0.01419 | 0.0035577 | 1.0737e-06 | 6.103e-07 | 0.021605 | 0.021605 | 0.021605 | 0.97727 | -0.43844 | 0.97735 | -0.43685 | 5.9354
68 | 0.014189 | 0.0035571 | -0.014186 | -0.0035553 | 3.1668e-06 | 1.8001e-06 | 0.021605 | 0.021605 | 0.021605 | 0.97727 | -0.43844 | 0.97703 | -0.44313 | 5.9354
69 | 0.012563 | 0.0031505 | -0.012561 | -0.0031494 | 2.0165e-06 | 1.1064e-06 | 0.019129 | 0.019129 | 0.019129 | 0.97735 | -0.43685 | 0.97718 | -0.44022 | 5.2551
70 | 0.0092435 | 0.0023166 | -0.0092418 | -0.0023158 | 1.7074e-06 | 8.0509e-07 | 0.014078 | 0.014078 | 0.014078 | 0.97703 | -0.44313 | 0.97683 | -0.44701 | 3.8676
71 | -0.33228 | -0.084705 | 0.33246 | 0.084817 | 0.00017598 | 0.0001124 | 0.49523 | 0.49523 | 0.49523 | 0.99942 | -0.010966 | 1 | 0 | 45.3511
72 | 0.048915 | 0.012282 | -0.04889 | -0.012266 | 2.4686e-05 | 1.5639e-05 | 0.07313 | 0.07313 | 0.07313 | 0.99542 | -0.087271 | 0.99487 | -0.097855 | 20.0906
73 | 0.23123 | 0.058836 | -0.23088 | -0.058614 | 0.0003479 | 0.00022175 | 0.34597 | 0.34597 | 0.34597 | 0.99542 | -0.087271 | 0.99378 | -0.11854 | 31.6819
74 | 0.00045816 | 0.00011473 | -0.00045816 | -0.00011483 | 1.3684e-09 | -1.0003e-07 | 0.00068523 | 0.00068527 | 0.00068527 | 0.99487 | -0.097855 | 0.99486 | -0.097918 | 0.18826
75 | 0.048432 | 0.012152 | -0.048396 | -0.012129 | 3.5808e-05 | 2.2681e-05 | 0.072445 | 0.072445 | 0.072445 | 0.99487 | -0.097855 | 0.99406 | -0.11337 | 19.9024
76 | -0.0033566 | -0.00084124 | 0.0033568 | 0.00084109 | 2.0933e-07 | -1.4447e-07 | 0.0050612 | 0.0050611 | 0.0050612 | 0.98684 | -0.2515 | 0.98691 | -0.25019 | 1.3904
77 | -0.010906 | -0.0027332 | 0.010908 | 0.0027341 | 1.6216e-06 | 8.3347e-07 | 0.016444 | 0.016444 | 0.016444 | 0.98691 | -0.25019 | 0.98707 | -0.24707 | 4.5176
78 | -0.12157 | -0.030796 | 0.12176 | 0.030918 | 0.00019 | 0.00012141 | 0.18338 | 0.18338 | 0.18338 | 0.98707 | -0.24707 | 0.98875 | -0.21458 | 50.3791
79 | 0.09515 | 0.024174 | -0.094978 | -0.024064 | 0.00017224 | 0.00010995 | 0.14356 | 0.14356 | 0.14356 | 0.98707 | -0.24707 | 0.98512 | -0.28474 | 39.4388
80 | 0.015508 | 0.0038882 | -0.015504 | -0.0038861 | 3.6434e-06 | 2.1046e-06 | 0.023379 | 0.023379 | 0.023379 | 0.98707 | -0.24707 | 0.98682 | -0.252 | 6.4228
81 | 0.011641 | 0.0029198 | -0.01164 | -0.0029191 | 1.2477e-06 | 6.5952e-07 | 0.01752 | 0.01752 | 0.01752 | 0.98875 | -0.21458 | 0.98864 | -0.21683 | 4.8133
82 | -0.1334 | -0.033837 | 0.13358 | 0.033952 | 0.00017894 | 0.00011437 | 0.2009 | 0.2009 | 0.2009 | 0.98875 | -0.21458 | 0.9902 | -0.18673 | 55.1923
83 | 0.06454 | 0.016426 | -0.064371 | -0.016318 | 0.00016897 | 0.00010754 | 0.097577 | 0.097577 | 0.097577 | 0.98512 | -0.28474 | 0.9823 | -0.3392 | 26.8069
84 | 0.030439 | 0.0076381 | -0.030429 | -0.0076322 | 9.4807e-06 | 5.9154e-06 | 0.045981 | 0.045981 | 0.045981 | 0.98512 | -0.28474 | 0.98478 | -0.29128 | 12.6321
85 | 0.012894 | 0.0032318 | -0.012893 | -0.0032315 | 5.2111e-07 | 2.8655e-07 | 0.019442 | 0.019442 | 0.019442 | 0.98682 | -0.252 | 0.98677 | -0.25285 | 5.3413
86 | 0.061851 | 0.015635 | -0.061595 | -0.015472 | 0.00025576 | 0.00016272 | 0.093963 | 0.093963 | 0.093963 | 0.97998 | -0.38426 | 0.97556 | -0.47087 | 25.8141
87 | -0.061851 | -0.015635 | 0.061985 | 0.01572 | 0.00013394 | 8.5208e-05 | 0.093963 | 0.093963 | 0.093963 | 0.97998 | -0.38426 | 0.9823 | -0.3392 | 25.814
88 | 0.036158 | 0.0090938 | -0.036101 | -0.0090585 | 5.6147e-05 | 3.5321e-05 | 0.055162 | 0.055163 | 0.055163 | 0.97556 | -0.47087 | 0.97391 | -0.50344 | 15.1546
89 | 0.025437 | 0.0063786 | -0.02543 | -0.0063737 | 7.8729e-06 | 4.8646e-06 | 0.038801 | 0.038801 | 0.038801 | 0.97556 | -0.47087 | 0.97523 | -0.47737 | 10.6596
90 | 0.027488 | 0.006895 | -0.027473 | -0.0068858 | 1.4855e-05 | 9.2153e-06 | 0.041536 | 0.041536 | 0.041536 | 0.98478 | -0.29128 | 0.9842 | -0.30262 | 11.4111
91 | 0.01164 | 0.0029191 | -0.011637 | -0.0029176 | 2.9754e-06 | 1.5729e-06 | 0.01752 | 0.01752 | 0.01752 | 0.98864 | -0.21683 | 0.98836 | -0.2222 | 4.8133
92 | -0.15053 | -0.0382 | 0.15077 | 0.038358 | 0.00024762 | 0.00015781 | 0.22637 | 0.22637 | 0.22637 | 0.9902 | -0.18673 | 0.99198 | -0.15259 | 31.0949
93 | 0.011637 | 0.0029176 | -0.011634 | -0.0029158 | 3.3994e-06 | 1.7973e-06 | 0.01752 | 0.017521 | 0.017521 | 0.98836 | -0.2222 | 0.98805 | -0.22833 | 4.8134
94 | 0.0090718 | 0.0022737 | -0.0090715 | -0.0022735 | 3.2814e-07 | 1.4997e-07 | 0.013662 | 0.013662 | 0.013662 | 0.98805 | -0.22833 | 0.98801 | -0.22909 | 3.7534
95 | 0.0098916 | 0.0024793 | -0.0098897 | -0.0024784 | 1.8359e-06 | 8.9393e-07 | 0.014916 | 0.014916 | 0.014916 | 0.98677 | -0.25285 | 0.98657 | -0.25674 | 4.0979
96 | 0.025827 | 0.0064848 | -0.025823 | -0.0064825 | 3.7358e-06 | 2.3113e-06 | 0.039465 | 0.039465 | 0.039465 | 0.97391 | -0.50344 | 0.97375 | -0.50647 | 10.842
97 | 0.010275 | 0.0025737 | -0.010274 | -0.0025736 | 2.3555e-07 | 1.1903e-07 | 0.015698 | 0.015698 | 0.015698 | 0.97391 | -0.50344 | 0.97388 | -0.50392 | 4.3126
98 | 0.018154 | 0.0045502 | -0.018152 | -0.0045494 | 1.4534e-06 | 8.6715e-07 | 0.027699 | 0.027699 | 0.027699 | 0.97523 | -0.47737 | 0.97514 | -0.47905 | 7.6097
99 | 0.022762 | 0.0057052 | -0.022761 | -0.0057044 | 1.3029e-06 | 7.966e-07 | 0.034414 | 0.034414 | 0.034414 | 0.9842 | -0.30262 | 0.98414 | -0.30382 | 9.4544
100 | 0.17196 | 0.043827 | -0.17189 | -0.043786 | 6.3897e-05 | 4.0594e-05 | 0.25747 | 0.25747 | 0.25747 | 0.99482 | -0.098242 | 0.99442 | -0.10594 | 23.5775
101 | 0.1608 | 0.041005 | -0.16063 | -0.040896 | 0.00017173 | 0.00010899 | 0.24086 | 0.24086 | 0.24086 | 0.99442 | -0.10594 | 0.99326 | -0.12809 | 22.0571
102 | 0.0068734 | 0.0017227 | -0.0068732 | -0.0017227 | 1.7744e-07 | 5.5532e-08 | 0.010285 | 0.010285 | 0.010285 | 0.99442 | -0.10594 | 0.99439 | -0.10649 | 2.8256
103 | 0.15487 | 0.039453 | -0.15483 | -0.039429 | 3.7769e-05 | 2.3954e-05 | 0.23224 | 0.23224 | 0.23224 | 0.99326 | -0.12809 | 0.993 | -0.13315 | 21.2671
104 | 0.0068732 | 0.0017227 | -0.006873 | -0.0017226 | 2.2012e-07 | 6.8896e-08 | 0.010285 | 0.010285 | 0.010285 | 0.99439 | -0.10649 | 0.99436 | -0.10716 | 2.8256
105 | 0.006873 | 0.0017226 | -0.0068718 | -0.0017222 | 1.1515e-06 | 3.6049e-07 | 0.010285 | 0.010285 | 0.010285 | 0.99436 | -0.10716 | 0.99418 | -0.11068 | 2.8256
106 | 0.15327 | 0.039039 | -0.15313 | -0.038948 | 0.00014358 | 9.1046e-05 | 0.2299 | 0.2299 | 0.2299 | 0.993 | -0.13315 | 0.99198 | -0.15259 | 21.0535
107 | -0.0038377 | -0.00096182 | 0.0038381 | 0.00096169 | 3.9786e-07 | -1.3323e-07 | 0.0058491 | 0.005849 | 0.0058491 | 0.97632 | -0.45712 | 0.97643 | -0.45495 | 1.6069
108 | -0.0069579 | -0.0017436 | 0.0069604 | 0.0017444 | 2.4557e-06 | 8.4281e-07 | 0.010603 | 0.010603 | 0.010603 | 0.97643 | -0.45495 | 0.9768 | -0.44754 | 2.913
109 | -0.0013373 | -0.00033516 | 0.0013373 | 0.00033491 | 3.3304e-08 | -2.4117e-07 | 0.0020476 | 0.0020475 | 0.0020476 | 0.97182 | -0.54452 | 0.97185 | -0.544 | 0.56253
110 | -0.0013373 | -0.00033491 | 0.0013374 | 0.00033444 | 6.5457e-08 | -4.7411e-07 | 0.0020475 | 0.0020473 | 0.0020475 | 0.97185 | -0.544 | 0.9719 | -0.54297 | 0.5625
111 | 0.02707 | 0.0067936 | -0.027044 | -0.0067779 | 2.5402e-05 | 1.5729e-05 | 0.040649 | 0.04065 | 0.04065 | 0.99099 | -0.17222 | 0.98998 | -0.19191 | 11.1675
112 | -0.0059834 | -0.0014995 | 0.0059866 | 0.0015002 | 3.1854e-06 | 6.8807e-07 | 0.0089945 | 0.0089941 | 0.0089945 | 0.98987 | -0.19478 | 0.99045 | -0.18361 | 2.471
113 | 0.0020425 | 0.00051184 | -0.0020425 | -0.0005119 | 1.8111e-08 | -5.4263e-08 | 0.0030704 | 0.0030704 | 0.0030704 | 0.98987 | -0.19478 | 0.98986 | -0.19497 | 0.84351
114 | -0.0036292 | -0.00090957 | 0.0036294 | 0.00090949 | 1.4432e-07 | -7.1548e-08 | 0.0054747 | 0.0054747 | 0.0054747 | 0.98641 | -0.25998 | 0.98645 | -0.25914 | 1.5041
115 | -0.0052364 | -0.0013122 | 0.005237 | 0.0013123 | 5.9888e-07 | 5.6464e-08 | 0.0078988 | 0.0078987 | 0.0078988 | 0.98645 | -0.25914 | 0.98657 | -0.25674 | 2.17
116 | 0.0027983 | 0.0007011 | -0.0027981 | -0.00070128 | 1.3213e-07 | -1.7578e-07 | 0.0041886 | 0.0041887 | 0.0041887 | 0.99406 | -0.11337 | 0.99401 | -0.11437 | 1.1508
117 | 0.0022812 | 0.00057131 | -0.0022812 | -0.00057139 | 3.784e-08 | -8.0397e-08 | 0.0034748 | 0.0034749 | 0.0034749 | 0.97683 | -0.44701 | 0.97681 | -0.44735 | 0.95463
118 | 0.0069606 | 0.0017445 | -0.0069604 | -0.0017444 | 1.769e-07 | 6.0691e-08 | 0.010603 | 0.010603 | 0.010603 | 0.97683 | -0.44701 | 0.9768 | -0.44754 | 2.9129
119 | 0.0022812 | 0.00057139 | -0.002281 | -0.00057168 | 1.3883e-07 | -2.9491e-07 | 0.0034749 | 0.003475 | 0.003475 | 0.97681 | -0.44735 | 0.97675 | -0.44863 | 0.95467
120 | 0.012561 | 0.0031494 | -0.012557 | -0.0031473 | 3.9436e-06 | 2.164e-06 | 0.019129 | 0.019129 | 0.019129 | 0.97718 | -0.44022 | 0.97684 | -0.44681 | 5.2551
121 | 0.0063049 | 0.0015802 | -0.0063028 | -0.0015796 | 2.1065e-06 | 5.8611e-07 | 0.0096043 | 0.0096046 | 0.0096046 | 0.97684 | -0.44681 | 0.97649 | -0.45383 | 2.6386
122 | 0.0059961 | 0.0015027 | -0.0059956 | -0.0015026 | 4.852e-07 | 1.1052e-07 | 0.009066 | 0.0090661 | 0.0090661 | 0.98414 | -0.30382 | 0.98405 | -0.30552 | 2.4907
123 | -0.0041668 | -0.0010436 | 0.0041671 | 0.0010435 | 2.6782e-07 | -4.6096e-08 | 0.0063793 | 0.0063792 | 0.0063793 | 0.9719 | -0.54297 | 0.97197 | -0.54162 | 1.7526
124 | -0.0070319 | -0.0017615 | 0.0070322 | 0.0017616 | 2.6565e-07 | 9.4249e-08 | 0.010765 | 0.010765 | 0.010765 | 0.97197 | -0.54162 | 0.97201 | -0.54083 | 2.9574
125 | -0.00079501 | -0.00019925 | 0.00079503 | 0.00019897 | 1.2763e-08 | -2.7854e-07 | 0.0012151 | 0.001215 | 0.0012151 | 0.97361 | -0.50932 | 0.97362 | -0.50899 | 0.33381
126 | -0.0020488 | -0.00051319 | 0.0020489 | 0.00051287 | 1.1658e-07 | -3.1978e-07 | 0.0031311 | 0.003131 | 0.0031311 | 0.97362 | -0.50899 | 0.97368 | -0.50779 | 0.8602
127 | -0.0043143 | -0.0010813 | 0.0043147 | 0.0010812 | 3.9218e-07 | -4.7939e-08 | 0.0065951 | 0.006595 | 0.0065951 | 0.97342 | -0.51298 | 0.97352 | -0.51107 | 1.8118
128 | -0.0051097 | -0.0012805 | 0.0051102 | 0.0012805 | 4.624e-07 | 4.4567e-08 | 0.0078102 | 0.0078101 | 0.0078102 | 0.97352 | -0.51107 | 0.97361 | -0.50917 | 2.1456
129 | -0.0098616 | -0.0024707 | 0.0098631 | 0.0024715 | 1.4634e-06 | 7.243e-07 | 0.015096 | 0.015096 | 0.015096 | 0.97201 | -0.54083 | 0.97217 | -0.53771 | 4.1474
130 | 0.024697 | 0.0062002 | -0.024692 | -0.0061977 | 4.0951e-06 | 2.5255e-06 | 0.037743 | 0.037743 | 0.037743 | 0.97375 | -0.50647 | 0.97357 | -0.50994 | 10.3691
131 | 0.0032838 | 0.00082166 | -0.0032833 | -0.00082197 | 4.5665e-07 | -3.0963e-07 | 0.0050169 | 0.0050171 | 0.0050171 | 0.97388 | -0.50392 | 0.97373 | -0.50684 | 1.3783
132 | 0.0069905 | 0.0017519 | -0.0069892 | -0.0017514 | 1.3626e-06 | 4.7584e-07 | 0.010681 | 0.010681 | 0.010681 | 0.97388 | -0.50392 | 0.97367 | -0.50801 | 2.9344
133 | 0.0063028 | 0.0015796 | -0.0063025 | -0.0015796 | 3.2441e-07 | 9.0317e-08 | 0.0096046 | 0.0096046 | 0.0096046 | 0.97649 | -0.45383 | 0.97643 | -0.45491 | 2.6386
134 | -0.0060593 | -0.0015184 | 0.0060596 | 0.0015185 | 3.344e-07 | 8.4695e-08 | 0.0092606 | 0.0092605 | 0.0092606 | 0.97361 | -0.50917 | 0.97367 | -0.50801 | 2.5441
135 | -0.0020489 | -0.00051287 | 0.0020489 | 0.00051284 | 1.3859e-08 | -3.8022e-08 | 0.003131 | 0.003131 | 0.003131 | 0.97368 | -0.50779 | 0.97369 | -0.50765 | 0.86016
136 | 0.002049 | 0.00051262 | -0.0020489 | -0.00051284 | 7.8954e-08 | -2.1663e-07 | 0.0031309 | 0.003131 | 0.003131 | 0.97373 | -0.50684 | 0.97369 | -0.50765 | 0.86015
137 | 0.023549 | 0.0059112 | -0.023538 | -0.0059044 | 1.105e-05 | 6.7894e-06 | 0.035996 | 0.035996 | 0.035996 | 0.97357 | -0.50994 | 0.97308 | -0.51979 | 9.8891
138 | 0.02241 | 0.0056216 | -0.022407 | -0.00562 | 2.6931e-06 | 1.6476e-06 | 0.034271 | 0.034271 | 0.034271 | 0.97308 | -0.51979 | 0.97295 | -0.52231 | 9.4152
139 | 0.021265 | 0.0053335 | -0.021258 | -0.0053293 | 6.9102e-06 | 4.2062e-06 | 0.032523 | 0.032523 | 0.032523 | 0.97295 | -0.52231 | 0.9726 | -0.52913 | 8.935
140 | 0.01843 | 0.0046207 | -0.018428 | -0.0046196 | 1.8234e-06 | 1.0911e-06 | 0.028198 | 0.028198 | 0.028198 | 0.9726 | -0.52913 | 0.9725 | -0.5312 | 7.7466
141 | 0.015561 | 0.0039011 | -0.015558 | -0.0038989 | 3.7607e-06 | 2.1875e-06 | 0.023811 | 0.023811 | 0.023811 | 0.9725 | -0.5312 | 0.97224 | -0.53628 | 6.5414
142 | 0.012731 | 0.0031904 | -0.01273 | -0.0031899 | 8.7011e-07 | 4.8108e-07 | 0.019484 | 0.019484 | 0.019484 | 0.97224 | -0.53628 | 0.97217 | -0.53771 | 5.3528

## res_trafo
| p_hv_mw | q_hv_mvar | p_lv_mw | q_lv_mvar | pl_mw | ql_mvar | i_hv_ka | i_lv_ka | vm_hv_pu | va_hv_degree | vm_lv_pu | va_lv_degree | loading_percent
0 | -1.2729e-15 | -1.3162e-15 | 0.00165 | 1.2699e-07 | 0.00165 | 1.2699e-07 | 5.2857e-17 | 0.0023815 | 0.99998 | 149.9956 | 1 | 0 | 0.2619

## res_ext_grid
| p_mw | q_mvar
0 | 0.52815 | 0.13451

## res_load
| p_mw | q_mvar
0 | 0.0011302 | 0.00028325
1 | 0.0010145 | 0.00025425
2 | 0.0012046 | 0.00030191
3 | 0.0036309 | 0.00090998
4 | 0.00078242 | 0.00019609
5 | 0.0012144 | 0.00030435
6 | 0.0029168 | 0.00073101
7 | 0.012699 | 0.0031828
8 | 0.0039121 | 0.00098046
9 | 0.0045555 | 0.0011417
10 | 0.0069812 | 0.0017497
11 | 0.0051164 | 0.0012823
12 | 0.0041798 | 0.0010476
13 | 0.0030507 | 0.00076458
14 | 0.002884 | 0.0007228
15 | 0.0018052 | 0.00045242
16 | 0.0025051 | 0.00062784
17 | 0.0010758 | 0.00026961
18 | 0.0024485 | 0.00061365
19 | 0.0029596 | 0.00074175
20 | 0.0013071 | 0.00032758
21 | 0.0040894 | 0.0010249
22 | 0.0062518 | 0.0015668
23 | 0.0026492 | 0.00066396
24 | 0.0012881 | 0.00032284
25 | 0.0079539 | 0.0019934
26 | 0.0036063 | 0.00090383
27 | 0.0053094 | 0.0013307
28 | 0.0055087 | 0.0013806
29 | 0.0080866 | 0.0020267
30 | 0.0063196 | 0.0015839
31 | 0.0060385 | 0.0015134
32 | 0.011094 | 0.0027804
33 | 0.0077195 | 0.0019347
34 | 0.0136 | 0.0034084
35 | 0.010587 | 0.0026533
36 | 0.003701 | 0.00092755
37 | 0.0044549 | 0.0011165
38 | 0.0049423 | 0.0012387
39 | 0.004767 | 0.0011947
40 | 0.004006 | 0.001004
41 | 0.030069 | 0.007536
42 | 0.0033566 | 0.00084124
43 | 0.0075497 | 0.0018921
44 | 0.0026107 | 0.00065431
45 | 0.0023859 | 0.00059797
46 | 0.0029414 | 0.0007372
47 | 0.01695 | 0.004248
48 | 0.0025619 | 0.00064207
49 | 0.0030014 | 0.00075222
50 | 0.0072759 | 0.0018235
51 | 0.0047107 | 0.0011806
52 | 0.0029214 | 0.00073217
53 | 0.0042219 | 0.0010581
54 | 0.0057589 | 0.0014433
55 | 0.0015567 | 0.00039016
56 | 0.0068718 | 0.0017222
57 | 0.0038377 | 0.00096182
58 | 0.0031198 | 0.0007819
59 | 0.0013373 | 0.00033516
60 | 0.023735 | 0.0059486
61 | 0.027044 | 0.0067779
62 | 0.0039409 | 0.00098769
63 | 0.0020425 | 0.0005119
64 | 0.0036292 | 0.00090957
65 | 0.001607 | 0.00040275
66 | 0.0046528 | 0.0011661
67 | 0.0023555 | 0.00059034
68 | 0.0090715 | 0.0022735
69 | 0.00045816 | 0.00011483
70 | 0.045598 | 0.011428
71 | 0.0027981 | 0.00070128
72 | 0.002281 | 0.00057168
73 | 0.0062525 | 0.001567
74 | 0.016765 | 0.0042016
75 | 0.0059956 | 0.0015026
76 | 0.0028294 | 0.00070913
77 | 0.0028648 | 0.00071799
78 | 0.00079501 | 0.00019925
79 | 0.0012538 | 0.00031422
80 | 0.0043143 | 0.0010813
81 | 0.00079501 | 0.00019925
82 | 0.0028294 | 0.00070912
83 | 0.0011266 | 0.00028234
84 | 0.018152 | 0.0045494
85 | 0.0063025 | 0.0015796
86 | 0.00094908 | 0.00023786
87 | 0.00092955 | 0.00023297
88 | 0.0012343 | 0.00030935
89 | 0.001143 | 0.00028647
90 | 0.0011283 | 0.00028277
91 | 0.0011429 | 0.00028643
92 | 0.0028274 | 0.00070861
93 | 0.0028671 | 0.00071856
94 | 0.0028269 | 0.0007085
95 | 0.0028667 | 0.00071845

## dtypes
| element | column | dtype
0 | bus | name | object
1 | bus | vn_kv | float64
2 | bus | type | object
3 | bus | zone | object
4 | bus | in_service | bool
5 | load | name | object
6 | load | bus | uint32
7 | load | p_mw | float64
8 | load | q_mvar | float64
9 | load | const_z_percent | float64
10 | load | const_i_percent | float64
11 | load | sn_mva | float64
12 | load | scaling | float64
13 | load | in_service | bool
14 | load | type | object
15 | ext_grid | name | object
16 | ext_grid | bus | uint32
17 | ext_grid | vm_pu | float64
18 | ext_grid | va_degree | float64
19 | ext_grid | slack_weight | float64
20 | ext_grid | in_service | bool
21 | line | name | object
22 | line | std_type | object
23 | line | from_bus | uint32
24 | line | to_bus | uint32
25 | line | length_km | float64
26 | line | r_ohm_per_km | float64
27 | line | x_ohm_per_km | float64
28 | line | c_nf_per_km | float64
29 | line | g_us_per_km | float64
30 | line | max_i_ka | float64
31 | line | df | float64
32 | line | parallel | uint32
33 | line | type | object
34 | line | in_service | bool
35 | trafo | name | object
36 | trafo | std_type | object
37 | trafo | hv_bus | uint32
38 | trafo | lv_bus | uint32
39 | trafo | sn_mva | float64
40 | trafo | vn_hv_kv | float64
41 | trafo | vn_lv_kv | float64
42 | trafo | vk_percent | float64
43 | trafo | vkr_percent | float64
44 | trafo | pfe_kw | float64
45 | trafo | i0_percent | float64
46 | trafo | shift_degree | float64
47 | trafo | tap_side | object
48 | trafo | tap_neutral | int32
49 | trafo | tap_min | int32
50 | trafo | tap_max | int32
51 | trafo | tap_step_percent | float64
52 | trafo | tap_step_degree | float64
53 | trafo | tap_pos | int32
54 | trafo | tap_phase_shifter | bool
55 | trafo | parallel | uint32
56 | trafo | df | float64
57 | trafo | in_service | bool
58 | line_geodata | coords | object
59 | bus_geodata | x | float64
60 | bus_geodata | y | float64
61 | bus_geodata | coords | object
62 | res_bus | vm_pu | float64
63 | res_bus | va_degree | float64
64 | res_bus | p_mw | float64
65 | res_bus | q_mvar | float64
66 | res_line | p_from_mw | float64
67 | res_line | q_from_mvar | float64
68 | res_line | p_to_mw | float64
69 | res_line | q_to_mvar | float64
70 | res_line | pl_mw | float64
71 | res_line | ql_mvar | float64
72 | res_line | i_from_ka | float64
73 | res_line | i_to_ka | float64
74 | res_line | i_ka | float64
75 | res_line | vm_from_pu | float64
76 | res_line | va_from_degree | float64
77 | res_line | vm_to_pu | float64
78 | res_line | va_to_degree | float64
79 | res_line | loading_percent | float64
80 | res_trafo | p_hv_mw | float64
81 | res_trafo | q_hv_mvar | float64
82 | res_trafo | p_lv_mw | float64
83 | res_trafo | q_lv_mvar | float64
84 | res_trafo | pl_mw | float64
85 | res_trafo | ql_mvar | float64
86 | res_trafo | i_hv_ka | float64
87 | res_trafo | i_lv_ka | float64
88 | res_trafo | vm_hv_pu | float64
89 | res_trafo | va_hv_degree | float64
90 | res_trafo | vm_lv_pu | float64
91 | res_trafo | va_lv_degree | float64
92 | res_trafo | loading_percent | float64
93 | res_ext_grid | p_mw | float64
94 | res_ext_grid | q_mvar | float64
95 | res_load | p_mw | float64
96 | res_load | q_mvar | float64

## parameters
| version | format_version | converged | OPF_converged | name | f_hz | sn_mva
0 | 2.14.6 | 2.14.0 | TRUE | FALSE |  | 50 | 1