## bus
| name | vn_kv | type | zone | in_service
0 | bus_LV_1058-32_0_6_node_0 | 0.4 | n |  | TRUE
1 | bus_LV_1058-32_0_6_node_1 | 0.4 | n |  | TRUE
2 | bus_LV_1058-32_0_6_node_2 | 0.4 | n |  | TRUE
3 | bus_LV_1058-32_0_6_node_4 | 0.4 | n |  | TRUE
4 | bus_LV_1058-32_0_6_node_37 | 0.4 | n |  | TRUE
5 | bus_LV_1058-32_0_6_node_3 | 0.4 | n |  | TRUE
6 | bus_LV_1058-32_0_6_node_6 | 0.4 | n |  | TRUE
7 | bus_LV_1058-32_0_6_node_5 | 0.4 | n |  | TRUE
8 | bus_LV_1058-32_0_6_node_38 | 0.4 | n |  | TRUE
9 | bus_LV_1058-32_0_6_node_8 | 0.4 | n |  | TRUE
10 | bus_LV_1058-32_0_6_node_78 | 0.4 | n |  | TRUE
11 | bus_LV_1058-32_0_6_node_79 | 0.4 | n |  | TRUE
12 | bus_LV_1058-32_0_6_node_80 | 0.4 | n |  | TRUE
13 | bus_LV_1058-32_0_6_node_10 | 0.4 | n |  | TRUE
14 | bus_LV_1058-32_0_6_node_46 | 0.4 | n |  | TRUE
15 | bus_LV_1058-32_0_6_node_154 | 0.4 | n |  | TRUE
16 | bus_LV_1058-32_0_6_node_9 | 0.4 | n |  | TRUE
17 | bus_LV_1058-32_0_6_node_77 | 0.4 | n |  | TRUE
18 | bus_LV_1058-32_0_6_node_70 | 0.4 | n |  | TRUE
19 | bus_LV_1058-32_0_6_node_76 | 0.4 | n |  | TRUE
20 | bus_LV_1058-32_0_6_node_15 | 0.4 | n |  | TRUE
21 | bus_LV_1058-32_0_6_node_71 | 0.4 | n |  | TRUE
22 | bus_LV_1058-32_0_6_node_16 | 0.4 | n |  | TRUE
23 | bus_LV_1058-32_0_6_node_69 | 0.4 | n |  | TRUE
24 | bus_LV_1058-32_0_6_node_66 | 0.4 | n |  | TRUE
25 | bus_LV_1058-32_0_6_node_22 | 0.4 | n |  | TRUE
26 | bus_LV_1058-32_0_6_node_53 | 0.4 | n |  | TRUE
27 | bus_LV_1058-32_0_6_node_17 | 0.4 | n |  | TRUE
28 | bus_LV_1058-32_0_6_node_60 | 0.4 | n |  | TRUE
29 | bus_LV_1058-32_0_6_node_63 | 0.4 | n |  | TRUE
30 | bus_LV_1058-32_0_6_node_19 | 0.4 | n |  | TRUE
31 | bus_LV_1058-32_0_6_node_27 | 0.4 | n |  | TRUE
32 | bus_LV_1058-32_0_6_node_96 | 0.4 | n |  | TRUE
33 | bus_LV_1058-32_0_6_node_43 | 0.4 | n |  | TRUE
34 | bus_LV_1058-32_0_6_node_42 | 0.4 | n |  | TRUE
35 | bus_LV_1058-32_0_6_node_24 | 0.4 | n |  | TRUE
36 | bus_LV_1058-32_0_6_node_56 | 0.4 | n |  | TRUE
37 | bus_LV_1058-32_0_6_node_57 | 0.4 | n |  | TRUE
38 | bus_LV_1058-32_0_6_node_55 | 0.4 | n |  | TRUE
39 | bus_LV_1058-32_0_6_node_25 | 0.4 | n |  | TRUE
40 | bus_LV_1058-32_0_6_node_30 | 0.4 | n |  | TRUE
41 | bus_LV_1058-32_0_6_node_136 | 0.4 | n |  | TRUE
42 | bus_LV_1058-32_0_6_node_26 | 0.4 | n |  | TRUE
43 | bus_LV_1058-32_0_6_node_29 | 0.4 | n |  | TRUE
44 | bus_LV_1058-32_0_6_node_41 | 0.4 | n |  | TRUE
45 | bus_LV_1058-32_0_6_node_74 | 0.4 | n |  | TRUE
46 | bus_LV_1058-32_0_6_node_149 | 0.4 | n |  | TRUE
47 | bus_LV_1058-32_0_6_node_114 | 0.4 | n |  | TRUE
48 | bus_LV_1058-32_0_6_node_93 | 0.4 | n |  | TRUE
49 | bus_LV_1058-32_0_6_node_90 | 0.4 | n |  | TRUE
50 | bus_LV_1058-32_0_6_node_106 | 0.4 | n |  | TRUE
51 | bus_LV_1058-32_0_6_node_32 | 0.4 | n |  | TRUE
52 | bus_LV_1058-32_0_6_node_35 | 0.4 | n |  | TRUE
53 | bus_LV_1058-32_0_6_node_132 | 0.4 | n |  | TRUE
54 | bus_LV_1058-32_0_6_node_33 | 0.4 | n |  | TRUE
55 | bus_LV_1058-32_0_6_node_133 | 0.4 | n |  | TRUE
56 | bus_LV_1058-32_0_6_node_131 | 0.4 | n |  | TRUE
57 | bus_LV_1058-32_0_6_node_127 | 0.4 | n |  | TRUE
58 | bus_LV_1058-32_0_6_node_39 | 0.4 | n |  | TRUE
59 | bus_LV_1058-32_0_6_node_85 | 0.4 | n |  | TRUE
60 | bus_LV_1058-32_0_6_node_89 | 0.4 | n |  | TRUE
61 | bus_LV_1058-32_0_6_node_49 | 0.4 | n |  | TRUE
62 | bus_LV_1058-32_0_6_node_67 | 0.4 | n |  | TRUE
63 | bus_LV_1058-32_0_6_node_48 | 0.4 | n |  | TRUE
64 | bus_LV_1058-32_0_6_node_47 | 0.4 | n |  | TRUE
65 | bus_LV_1058-32_0_6_node_54 | 0.4 | n |  | TRUE
66 | bus_LV_1058-32_0_6_node_62 | 0.4 | n |  | TRUE
67 | bus_LV_1058-32_0_6_node_44 | 0.4 | n |  | TRUE
68 | bus_LV_1058-32_0_6_node_51 | 0.4 | n |  | TRUE
69 | bus_LV_1058-32_0_6_node_58 | 0.4 | n |  | TRUE
70 | bus_LV_1058-32_0_6_node_64 | 0.4 | n |  | TRUE
71 | bus_LV_1058-32_0_6_node_129 | 0.4 | n |  | TRUE
72 | bus_LV_1058-32_0_6_node_113 | 0.4 | n |  | TRUE
73 | bus_LV_1058-32_0_6_node_94 | 0.4 | n |  | TRUE
74 | bus_LV_1058-32_0_6_node_40 | 0.4 | n |  | TRUE
75 | bus_LV_1058-32_0_6_node_68 | 0.4 | n |  | TRUE
76 | bus_LV_1058-32_0_6_node_87 | 0.4 | n |  | TRUE
77 | bus_LV_1058-32_0_6_node_148 | 0.4 | n |  | TRUE
78 | bus_LV_1058-32_0_6_node_92 | 0.4 | n |  | TRUE
79 | bus_LV_1058-32_0_6_node_61 | 0.4 | n |  | TRUE
80 | bus_LV_1058-32_0_6_node_72 | 0.4 | n |  | TRUE
81 | bus_LV_1058-32_0_6_node_137 | 0.4 | n |  | TRUE
82 | bus_LV_1058-32_0_6_node_111 | 0.4 | n |  | TRUE
83 | bus_LV_1058-32_0_6_node_147 | 0.4 | n |  | TRUE
84 | bus_LV_1058-32_0_6_node_143 | 0.4 | n |  | TRUE
85 | bus_LV_1058-32_0_6_node_139 | 0.4 | n |  | TRUE
86 | bus_LV_1058-32_0_6_node_91 | 0.4 | n |  | TRUE
87 | bus_LV_1058-32_0_6_node_104 | 0.4 | n |  | TRUE
88 | bus_LV_1058-32_0_6_node_130 | 0.4 | n |  | TRUE
89 | bus_LV_1058-32_0_6_node_108 | 0.4 | n |  | TRUE
90 | bus_LV_1058-32_0_6_node_86 | 0.4 | n |  | TRUE
91 | bus_LV_1058-32_0_6_node_119 | 0.4 | n |  | TRUE
92 | bus_LV_1058-32_0_6_node_126 | 0.4 | n |  | TRUE
93 | bus_LV_1058-32_0_6_node_102 | 0.4 | n |  | TRUE
94 | bus_LV_1058-32_0_6_node_144 | 0.4 | n |  | TRUE
95 | bus_LV_1058-32_0_6_node_146 | 0.4 | n |  | TRUE
96 | bus_LV_1058-32_0_6_node_99 | 0.4 | n |  | TRUE
97 | bus_LV_1058-32_0_6_node_101 | 0.4 | n |  | TRUE
98 | bus_LV_1058-32_0_6_node_97 | 0.4 | n |  | TRUE
99 | bus_LV_1058-32_0_6_node_140 | 0.4 | n |  | TRUE
100 | bus_LV_1058-32_0_6_node_141 | 0.4 | n |  | TRUE
101 | bus_LV_1058-32_0_6_node_50 | 0.4 | n |  | TRUE
102 | bus_LV_1058-32_0_6_node_52 | 0.4 | n |  | TRUE
103 | bus_LV_1058-32_0_6_node_75 | 0.4 | n |  | TRUE
104 | bus_LV_1058-32_0_6_node_81 | 0.4 | n |  | TRUE
105 | bus_LV_1058-32_0_6_node_73 | 0.4 | n |  | TRUE
106 | bus_LV_1058-32_0_6_node_88 | 0.4 | n |  | TRUE
107 | bus_LV_1058-32_0_6_node_83 | 0.4 | n |  | TRUE
108 | bus_LV_1058-32_0_6_node_59 | 0.4 | n |  | TRUE
109 | bus_LV_1058-32_0_6_node_65 | 0.4 | n |  | TRUE
110 | bus_LV_1058-32_0_6_node_82 | 0.4 | n |  | TRUE
111 | bus_LV_1058-32_0_6_node_84 | 0.4 | n |  | TRUE
112 | bus_LV_1058-32_0_6_node_151 | 0.4 | n |  | TRUE
113 | bus_LV_1058-32_0_6_node_150 | 0.4 | n |  | TRUE
114 | bus_LV_1058-32_0_6_node_152 | 0.4 | n |  | TRUE
115 | bus_LV_1058-32_0_6_node_153 | 0.4 | n |  | TRUE
116 | bus_LV_1058-32_0_6_node_138 | 0.4 | n |  | TRUE
117 | bus_LV_1058-32_0_6_node_95 | 0.4 | n |  | TRUE
118 | bus_LV_1058-32_0_6_node_98 | 0.4 | n |  | TRUE
119 | bus_LV_1058-32_0_6_node_100 | 0.4 | n |  | TRUE
120 | bus_LV_1058-32_0_6_node_115 | 0.4 | n |  | TRUE
121 | bus_LV_1058-32_0_6_node_107 | 0.4 | n |  | TRUE
122 | bus_LV_1058-32_0_6_node_123 | 0.4 | n |  | TRUE
123 | bus_LV_1058-32_0_6_node_105 | 0.4 | n |  | TRUE
124 | bus_LV_1058-32_0_6_node_142 | 0.4 | n |  | TRUE
125 | bus_LV_1058-32_0_6_node_145 | 0.4 | n |  | TRUE
126 | bus_LV_1058-32_0_6_node_103 | 0.4 | n |  | TRUE
127 | bus_LV_1058-32_0_6_node_121 | 0.4 | n |  | TRUE
128 | bus_LV_1058-32_0_6_node_109 | 0.4 | n |  | TRUE
129 | bus_LV_1058-32_0_6_node_110 | 0.4 | n |  | TRUE
130 | bus_LV_1058-32_0_6_node_112 | 0.4 | n |  | TRUE
131 | bus_LV_1058-32_0_6_node_116 | 0.4 | n |  | TRUE
132 | bus_LV_1058-32_0_6_node_117 | 0.4 | n |  | TRUE
133 | bus_LV_1058-32_0_6_node_118 | 0.4 | n |  | TRUE
134 | bus_LV_1058-32_0_6_node_124 | 0.4 | n |  | TRUE
135 | bus_LV_1058-32_0_6_node_125 | 0.4 | n |  | TRUE
136 | bus_LV_1058-32_0_6_node_120 | 0.4 | n |  | TRUE
137 | bus_LV_1058-32_0_6_node_134 | 0.4 | n |  | TRUE
138 | bus_LV_1058-32_0_6_node_135 | 0.4 | n |  | TRUE
139 | bus_LV_1058-32_0_6_node_128 | 0.4 | n |  | TRUE
140 | bus_MV_23_0_node_110 | 20 | n |  | TRUE

## load
| name | bus | p_mw | q_mvar | const_z_percent | const_i_percent | sn_mva | scaling | in_service | type
0 | LV_1058-32_0_6_load_0 | 0 | 0.005722 | 0.0014341 | 0 | 0 |  | 1 | TRUE | wye
1 | LV_1058-32_0_6_load_2 | 2 | 0.0032909 | 0.00082478 | 0 | 0 |  | 1 | TRUE | wye
2 | LV_1058-32_0_6_load_37 | 4 | 0.0028144 | 0.00070536 | 0 | 0 |  | 1 | TRUE | wye
3 | LV_1058-32_0_6_load_38 | 8 | 0.0028319 | 0.00070973 | 0 | 0 |  | 1 | TRUE | wye
4 | LV_1058-32_0_6_load_78 | 10 | 0.0049903 | 0.0012507 | 0 | 0 |  | 1 | TRUE | wye
5 | LV_1058-32_0_6_load_80 | 12 | 0.0044619 | 0.0011183 | 0 | 0 |  | 1 | TRUE | wye
6 | LV_1058-32_0_6_load_46 | 14 | 0.00399 | 0.00099998 | 0 | 0 |  | 1 | TRUE | wye
7 | LV_1058-32_0_6_load_154 | 15 | 0.0022679 | 0.00056838 | 0 | 0 |  | 1 | TRUE | wye
8 | LV_1058-32_0_6_load_77 | 17 | 0.0078953 | 0.0019787 | 0 | 0 |  | 1 | TRUE | wye
9 | LV_1058-32_0_6_load_70 | 18 | 0.0033122 | 0.00083012 | 0 | 0 |  | 1 | TRUE | wye
10 | LV_1058-32_0_6_load_76 | 19 | 0.010916 | 0.0027357 | 0 | 0 |  | 1 | TRUE | wye
11 | LV_1058-32_0_6_load_71 | 21 | 0.010958 | 0.0027463 | 0 | 0 |  | 1 | TRUE | wye
12 | LV_1058-32_0_6_load_69 | 23 | 0.0043244 | 0.0010838 | 0 | 0 |  | 1 | TRUE | wye
13 | LV_1058-32_0_6_load_66 | 24 | 0.0082874 | 0.002077 | 0 | 0 |  | 1 | TRUE | wye
14 | LV_1058-32_0_6_load_53 | 26 | 0.0027631 | 0.00069251 | 0 | 0 |  | 1 | TRUE | wye
15 | LV_1058-32_0_6_load_63 | 29 | 0.0059095 | 0.001481 | 0 | 0 |  | 1 | TRUE | wye
16 | LV_1058-32_0_6_load_96 | 32 | 0.0093929 | 0.0023541 | 0 | 0 |  | 1 | TRUE | wye
17 | LV_1058-32_0_6_load_42 | 34 | 0.018027 | 0.004518 | 0 | 0 |  | 1 | TRUE | wye
18 | LV_1058-32_0_6_load_56 | 36 | 0.012473 | 0.0031261 | 0 | 0 |  | 1 | TRUE | wye
19 | LV_1058-32_0_6_load_55 | 38 | 0.0039368 | 0.00098665 | 0 | 0 |  | 1 | TRUE | wye
20 | LV_1058-32_0_6_load_136 | 41 | 0.034477 | 0.0086406 | 0 | 0 |  | 1 | TRUE | wye
21 | LV_1058-32_0_6_load_41 | 44 | 0.015829 | 0.0039671 | 0 | 0 |  | 1 | TRUE | wye
22 | LV_1058-32_0_6_load_149 | 46 | 0.0048316 | 0.0012109 | 0 | 0 |  | 1 | TRUE | wye
23 | LV_1058-32_0_6_load_93 | 48 | 0.0064361 | 0.0016131 | 0 | 0 |  | 1 | TRUE | wye
24 | LV_1058-32_0_6_load_90 | 49 | 0.006735 | 0.001688 | 0 | 0 |  | 1 | TRUE | wye
25 | LV_1058-32_0_6_load_132 | 53 | 0.0058447 | 0.0014648 | 0 | 0 |  | 1 | TRUE | wye
26 | LV_1058-32_0_6_load_133 | 55 | 0.0033012 | 0.00082736 | 0 | 0 |  | 1 | TRUE | wye
27 | LV_1058-32_0_6_load_131 | 56 | 0.0042824 | 0.0010733 | 0 | 0 |  | 1 | TRUE | wye
28 | LV_1058-32_0_6_load_127 | 57 | 0.00046043 | 0.0001154 | 0 | 0 |  | 1 | TRUE | wye
29 | LV_1058-32_0_6_load_39 | 58 | 0.0045783 | 0.0011474 | 0 | 0 |  | 1 | TRUE | wye
30 | LV_1058-32_0_6_load_85 | 59 | 0.0071868 | 0.0018012 | 0 | 0 |  | 1 | TRUE | wye
31 | LV_1058-32_0_6_load_67 | 62 | 0.0079616 | 0.0019954 | 0 | 0 |  | 1 | TRUE | wye
32 | LV_1058-32_0_6_load_47 | 64 | 0.0024149 | 0.00060524 | 0 | 0 |  | 1 | TRUE | wye
33 | LV_1058-32_0_6_load_54 | 65 | 0.0035383 | 0.00088679 | 0 | 0 |  | 1 | TRUE | wye
34 | LV_1058-32_0_6_load_62 | 66 | 0.0029529 | 0.00074007 | 0 | 0 |  | 1 | TRUE | wye
35 | LV_1058-32_0_6_load_44 | 67 | 0.0073742 | 0.0018482 | 0 | 0 |  | 1 | TRUE | wye
36 | LV_1058-32_0_6_load_51 | 68 | 0.0048844 | 0.0012241 | 0 | 0 |  | 1 | TRUE | wye
37 | LV_1058-32_0_6_load_58 | 69 | 0.0029397 | 0.00073677 | 0 | 0 |  | 1 | TRUE | wye
38 | LV_1058-32_0_6_load_64 | 70 | 0.0072729 | 0.0018228 | 0 | 0 |  | 1 | TRUE | wye
39 | LV_1058-32_0_6_load_129 | 71 | 0.0098595 | 0.002471 | 0 | 0 |  | 1 | TRUE | wye
40 | LV_1058-32_0_6_load_113 | 72 | 0.0035648 | 0.00089343 | 0 | 0 |  | 1 | TRUE | wye
41 | LV_1058-32_0_6_load_94 | 73 | 0.019496 | 0.0048861 | 0 | 0 |  | 1 | TRUE | wye
42 | LV_1058-32_0_6_load_40 | 74 | 0.0061257 | 0.0015352 | 0 | 0 |  | 1 | TRUE | wye
43 | LV_1058-32_0_6_load_68 | 75 | 0.0041405 | 0.0010377 | 0 | 0 |  | 1 | TRUE | wye
44 | LV_1058-32_0_6_load_148 | 77 | 0.00766 | 0.0019198 | 0 | 0 |  | 1 | TRUE | wye
45 | LV_1058-32_0_6_load_92 | 78 | 0.0074104 | 0.0018572 | 0 | 0 |  | 1 | TRUE | wye
46 | LV_1058-32_0_6_load_61 | 79 | 0.010174 | 0.0025497 | 0 | 0 |  | 1 | TRUE | wye
47 | LV_1058-32_0_6_load_72 | 80 | 0.006047 | 0.0015155 | 0 | 0 |  | 1 | TRUE | wye
48 | LV_1058-32_0_6_load_137 | 81 | 0.0098386 | 0.0024658 | 0 | 0 |  | 1 | TRUE | wye
49 | LV_1058-32_0_6_load_147 | 83 | 0.0066845 | 0.0016753 | 0 | 0 |  | 1 | TRUE | wye
50 | LV_1058-32_0_6_load_139 | 85 | 0.0064367 | 0.0016132 | 0 | 0 |  | 1 | TRUE | wye
51 | LV_1058-32_0_6_load_91 | 86 | 0.0089454 | 0.0022419 | 0 | 0 |  | 1 | TRUE | wye
52 | LV_1058-32_0_6_load_104 | 87 | 0.0034761 | 0.0008712 | 0 | 0 |  | 1 | TRUE | wye
53 | LV_1058-32_0_6_load_130 | 88 | 0.0038106 | 0.00095503 | 0 | 0 |  | 1 | TRUE | wye
54 | LV_1058-32_0_6_load_108 | 89 | 0.0037624 | 0.00094295 | 0 | 0 |  | 1 | TRUE | wye
55 | LV_1058-32_0_6_load_119 | 91 | 0.0034746 | 0.00087082 | 0 | 0 |  | 1 | TRUE | wye
56 | LV_1058-32_0_6_load_126 | 92 | 0.00046003 | 0.00011529 | 0 | 0 |  | 1 | TRUE | wye
57 | LV_1058-32_0_6_load_144 | 94 | 0.0018327 | 0.00045933 | 0 | 0 |  | 1 | TRUE | wye
58 | LV_1058-32_0_6_load_146 | 95 | 0.0016987 | 0.00042573 | 0 | 0 |  | 1 | TRUE | wye
59 | LV_1058-32_0_6_load_101 | 97 | 0.00056637 | 0.00014195 | 0 | 0 |  | 1 | TRUE | wye
60 | LV_1058-32_0_6_load_97 | 98 | 0.0033108 | 0.00082975 | 0 | 0 |  | 1 | TRUE | wye
61 | LV_1058-32_0_6_load_140 | 99 | 0.002072 | 0.00051928 | 0 | 0 |  | 1 | TRUE | wye
62 | LV_1058-32_0_6_load_50 | 101 | 0.0037784 | 0.00094694 | 0 | 0 |  | 1 | TRUE | wye
63 | LV_1058-32_0_6_load_52 | 102 | 0.0033067 | 0.00082873 | 0 | 0 |  | 1 | TRUE | wye
64 | LV_1058-32_0_6_load_81 | 104 | 0.0098138 | 0.0024596 | 0 | 0 |  | 1 | TRUE | wye
65 | LV_1058-32_0_6_load_73 | 105 | 0.0095369 | 0.0023902 | 0 | 0 |  | 1 | TRUE | wye
66 | LV_1058-32_0_6_load_83 | 107 | 0.0096399 | 0.002416 | 0 | 0 |  | 1 | TRUE | wye
67 | LV_1058-32_0_6_load_59 | 108 | 0.0049363 | 0.0012372 | 0 | 0 |  | 1 | TRUE | wye
68 | LV_1058-32_0_6_load_65 | 109 | 0.0048937 | 0.0012265 | 0 | 0 |  | 1 | TRUE | wye
69 | LV_1058-32_0_6_load_150 | 113 | 0.0086308 | 0.0021631 | 0 | 0 |  | 1 | TRUE | wye
70 | LV_1058-32_0_6_load_152 | 114 | 0.0076659 | 0.0019212 | 0 | 0 |  | 1 | TRUE | wye
71 | LV_1058-32_0_6_load_153 | 115 | 0.007038 | 0.0017639 | 0 | 0 |  | 1 | TRUE | wye
72 | LV_1058-32_0_6_load_138 | 116 | 0.0048315 | 0.0012109 | 0 | 0 |  | 1 | TRUE | wye
73 | LV_1058-32_0_6_load_95 | 117 | 0.0098595 | 0.002471 | 0 | 0 |  | 1 | TRUE | wye
74 | LV_1058-32_0_6_load_98 | 118 | 0.0034373 | 0.00086146 | 0 | 0 |  | 1 | TRUE | wye
75 | LV_1058-32_0_6_load_100 | 119 | 0.0025794 | 0.00064646 | 0 | 0 |  | 1 | TRUE | wye
76 | LV_1058-32_0_6_load_115 | 120 | 0.0047942 | 0.0012015 | 0 | 0 |  | 1 | TRUE | wye
77 | LV_1058-32_0_6_load_123 | 122 | 0.0030358 | 0.00076085 | 0 | 0 |  | 1 | TRUE | wye
78 | LV_1058-32_0_6_load_142 | 124 | 0.0017328 | 0.00043428 | 0 | 0 |  | 1 | TRUE | wye
79 | LV_1058-32_0_6_load_145 | 125 | 0.0018661 | 0.0004677 | 0 | 0 |  | 1 | TRUE | wye
80 | LV_1058-32_0_6_load_103 | 126 | 0.0038467 | 0.00096406 | 0 | 0 |  | 1 | TRUE | wye
81 | LV_1058-32_0_6_load_121 | 127 | 0.0031816 | 0.00079737 | 0 | 0 |  | 1 | TRUE | wye
82 | LV_1058-32_0_6_load_109 | 128 | 0.0027065 | 0.00067832 | 0 | 0 |  | 1 | TRUE | wye
83 | LV_1058-32_0_6_load_110 | 129 | 0.0024035 | 0.00060236 | 0 | 0 |  | 1 | TRUE | wye
84 | LV_1058-32_0_6_load_116 | 131 | 0.0042502 | 0.0010652 | 0 | 0 |  | 1 | TRUE | wye
85 | LV_1058-32_0_6_load_117 | 132 | 0.00057963 | 0.00014527 | 0 | 0 |  | 1 | TRUE | wye
86 | LV_1058-32_0_6_load_118 | 133 | 0.0050658 | 0.0012696 | 0 | 0 |  | 1 | TRUE | wye
87 | LV_1058-32_0_6_load_124 | 134 | 0.00056349 | 0.00014122 | 0 | 0 |  | 1 | TRUE | wye
88 | LV_1058-32_0_6_load_125 | 135 | 0.00324 | 0.00081202 | 0 | 0 |  | 1 | TRUE | wye
89 | LV_1058-32_0_6_load_120 | 136 | 0.0028285 | 0.00070889 | 0 | 0 |  | 1 | TRUE | wye
90 | LV_1058-32_0_6_load_134 | 137 | 0.0025846 | 0.00064777 | 0 | 0 |  | 1 | TRUE | wye
91 | LV_1058-32_0_6_load_135 | 138 | 0.0025711 | 0.00064437 | 0 | 0 |  | 1 | TRUE | wye
92 | LV_1058-32_0_6_load_128 | 139 | 0.00096436 | 0.00024169 | 0 | 0 |  | 1 | TRUE | wye

## ext_grid
| name | bus | vm_pu | va_degree | slack_weight | in_service
0 |  | 80 | 1 | 0 | 1 | TRUE

## line
| name | std_type | from_bus | to_bus | length_km | r_ohm_per_km | x_ohm_per_km | c_nf_per_km | g_us_per_km | max_i_ka | df | parallel | type | in_service
0 | LV_1058-32_0_6_line_0 |  | 0 | 1 | 0.0087263 | 0.125 | 0.08 | 261 | 0 | 0.364 | 1 | 1 | cs | TRUE
1 | LV_1058-32_0_6_line_1 |  | 1 | 2 | 0.011466 | 0.125 | 0.08 | 261 | 0 | 0.364 | 1 | 1 | cs | TRUE
2 | LV_1058-32_0_6_line_2 |  | 1 | 3 | 0.0086568 | 0.125 | 0.08 | 261 | 0 | 0.364 | 1 | 1 | cs | TRUE
3 | LV_1058-32_0_6_line_3 |  | 2 | 4 | 0.010583 | 0.125 | 0.08 | 261 | 0 | 0.364 | 1 | 1 | cs | TRUE
4 | LV_1058-32_0_6_line_4 |  | 3 | 9 | 0.020888 | 0.125 | 0.08 | 261 | 0 | 0.364 | 1 | 1 | cs | TRUE
5 | LV_1058-32_0_6_line_5 |  | 3 | 10 | 0.004458 | 0.125 | 0.08 | 261 | 0 | 0.364 | 1 | 1 | cs | TRUE
6 | LV_1058-32_0_6_line_6 |  | 5 | 6 | 0.010824 | 0.125 | 0.08 | 261 | 0 | 0.364 | 1 | 1 | cs | TRUE
7 | LV_1058-32_0_6_line_7 |  | 5 | 7 | 0.027862 | 0.125 | 0.08 | 261 | 0 | 0.364 | 1 | 3 | cs | TRUE
8 | LV_1058-32_0_6_line_8 |  | 5 | 8 | 0.024309 | 0.125 | 0.08 | 261 | 0 | 0.364 | 1 | 1 | cs | TRUE
9 | LV_1058-32_0_6_line_9 |  | 6 | 13 | 0.025981 | 0.125 | 0.08 | 261 | 0 | 0.364 | 1 | 1 | cs | TRUE
10 | LV_1058-32_0_6_line_10 |  | 6 | 14 | 0.0088908 | 0.125 | 0.08 | 261 | 0 | 0.364 | 1 | 1 | cs | TRUE
11 | LV_1058-32_0_6_line_11 |  | 7 | 11 | 0.003669 | 0.125 | 0.08 | 261 | 0 | 0.364 | 1 | 1 | cs | TRUE
12 | LV_1058-32_0_6_line_12 |  | 7 | 12 | 0.035782 | 0.125 | 0.08 | 261 | 0 | 0.364 | 1 | 3 | cs | TRUE
13 | LV_1058-32_0_6_line_13 |  | 7 | 10 | 0.024806 | 0.125 | 0.08 | 261 | 0 | 0.364 | 1 | 1 | cs | TRUE
14 | LV_1058-32_0_6_line_14 |  | 8 | 58 | 0.014886 | 0.125 | 0.08 | 261 | 0 | 0.364 | 1 | 1 | cs | TRUE
15 | LV_1058-32_0_6_line_15 |  | 9 | 15 | 0.007076 | 0.125 | 0.08 | 261 | 0 | 0.364 | 1 | 1 | cs | TRUE
16 | LV_1058-32_0_6_line_16 |  | 11 | 59 | 0.032517 | 0.125 | 0.08 | 261 | 0 | 0.364 | 1 | 1 | cs | TRUE
17 | LV_1058-32_0_6_line_17 |  | 12 | 60 | 0.014659 | 0.125 | 0.08 | 261 | 0 | 0.364 | 1 | 3 | cs | TRUE
18 | LV_1058-32_0_6_line_18 |  | 13 | 19 | 0.0034977 | 0.125 | 0.08 | 261 | 0 | 0.364 | 1 | 1 | cs | TRUE
19 | LV_1058-32_0_6_line_19 |  | 13 | 16 | 0.013321 | 0.125 | 0.08 | 261 | 0 | 0.364 | 1 | 1 | cs | TRUE
20 | LV_1058-32_0_6_line_20 |  | 14 | 64 | 0.016057 | 0.125 | 0.08 | 261 | 0 | 0.364 | 1 | 1 | cs | TRUE
21 | LV_1058-32_0_6_line_21 |  | 16 | 17 | 0.0053076 | 0.125 | 0.08 | 261 | 0 | 0.364 | 1 | 1 | cs | TRUE
22 | LV_1058-32_0_6_line_22 |  | 16 | 18 | 0.0042601 | 0.125 | 0.08 | 261 | 0 | 0.364 | 1 | 1 | cs | TRUE
23 | LV_1058-32_0_6_line_23 |  | 18 | 23 | 0.019126 | 0.125 | 0.08 | 261 | 0 | 0.364 | 1 | 1 | cs | TRUE
24 | LV_1058-32_0_6_line_24 |  | 20 | 21 | 0.020645 | 0.125 | 0.08 | 261 | 0 | 0.364 | 1 | 1 | cs | TRUE
25 | LV_1058-32_0_6_line_25 |  | 20 | 22 | 0.021594 | 0.125 | 0.08 | 261 | 0 | 0.364 | 1 | 1 | cs | TRUE
26 | LV_1058-32_0_6_line_26 |  | 20 | 23 | 0.027252 | 0.125 | 0.08 | 261 | 0 | 0.364 | 1 | 1 | cs | TRUE
27 | LV_1058-32_0_6_line_27 |  | 22 | 24 | 0.030836 | 0.125 | 0.08 | 261 | 0 | 0.364 | 1 | 1 | cs | TRUE
28 | LV_1058-32_0_6_line_28 |  | 22 | 25 | 0.013252 | 0.125 | 0.08 | 261 | 0 | 0.364 | 1 | 1 | cs | TRUE
29 | LV_1058-32_0_6_line_29 |  | 22 | 26 | 0.0092442 | 0.125 | 0.08 | 261 | 0 | 0.364 | 1 | 1 | cs | TRUE
30 | LV_1058-32_0_6_line_30 |  | 24 | 27 | 0.013914 | 0.125 | 0.08 | 261 | 0 | 0.364 | 1 | 1 | cs | TRUE
31 | LV_1058-32_0_6_line_31 |  | 25 | 33 | 0.004312 | 0.125 | 0.08 | 261 | 0 | 0.364 | 1 | 1 | cs | TRUE
32 | LV_1058-32_0_6_line_32 |  | 25 | 34 | 0.030001 | 0.125 | 0.08 | 261 | 0 | 0.364 | 1 | 1 | cs | TRUE
33 | LV_1058-32_0_6_line_33 |  | 26 | 68 | 0.0037908 | 0.125 | 0.08 | 261 | 0 | 0.364 | 1 | 1 | cs | TRUE
34 | LV_1058-32_0_6_line_34 |  | 27 | 28 | 0.018439 | 0.125 | 0.08 | 261 | 0 | 0.364 | 1 | 1 | cs | TRUE
35 | LV_1058-32_0_6_line_35 |  | 27 | 29 | 0.025708 | 0.125 | 0.08 | 261 | 0 | 0.364 | 1 | 1 | cs | TRUE
36 | LV_1058-32_0_6_line_36 |  | 28 | 69 | 0.009614 | 0.125 | 0.08 | 261 | 0 | 0.364 | 1 | 1 | cs | TRUE
37 | LV_1058-32_0_6_line_37 |  | 28 | 66 | 0.010835 | 0.125 | 0.08 | 261 | 0 | 0.364 | 1 | 1 | cs | TRUE
38 | LV_1058-32_0_6_line_38 |  | 29 | 70 | 0.0050035 | 0.125 | 0.08 | 261 | 0 | 0.364 | 1 | 1 | cs | TRUE
39 | LV_1058-32_0_6_line_39 |  | 30 | 31 | 0.055415 | 0.125 | 0.08 | 261 | 0 | 0.364 | 1 | 1 | cs | TRUE
40 | LV_1058-32_0_6_line_40 |  | 30 | 32 | 0.017563 | 0.125 | 0.08 | 261 | 0 | 0.364 | 1 | 1 | cs | TRUE
41 | LV_1058-32_0_6_line_41 |  | 31 | 46 | 0.009031 | 0.125 | 0.08 | 261 | 0 | 0.364 | 1 | 1 | cs | TRUE
42 | LV_1058-32_0_6_line_42 |  | 31 | 47 | 0.02814 | 0.125 | 0.08 | 261 | 0 | 0.364 | 1 | 1 | cs | TRUE
43 | LV_1058-32_0_6_line_43 |  | 32 | 73 | 0.0054892 | 0.125 | 0.08 | 261 | 0 | 0.364 | 1 | 1 | cs | TRUE
44 | LV_1058-32_0_6_line_44 |  | 33 | 67 | 0.01784 | 0.125 | 0.08 | 261 | 0 | 0.364 | 1 | 1 | cs | TRUE
45 | LV_1058-32_0_6_line_45 |  | 35 | 36 | 0.022905 | 0.125 | 0.08 | 261 | 0 | 0.364 | 1 | 1 | cs | TRUE
46 | LV_1058-32_0_6_line_46 |  | 35 | 37 | 0.041293 | 0.125 | 0.08 | 261 | 0 | 0.364 | 1 | 1 | cs | TRUE
47 | LV_1058-32_0_6_line_47 |  | 35 | 38 | 0.018147 | 0.125 | 0.08 | 261 | 0 | 0.364 | 1 | 1 | cs | TRUE
48 | LV_1058-32_0_6_line_48 |  | 36 | 75 | 0.020071 | 0.125 | 0.08 | 261 | 0 | 0.364 | 1 | 1 | cs | TRUE
49 | LV_1058-32_0_6_line_49 |  | 37 | 76 | 0.038369 | 0.125 | 0.08 | 261 | 0 | 0.364 | 1 | 1 | cs | TRUE
50 | LV_1058-32_0_6_line_50 |  | 37 | 77 | 0.017489 | 0.125 | 0.08 | 261 | 0 | 0.364 | 1 | 1 | cs | TRUE
51 | LV_1058-32_0_6_line_51 |  | 39 | 40 | 0.26584 | 0.125 | 0.08 | 261 | 0 | 0.364 | 1 | 2 | cs | TRUE
52 | LV_1058-32_0_6_line_52 |  | 39 | 41 | 0.026514 | 0.125 | 0.08 | 261 | 0 | 0.364 | 1 | 3 | cs | TRUE
53 | LV_1058-32_0_6_line_53 |  | 40 | 50 | 0.029721 | 0.125 | 0.08 | 261 | 0 | 0.364 | 1 | 1 | cs | TRUE
54 | LV_1058-32_0_6_line_54 |  | 41 | 78 | 0.031147 | 0.125 | 0.08 | 261 | 0 | 0.364 | 1 | 3 | cs | TRUE
55 | LV_1058-32_0_6_line_55 |  | 42 | 43 | 0.015417 | 0.125 | 0.08 | 261 | 0 | 0.364 | 1 | 3 | cs | TRUE
56 | LV_1058-32_0_6_line_56 |  | 42 | 44 | 0.030814 | 0.125 | 0.08 | 261 | 0 | 0.364 | 1 | 1 | cs | TRUE
57 | LV_1058-32_0_6_line_57 |  | 42 | 45 | 0.034932 | 0.125 | 0.08 | 261 | 0 | 0.364 | 1 | 3 | cs | TRUE
58 | LV_1058-32_0_6_line_58 |  | 43 | 48 | 0.01788 | 0.125 | 0.08 | 261 | 0 | 0.364 | 1 | 1 | cs | TRUE
59 | LV_1058-32_0_6_line_59 |  | 43 | 49 | 0.045859 | 0.125 | 0.08 | 261 | 0 | 0.364 | 1 | 3 | cs | TRUE
60 | LV_1058-32_0_6_line_60 |  | 44 | 74 | 0.032112 | 0.125 | 0.08 | 261 | 0 | 0.364 | 1 | 1 | cs | TRUE
61 | LV_1058-32_0_6_line_61 |  | 45 | 79 | 0.013519 | 0.125 | 0.08 | 261 | 0 | 0.364 | 1 | 1 | cs | TRUE
62 | LV_1058-32_0_6_line_62 |  | 45 | 80 | 0.022044 | 0.125 | 0.08 | 261 | 0 | 0.364 | 1 | 3 | cs | TRUE
63 | LV_1058-32_0_6_line_63 |  | 47 | 81 | 0.012778 | 0.125 | 0.08 | 261 | 0 | 0.364 | 1 | 1 | cs | TRUE
64 | LV_1058-32_0_6_line_64 |  | 47 | 82 | 0.028851 | 0.125 | 0.08 | 261 | 0 | 0.364 | 1 | 1 | cs | TRUE
65 | LV_1058-32_0_6_line_65 |  | 48 | 85 | 0.025421 | 0.125 | 0.08 | 261 | 0 | 0.364 | 1 | 1 | cs | TRUE
66 | LV_1058-32_0_6_line_66 |  | 49 | 86 | 0.022534 | 0.125 | 0.08 | 261 | 0 | 0.364 | 1 | 3 | cs | TRUE
67 | LV_1058-32_0_6_line_67 |  | 50 | 87 | 0.017579 | 0.125 | 0.08 | 261 | 0 | 0.364 | 1 | 1 | cs | TRUE
68 | LV_1058-32_0_6_line_68 |  | 51 | 52 | 0.20455 | 0.125 | 0.08 | 261 | 0 | 0.364 | 1 | 1 | cs | TRUE
69 | LV_1058-32_0_6_line_69 |  | 51 | 53 | 0.029943 | 0.125 | 0.08 | 261 | 0 | 0.364 | 1 | 1 | cs | TRUE
70 | LV_1058-32_0_6_line_70 |  | 52 | 57 | 0.0040746 | 0.125 | 0.08 | 261 | 0 | 0.364 | 1 | 1 | cs | TRUE
71 | LV_1058-32_0_6_line_71 |  | 53 | 54 | 0.015312 | 0.125 | 0.08 | 261 | 0 | 0.364 | 1 | 1 | cs | TRUE
72 | LV_1058-32_0_6_line_72 |  | 54 | 55 | 0.0095751 | 0.125 | 0.08 | 261 | 0 | 0.364 | 1 | 1 | cs | TRUE
73 | LV_1058-32_0_6_line_73 |  | 54 | 56 | 0.019097 | 0.125 | 0.08 | 261 | 0 | 0.364 | 1 | 1 | cs | TRUE
74 | LV_1058-32_0_6_line_74 |  | 55 | 91 | 0.0092822 | 0.125 | 0.08 | 261 | 0 | 0.364 | 1 | 1 | cs | TRUE
75 | LV_1058-32_0_6_line_75 |  | 57 | 92 | 0.0084075 | 0.125 | 0.08 | 261 | 0 | 0.364 | 1 | 1 | cs | TRUE
76 | LV_1058-32_0_6_line_76 |  | 60 | 90 | 0.05039 | 0.125 | 0.08 | 261 | 0 | 0.364 | 1 | 3 | cs | TRUE
77 | LV_1058-32_0_6_line_77 |  | 61 | 62 | 0.025942 | 0.125 | 0.08 | 261 | 0 | 0.364 | 1 | 1 | cs | TRUE
78 | LV_1058-32_0_6_line_78 |  | 61 | 63 | 0.002852 | 0.125 | 0.08 | 261 | 0 | 0.364 | 1 | 1 | cs | TRUE
79 | LV_1058-32_0_6_line_79 |  | 63 | 64 | 0.0019413 | 0.125 | 0.08 | 261 | 0 | 0.364 | 1 | 1 | cs | TRUE
80 | LV_1058-32_0_6_line_80 |  | 63 | 65 | 0.01252 | 0.125 | 0.08 | 261 | 0 | 0.364 | 1 | 1 | cs | TRUE
81 | LV_1058-32_0_6_line_81 |  | 68 | 101 | 0.010804 | 0.125 | 0.08 | 261 | 0 | 0.364 | 1 | 1 | cs | TRUE
82 | LV_1058-32_0_6_line_82 |  | 69 | 108 | 0.01432 | 0.125 | 0.08 | 261 | 0 | 0.364 | 1 | 1 | cs | TRUE
83 | LV_1058-32_0_6_line_83 |  | 70 | 109 | 0.0010442 | 0.125 | 0.08 | 261 | 0 | 0.364 | 1 | 1 | cs | TRUE
84 | LV_1058-32_0_6_line_84 |  | 71 | 72 | 0.0020605 | 0.125 | 0.08 | 261 | 0 | 0.364 | 1 | 1 | cs | TRUE
85 | LV_1058-32_0_6_line_85 |  | 72 | 82 | 0.019012 | 0.125 | 0.08 | 261 | 0 | 0.364 | 1 | 1 | cs | TRUE
86 | LV_1058-32_0_6_line_86 |  | 73 | 117 | 0.016389 | 0.125 | 0.08 | 261 | 0 | 0.364 | 1 | 1 | cs | TRUE
87 | LV_1058-32_0_6_line_87 |  | 76 | 107 | 0.019707 | 0.125 | 0.08 | 261 | 0 | 0.364 | 1 | 1 | cs | TRUE
88 | LV_1058-32_0_6_line_88 |  | 78 | 86 | 0.024003 | 0.125 | 0.08 | 261 | 0 | 0.364 | 1 | 3 | cs | TRUE
89 | LV_1058-32_0_6_line_89 |  | 80 | 105 | 0.016306 | 0.125 | 0.08 | 261 | 0 | 0.364 | 1 | 3 | cs | TRUE
90 | LV_1058-32_0_6_line_90 |  | 81 | 116 | 0.0019784 | 0.125 | 0.08 | 261 | 0 | 0.364 | 1 | 1 | cs | TRUE
91 | LV_1058-32_0_6_line_91 |  | 82 | 128 | 0.017362 | 0.125 | 0.08 | 261 | 0 | 0.364 | 1 | 1 | cs | TRUE
92 | LV_1058-32_0_6_line_92 |  | 83 | 84 | 0.015829 | 0.125 | 0.08 | 261 | 0 | 0.364 | 1 | 1 | cs | TRUE
93 | LV_1058-32_0_6_line_93 |  | 84 | 125 | 0.010549 | 0.125 | 0.08 | 261 | 0 | 0.364 | 1 | 1 | cs | TRUE
94 | LV_1058-32_0_6_line_94 |  | 85 | 116 | 0.02295 | 0.125 | 0.08 | 261 | 0 | 0.364 | 1 | 1 | cs | TRUE
95 | LV_1058-32_0_6_line_95 |  | 87 | 126 | 0.020496 | 0.125 | 0.08 | 261 | 0 | 0.364 | 1 | 1 | cs | TRUE
96 | LV_1058-32_0_6_line_96 |  | 88 | 89 | 0.040698 | 0.125 | 0.08 | 261 | 0 | 0.364 | 1 | 1 | cs | TRUE
97 | LV_1058-32_0_6_line_97 |  | 89 | 123 | 0.012886 | 0.125 | 0.08 | 261 | 0 | 0.364 | 1 | 1 | cs | TRUE
98 | LV_1058-32_0_6_line_98 |  | 90 | 106 | 0.010786 | 0.125 | 0.08 | 261 | 0 | 0.364 | 1 | 3 | cs | TRUE
99 | LV_1058-32_0_6_line_99 |  | 91 | 130 | 0.0014591 | 0.125 | 0.08 | 261 | 0 | 0.364 | 1 | 1 | cs | TRUE
100 | LV_1058-32_0_6_line_100 |  | 92 | 139 | 0.0024796 | 0.125 | 0.08 | 261 | 0 | 0.364 | 1 | 1 | cs | TRUE
101 | LV_1058-32_0_6_line_101 |  | 93 | 94 | 0.0099782 | 0.125 | 0.08 | 261 | 0 | 0.364 | 1 | 1 | cs | TRUE
102 | LV_1058-32_0_6_line_102 |  | 93 | 95 | 0.017306 | 0.125 | 0.08 | 261 | 0 | 0.364 | 1 | 1 | cs | TRUE
103 | LV_1058-32_0_6_line_103 |  | 93 | 96 | 0.055943 | 0.125 | 0.08 | 261 | 0 | 0.364 | 1 | 1 | cs | TRUE
104 | LV_1058-32_0_6_line_104 |  | 94 | 124 | 0.0057768 | 0.125 | 0.08 | 261 | 0 | 0.364 | 1 | 1 | cs | TRUE
105 | LV_1058-32_0_6_line_105 |  | 95 | 125 | 0.0054713 | 0.125 | 0.08 | 261 | 0 | 0.364 | 1 | 1 | cs | TRUE
106 | LV_1058-32_0_6_line_106 |  | 96 | 97 | 0.0067213 | 0.125 | 0.08 | 261 | 0 | 0.364 | 1 | 1 | cs | TRUE
107 | LV_1058-32_0_6_line_107 |  | 96 | 98 | 0.020373 | 0.125 | 0.08 | 261 | 0 | 0.364 | 1 | 1 | cs | TRUE
108 | LV_1058-32_0_6_line_108 |  | 97 | 121 | 0.017952 | 0.125 | 0.08 | 261 | 0 | 0.364 | 1 | 1 | cs | TRUE
109 | LV_1058-32_0_6_line_109 |  | 98 | 118 | 0.021517 | 0.125 | 0.08 | 261 | 0 | 0.364 | 1 | 1 | cs | TRUE
110 | LV_1058-32_0_6_line_110 |  | 99 | 100 | 0.0096777 | 0.125 | 0.08 | 261 | 0 | 0.364 | 1 | 1 | cs | TRUE
111 | LV_1058-32_0_6_line_111 |  | 100 | 124 | 0.01751 | 0.125 | 0.08 | 261 | 0 | 0.364 | 1 | 1 | cs | TRUE
112 | LV_1058-32_0_6_line_112 |  | 101 | 102 | 0.0058722 | 0.125 | 0.08 | 261 | 0 | 0.364 | 1 | 1 | cs | TRUE
113 | LV_1058-32_0_6_line_113 |  | 103 | 104 | 0.015444 | 0.125 | 0.08 | 261 | 0 | 0.364 | 1 | 3 | cs | TRUE
114 | LV_1058-32_0_6_line_114 |  | 103 | 105 | 0.011567 | 0.125 | 0.08 | 261 | 0 | 0.364 | 1 | 3 | cs | TRUE
115 | LV_1058-32_0_6_line_115 |  | 104 | 110 | 0.021651 | 0.125 | 0.08 | 261 | 0 | 0.364 | 1 | 3 | cs | TRUE
116 | LV_1058-32_0_6_line_116 |  | 106 | 115 | 0.001896 | 0.125 | 0.08 | 261 | 0 | 0.364 | 1 | 1 | cs | TRUE
117 | LV_1058-32_0_6_line_117 |  | 106 | 112 | 0.030862 | 0.125 | 0.08 | 261 | 0 | 0.364 | 1 | 3 | cs | TRUE
118 | LV_1058-32_0_6_line_118 |  | 107 | 110 | 0.017457 | 0.125 | 0.08 | 261 | 0 | 0.364 | 1 | 1 | cs | TRUE
119 | LV_1058-32_0_6_line_119 |  | 110 | 111 | 0.006039 | 0.125 | 0.08 | 261 | 0 | 0.364 | 1 | 3 | cs | TRUE
120 | LV_1058-32_0_6_line_120 |  | 111 | 112 | 0.029217 | 0.125 | 0.08 | 261 | 0 | 0.364 | 1 | 3 | cs | TRUE
121 | LV_1058-32_0_6_line_121 |  | 111 | 113 | 0.020713 | 0.125 | 0.08 | 261 | 0 | 0.364 | 1 | 1 | cs | TRUE
122 | LV_1058-32_0_6_line_122 |  | 112 | 114 | 0.007453 | 0.125 | 0.08 | 261 | 0 | 0.364 | 1 | 1 | cs | TRUE
123 | LV_1058-32_0_6_line_123 |  | 118 | 119 | 0.020925 | 0.125 | 0.08 | 261 | 0 | 0.364 | 1 | 1 | cs | TRUE
124 | LV_1058-32_0_6_line_124 |  | 119 | 120 | 0.016044 | 0.125 | 0.08 | 261 | 0 | 0.364 | 1 | 1 | cs | TRUE
125 | LV_1058-32_0_6_line_125 |  | 121 | 122 | 0.025747 | 0.125 | 0.08 | 261 | 0 | 0.364 | 1 | 1 | cs | TRUE
126 | LV_1058-32_0_6_line_126 |  | 121 | 123 | 0.025389 | 0.125 | 0.08 | 261 | 0 | 0.364 | 1 | 1 | cs | TRUE
127 | LV_1058-32_0_6_line_127 |  | 122 | 127 | 0.021521 | 0.125 | 0.08 | 261 | 0 | 0.364 | 1 | 1 | cs | TRUE
128 | LV_1058-32_0_6_line_128 |  | 123 | 126 | 0.035862 | 0.125 | 0.08 | 261 | 0 | 0.364 | 1 | 1 | cs | TRUE
129 | LV_1058-32_0_6_line_129 |  | 127 | 136 | 0.020319 | 0.125 | 0.08 | 261 | 0 | 0.364 | 1 | 1 | cs | TRUE
130 | LV_1058-32_0_6_line_130 |  | 128 | 129 | 0.020887 | 0.125 | 0.08 | 261 | 0 | 0.364 | 1 | 1 | cs | TRUE
131 | LV_1058-32_0_6_line_131 |  | 129 | 130 | 0.009825 | 0.125 | 0.08 | 261 | 0 | 0.364 | 1 | 1 | cs | TRUE
132 | LV_1058-32_0_6_line_132 |  | 130 | 131 | 0.013036 | 0.125 | 0.08 | 261 | 0 | 0.364 | 1 | 1 | cs | TRUE
133 | LV_1058-32_0_6_line_133 |  | 131 | 132 | 0.012662 | 0.125 | 0.08 | 261 | 0 | 0.364 | 1 | 1 | cs | TRUE
134 | LV_1058-32_0_6_line_134 |  | 132 | 133 | 0.010051 | 0.125 | 0.08 | 261 | 0 | 0.364 | 1 | 1 | cs | TRUE
135 | LV_1058-32_0_6_line_135 |  | 133 | 134 | 0.0097232 | 0.125 | 0.08 | 261 | 0 | 0.364 | 1 | 1 | cs | TRUE
136 | LV_1058-32_0_6_line_136 |  | 134 | 135 | 0.011481 | 0.125 | 0.08 | 261 | 0 | 0.364 | 1 | 1 | cs | TRUE
137 | LV_1058-32_0_6_line_137 |  | 135 | 137 | 0.020321 | 0.125 | 0.08 | 261 | 0 | 0.364 | 1 | 1 | cs | TRUE
138 | LV_1058-32_0_6_line_138 |  | 137 | 138 | 0.01034 | 0.125 | 0.08 | 261 | 0 | 0.364 | 1 | 1 | cs | TRUE

## trafo
| name | std_type | hv_bus | lv_bus | sn_mva | vn_hv_kv | vn_lv_kv | vk_percent | vkr_percent | pfe_kw | i0_percent | shift_degree | tap_side | tap_neutral | tap_min | tap_max | tap_step_percent | tap_step_degree | tap_pos | tap_phase_shifter | parallel | df | in_service
0 | LV_1058-32_0_6_trafo_72 | 0.63 MVA 20/0.4 kV | 140 | 80 | 0.63 | 20 | 0.4 | 6 | 1.206 | 1.65 | 0.2619 | 150 | hv | 0 | -2 | 2 | 2.5 | 0 | 0 | FALSE | 1 | 1 | TRUE

## line_geodata
| x0 | y0 | x1 | y1 | x2 | y2 | x3 | y3 | x4 | y4 | x5 | y5 | x6 | y6 | x7 | y7 | x8 | y8 | x9 | y9 | x10 | y10 | x11 | y11 | x12 | y12 | x13 | y13 | x14 | y14 | x15 | y15 | x16 | y16 | x17 | y17 | x18 | y18 | x19 | y19 | x20 | y20 | x21 | y21 | x22 | y22 | x23 | y23 | x24 | y24 | x25 | y25 | x26 | y26
0 | 2665844.8999 | 1208403.805 | 2665839.3104 | 1208397.1039
1 | 2665844.8999 | 1208403.805 | 2665836.0286 | 1208411.07
2 | 2665844.8999 | 1208403.805 | 2665847.4661 | 1208406.8796 | 2665849.927 | 1208409.853 | 2665850.4373 | 1208410.459
3 | 2665836.0286 | 1208411.07 | 2665827.8407 | 1208417.7753
4 | 2665833.4333 | 1208422.5567 | 2665846.8977 | 1208412.2322 | 2665850.4373 | 1208410.459
5 | 2665850.4373 | 1208410.459 | 2665852.9983 | 1208409.1865 | 2665854.5296 | 1208408.7286
6 | 2665882.0495 | 1208387.7606 | 2665879.3045 | 1208387.1077 | 2665878.3642 | 1208386.886 | 2665874.475 | 1208392.7689
7 | 2665870.3996 | 1208415.5268 | 2665872.7052 | 1208406.3911 | 2665872.5854 | 1208400.7196 | 2665875.3885 | 1208400.2391 | 2665877.9202 | 1208398.8662 | 2665875.481 | 1208393.9252 | 2665874.475 | 1208392.7689
8 | 2665874.475 | 1208392.7689 | 2665867.1626 | 1208384.372 | 2665859.9507 | 1208373.3468
9 | 2665882.0495 | 1208387.7606 | 2665884.2029 | 1208388.2847 | 2665885.6664 | 1208388.6344 | 2665885.8509 | 1208389.1367 | 2665887.3643 | 1208390.4764 | 2665889.9528 | 1208391.5279 | 2665895.5133 | 1208391.278 | 2665906.8467 | 1208390.8028
10 | 2665882.0495 | 1208387.7606 | 2665884.3365 | 1208379.1689
11 | 2665870.3996 | 1208415.5268 | 2665872.8786 | 1208416.1656 | 2665873.9627 | 1208416.4444
12 | 2665870.3996 | 1208415.5268 | 2665861.6354 | 1208450.2191
13 | 2665870.3996 | 1208415.5268 | 2665868.1024 | 1208414.9344 | 2665867.2306 | 1208414.7135 | 2665868.4156 | 1208409.9793 | 2665868.0434 | 1208407.885 | 2665866.9239 | 1208406.683 | 2665865.456 | 1208406.0442 | 2665862.1061 | 1208406.4631 | 2665854.5296 | 1208408.7286
14 | 2665852.4069 | 1208360.5226 | 2665857.3905 | 1208369.4329 | 2665859.9507 | 1208373.3468
15 | 2665833.4333 | 1208422.5567 | 2665837.8732 | 1208428.0757
16 | 2665873.9627 | 1208416.4444 | 2665865.9281 | 1208447.9531
17 | 2665858.045 | 1208464.4315 | 2665861.6354 | 1208450.2191
18 | 2665906.8467 | 1208390.8028 | 2665910.3411 | 1208390.6492
19 | 2665906.8467 | 1208390.8028 | 2665906.9504 | 1208393.8058 | 2665907.0937 | 1208398.0433 | 2665907.2602 | 1208402.9259 | 2665907.3003 | 1208404.1159
20 | 2665884.3365 | 1208379.1689 | 2665888.4667 | 1208363.6526
21 | 2665907.3003 | 1208404.1159 | 2665901.9963 | 1208404.3118
22 | 2665907.3003 | 1208404.1159 | 2665911.5559 | 1208403.9198
23 | 2665930.6615 | 1208403.0391 | 2665911.5559 | 1208403.9198
24 | 2665957.8847 | 1208401.7842 | 2665958.9993 | 1208422.3992
25 | 2665957.8847 | 1208401.7842 | 2665979.5244 | 1208400.9117
26 | 2665957.8847 | 1208401.7842 | 2665930.6615 | 1208403.0391
27 | 2665979.5244 | 1208400.9117 | 2666010.3422 | 1208399.8418
28 | 2665979.5244 | 1208400.9117 | 2665979.4132 | 1208395.8407 | 2665979.7146 | 1208390.5853 | 2665979.876 | 1208387.6742
29 | 2665979.5244 | 1208400.9117 | 2665979.7344 | 1208410.1535
30 | 2666024.2403 | 1208399.1939 | 2666015.2257 | 1208399.6722 | 2666010.3422 | 1208399.8418
31 | 2665979.876 | 1208387.6742 | 2665975.5556 | 1208387.8599
32 | 2665979.876 | 1208387.6742 | 2665989.5669 | 1208387.2365 | 2666009.844 | 1208386.2725
33 | 2665979.7344 | 1208410.1535 | 2665979.8206 | 1208413.9433
34 | 2666042.7279 | 1208398.7314 | 2666024.2403 | 1208399.1939
35 | 2666024.2403 | 1208399.1939 | 2666024.5725 | 1208415.8966 | 2666022.7941 | 1208419.9572 | 2666022.9464 | 1208424.5233
36 | 2666042.7279 | 1208398.7314 | 2666043.0441 | 1208408.3402
37 | 2666042.7279 | 1208398.7314 | 2666053.55 | 1208398.1986
38 | 2666022.9464 | 1208424.5233 | 2666023.1133 | 1208429.524
39 | 2666085.7128 | 1208503.8824 | 2666080.7885 | 1208499.5586 | 2666067.4158 | 1208487.8479 | 2666080.0805 | 1208471.5003 | 2666086.4289 | 1208463.2544
40 | 2666086.4289 | 1208463.2544 | 2666100.8515 | 1208473.276
41 | 2666085.7128 | 1208503.8824 | 2666081.8643 | 1208508.1424 | 2666078.6767 | 1208509.0188
42 | 2666085.7128 | 1208503.8824 | 2666106.9162 | 1208522.4507
43 | 2666105.3593 | 1208476.4082 | 2666100.8515 | 1208473.276
44 | 2665975.5556 | 1208387.8599 | 2665983.0206 | 1208371.657
45 | 2665989.4154 | 1208572.7927 | 2666003.4265 | 1208554.6734
46 | 2665989.4154 | 1208572.7927 | 2665963.8267 | 1208554.7656 | 2665956.6752 | 1208549.7168 | 2665955.5964 | 1208548.96
47 | 2665989.4154 | 1208572.7927 | 2665978.3693 | 1208587.1904
48 | 2666003.4265 | 1208554.6734 | 2666015.7041 | 1208538.7957
49 | 2665927.588 | 1208526.2812 | 2665926.1907 | 1208528.2003 | 2665955.5964 | 1208548.96
50 | 2665955.5964 | 1208548.96 | 2665943.9167 | 1208561.9769
51 | 2665957.5106 | 1208633.6996 | 2665953.3656 | 1208639.3462 | 2665943.131 | 1208649.8173 | 2665938.2466 | 1208655.6447 | 2665930.757 | 1208665.379 | 2665926.314 | 1208671.1668 | 2665917.9656 | 1208684.3271 | 2665911.9335 | 1208694.9559 | 2665906.5125 | 1208705.3135 | 2665900.8447 | 1208718.0699 | 2665895.6268 | 1208730.0085 | 2665892.406 | 1208739.412 | 2665890.6034 | 1208745.6848 | 2665897.8778 | 1208745.7763 | 2665900.4766 | 1208745.2046 | 2665905.0651 | 1208741.3751 | 2665906.9486 | 1208736.7264 | 2665908.0309 | 1208731.6575 | 2665909.1191 | 1208725.3657 | 2665910.8424 | 1208716.646 | 2665911.7262 | 1208710.9634 | 2665915.0547 | 1208704.8965 | 2665920.4584 | 1208695.4059 | 2665926.2502 | 1208687.9542 | 2665936.7344 | 1208680.3431 | 2665951.5434 | 1208668.7106 | 2665972.7187 | 1208650.6113
52 | 2665957.5106 | 1208633.6996 | 2665960.7526 | 1208629.2772 | 2665966.0891 | 1208621.7538 | 2665969.1656 | 1208615.7952 | 2665972.1888 | 1208611.687
53 | 2665998.1977 | 1208657.8974 | 2665998.1731 | 1208655.3066 | 2665996.3149 | 1208652.8513 | 2665994.2934 | 1208651.4058 | 2665989.6111 | 1208650.6425 | 2665972.7187 | 1208650.6113
54 | 2665972.1888 | 1208611.687 | 2665977.0539 | 1208605.0758 | 2665990.9981 | 1208586.8626
55 | 2666043.1518 | 1208503.3 | 2666047.2471 | 1208506.2804 | 2666043.7751 | 1208510.8671 | 2666047.4084 | 1208513.6868
56 | 2666043.1518 | 1208503.3 | 2666062.009 | 1208478.9295
57 | 2666015.1244 | 1208482.355 | 2666022.4042 | 1208488.1724 | 2666043.1518 | 1208503.3
58 | 2666047.4084 | 1208513.6868 | 2666061.5433 | 1208524.636
59 | 2666047.4084 | 1208513.6868 | 2666037.6205 | 1208526.3418 | 2666020.8501 | 1208548.2363 | 2666019.4522 | 1208550.0384
60 | 2666062.009 | 1208478.9295 | 2666081.6602 | 1208453.5329
61 | 2666015.1244 | 1208482.355 | 2666022.9361 | 1208471.3214
62 | 2666015.1244 | 1208482.355 | 2666000.4582 | 1208498.8126
63 | 2666106.9162 | 1208522.4507 | 2666098.776 | 1208532.3008
64 | 2666106.9162 | 1208522.4507 | 2666113.8494 | 1208524.551 | 2666130.698 | 1208538.1682
65 | 2666081.6401 | 1208540.2033 | 2666061.5433 | 1208524.636
66 | 2666019.4522 | 1208550.0384 | 2666005.6409 | 1208567.8434
67 | 2665998.1977 | 1208657.8974 | 2666012.7422 | 1208648.024
68 | 2666207.1226 | 1208551.6123 | 2666217.6533 | 1208549.4611 | 2666225.503 | 1208548.4364 | 2666234.6571 | 1208547.7042 | 2666242.242 | 1208547.9329 | 2666250.3828 | 1208549.4464 | 2666256.4698 | 1208551.7487 | 2666267.9587 | 1208558.4692 | 2666273.4488 | 1208562.4882 | 2666275.6937 | 1208565.0369 | 2666279.6316 | 1208569.1609 | 2666281.5689 | 1208573.3961 | 2666281.7961 | 1208576.8897 | 2666281.6353 | 1208581.1016 | 2666280.346 | 1208586.9797 | 2666279.1544 | 1208589.5347 | 2666277.4254 | 1208593.2511 | 2666272.8908 | 1208597.6702 | 2666267.3502 | 1208600.2547 | 2666257.9526 | 1208602.385 | 2666182.6995 | 1208621.84
69 | 2666207.1226 | 1208551.6123 | 2666194.0353 | 1208555.325 | 2666184.6143 | 1208558.8783 | 2666178.8235 | 1208561.2827
70 | 2666182.6995 | 1208621.84 | 2666178.7544 | 1208622.859
71 | 2666164.3755 | 1208563.7347 | 2666166.1985 | 1208564.5665 | 2666168.2312 | 1208565.0004 | 2666171.2983 | 1208564.0227 | 2666177.4424 | 1208561.8562 | 2666178.8235 | 1208561.2827
72 | 2666164.3755 | 1208563.7347 | 2666163.3132 | 1208566.9805 | 2666160.0115 | 1208570.6016 | 2666158.8733 | 1208571.1409
73 | 2666164.3755 | 1208563.7347 | 2666163.3763 | 1208561.2888 | 2666163.8251 | 1208557.8361 | 2666167.7493 | 1208553.6103 | 2666172.8096 | 1208548.4791
74 | 2666150.485 | 1208575.1154 | 2666158.8733 | 1208571.1409
75 | 2666170.614 | 1208624.9616 | 2666178.7544 | 1208622.859
76 | 2665858.045 | 1208464.4315 | 2665879.6857 | 1208491.6758 | 2665888.0176 | 1208499.995 | 2665890.7837 | 1208497.3572
77 | 2665891.8255 | 1208361.7081 | 2665917.7609 | 1208361.1255
78 | 2665888.9661 | 1208361.7766 | 2665891.8255 | 1208361.7081
79 | 2665888.9661 | 1208361.7766 | 2665888.4667 | 1208363.6526
80 | 2665888.9661 | 1208361.7766 | 2665892.2076 | 1208349.6838
81 | 2665979.8206 | 1208413.9433 | 2665980.0661 | 1208424.7444
82 | 2666043.0441 | 1208408.3402 | 2666043.5151 | 1208422.6528
83 | 2666023.1481 | 1208430.5676 | 2666023.1133 | 1208429.524
84 | 2666141.2162 | 1208522.68 | 2666142.0249 | 1208520.7848
85 | 2666130.698 | 1208538.1682 | 2666136.848 | 1208532.0436 | 2666140.8735 | 1208523.483 | 2666141.2162 | 1208522.68
86 | 2666105.3593 | 1208476.4082 | 2666118.818 | 1208485.7601
87 | 2665927.588 | 1208526.2812 | 2665933.7249 | 1208517.8883 | 2665938.5979 | 1208511.0379 | 2665939.2414 | 1208510.405
88 | 2666005.6409 | 1208567.8434 | 2665999.3705 | 1208575.9269 | 2665990.9981 | 1208586.8626
89 | 2666000.4582 | 1208498.8126 | 2665989.61 | 1208510.9859
90 | 2666098.776 | 1208532.3008 | 2666097.5156 | 1208533.8259
91 | 2666130.698 | 1208538.1682 | 2666125.1279 | 1208542.7315 | 2666131.2228 | 1208550.8621
92 | 2666102.8657 | 1208684.9275 | 2666094.8095 | 1208689.5189 | 2666090.6599 | 1208694.5949
93 | 2666102.8657 | 1208684.9275 | 2666112.3938 | 1208680.3999
94 | 2666097.5156 | 1208533.8259 | 2666088.106 | 1208545.2119 | 2666081.6401 | 1208540.2033
95 | 2666029.6999 | 1208636.5125 | 2666012.7422 | 1208648.024
96 | 2666049.8022 | 1208608.6479 | 2666040.3636 | 1208597.2266 | 2666023.1978 | 1208606.0866 | 2666018.2038 | 1208610.3462
97 | 2666059.3709 | 1208616.3708 | 2666055.4502 | 1208615.4824 | 2666049.8022 | 1208608.6479
98 | 2665900.4152 | 1208492.6384 | 2665891.9132 | 1208496.2802 | 2665890.7837 | 1208497.3572
99 | 2666149.1664 | 1208575.7402 | 2666150.485 | 1208575.1154
100 | 2666168.2132 | 1208625.5817 | 2666170.614 | 1208624.9616
101 | 2666133.6956 | 1208672.4057 | 2666143.3589 | 1208669.9183
102 | 2666133.6956 | 1208672.4057 | 2666124.4872 | 1208675.3166 | 2666117.4189 | 1208678.2396
103 | 2666133.6956 | 1208672.4057 | 2666127.2472 | 1208669.7993 | 2666122.6539 | 1208661.0097 | 2666122.6261 | 1208658.7191 | 2666124.5154 | 1208649.4455 | 2666113.256 | 1208643.973 | 2666109.6317 | 1208639.6636 | 2666105.0976 | 1208631.6974
104 | 2666148.9964 | 1208668.6624 | 2666144.8346 | 1208669.5384 | 2666143.3589 | 1208669.9183
105 | 2666112.3938 | 1208680.3999 | 2666113.726 | 1208679.7668 | 2666117.4189 | 1208678.2396
106 | 2666105.0976 | 1208631.6974 | 2666101.8313 | 1208625.9577 | 2666101.7169 | 1208625.9318
107 | 2666105.0976 | 1208631.6974 | 2666088.7569 | 1208643.8641
108 | 2666084.2072 | 1208621.9713 | 2666101.7169 | 1208625.9318
109 | 2666088.7569 | 1208643.8641 | 2666071.4983 | 1208656.7142
110 | 2666166.2894 | 1208666.0629 | 2666175.9647 | 1208665.8488
111 | 2666166.2894 | 1208666.0629 | 2666156.4251 | 1208667.0987 | 2666148.9964 | 1208668.6624
112 | 2665980.1995 | 1208430.6151 | 2665980.0661 | 1208424.7444
113 | 2665981.9142 | 1208519.6218 | 2665969.041 | 1208511.0895
114 | 2665981.9142 | 1208519.6218 | 2665989.61 | 1208510.9859
115 | 2665951.6875 | 1208498.1635 | 2665964.0194 | 1208507.7612 | 2665969.041 | 1208511.0895
116 | 2665899.2994 | 1208491.103 | 2665900.4152 | 1208492.6384
117 | 2665925.9673 | 1208476.1772 | 2665917.1107 | 1208484.3844 | 2665916.36 | 1208485.5768 | 2665900.4152 | 1208492.6384
118 | 2665951.6875 | 1208498.1635 | 2665939.2414 | 1208510.405
119 | 2665951.6875 | 1208498.1635 | 2665950.4299 | 1208492.2572
120 | 2665950.4299 | 1208492.2572 | 2665939.3421 | 1208484.9747 | 2665936.6088 | 1208483.2657 | 2665925.9673 | 1208476.1772
121 | 2665963.284 | 1208478.6909 | 2665964.3126 | 1208481.2371 | 2665956.9256 | 1208485.1134 | 2665950.4299 | 1208492.2572
122 | 2665925.9673 | 1208476.1772 | 2665928.4101 | 1208473.2134 | 2665925.5147 | 1208471.0357
123 | 2666071.4983 | 1208656.7142 | 2666054.7144 | 1208669.2109
124 | 2666054.7144 | 1208669.2109 | 2666041.8458 | 1208678.7923
125 | 2666084.2072 | 1208621.9713 | 2666063.4109 | 1208637.1507
126 | 2666084.2072 | 1208621.9713 | 2666059.3709 | 1208616.3708
127 | 2666063.4109 | 1208637.1507 | 2666046.0277 | 1208649.8389
128 | 2666059.3709 | 1208616.3708 | 2666029.6999 | 1208636.5125
129 | 2666029.6156 | 1208661.8184 | 2666046.0277 | 1208649.8389
130 | 2666131.2228 | 1208550.8621 | 2666143.7509 | 1208567.5749
131 | 2666149.1664 | 1208575.7402 | 2666147.4236 | 1208572.4744 | 2666143.7509 | 1208567.5749
132 | 2666149.1664 | 1208575.7402 | 2666137.3721 | 1208581.2919
133 | 2666137.3721 | 1208581.2919 | 2666125.9162 | 1208586.6844
134 | 2666116.7967 | 1208590.9068 | 2666118.2909 | 1208590.2737 | 2666125.9162 | 1208586.6844
135 | 2666116.7967 | 1208590.9068 | 2666107.8439 | 1208594.7001
136 | 2666097.2724 | 1208599.1793 | 2666107.8439 | 1208594.7001
137 | 2666097.2724 | 1208599.1793 | 2666078.5614 | 1208607.1072
138 | 2666069.0405 | 1208611.1412 | 2666078.5614 | 1208607.1072

## bus_geodata
| x | y | coords
0 | 2665839.3104 | 1208397.1039
1 | 2665844.8999 | 1208403.805
2 | 2665836.0286 | 1208411.07
3 | 2665850.4373 | 1208410.459
4 | 2665827.8407 | 1208417.7753
5 | 2665874.475 | 1208392.7689
6 | 2665882.0495 | 1208387.7606
7 | 2665870.3996 | 1208415.5268
8 | 2665859.9507 | 1208373.3468
9 | 2665833.4333 | 1208422.5567
10 | 2665854.5296 | 1208408.7286
11 | 2665873.9627 | 1208416.4444
12 | 2665861.6354 | 1208450.2191
13 | 2665906.8467 | 1208390.8028
14 | 2665884.3365 | 1208379.1689
15 | 2665837.8732 | 1208428.0757
16 | 2665907.3003 | 1208404.1159
17 | 2665901.9963 | 1208404.3118
18 | 2665911.5559 | 1208403.9198
19 | 2665910.3411 | 1208390.6492
20 | 2665957.8847 | 1208401.7842
21 | 2665958.9993 | 1208422.3992
22 | 2665979.5244 | 1208400.9117
23 | 2665930.6615 | 1208403.0391
24 | 2666010.3422 | 1208399.8418
25 | 2665979.876 | 1208387.6742
26 | 2665979.7344 | 1208410.1535
27 | 2666024.2403 | 1208399.1939
28 | 2666042.7279 | 1208398.7314
29 | 2666022.9464 | 1208424.5233
30 | 2666086.4289 | 1208463.2544
31 | 2666085.7128 | 1208503.8824
32 | 2666100.8515 | 1208473.276
33 | 2665975.5556 | 1208387.8599
34 | 2666009.844 | 1208386.2725
35 | 2665989.4154 | 1208572.7927
36 | 2666003.4265 | 1208554.6734
37 | 2665955.5964 | 1208548.96
38 | 2665978.3694 | 1208587.1904
39 | 2665957.5106 | 1208633.6996
40 | 2665972.7187 | 1208650.6113
41 | 2665972.1888 | 1208611.687
42 | 2666043.1518 | 1208503.3
43 | 2666047.4084 | 1208513.6868
44 | 2666062.009 | 1208478.9295
45 | 2666015.1244 | 1208482.355
46 | 2666078.6767 | 1208509.0188
47 | 2666106.9162 | 1208522.4507
48 | 2666061.5433 | 1208524.636
49 | 2666019.4522 | 1208550.0384
50 | 2665998.1977 | 1208657.8974
51 | 2666207.1226 | 1208551.6123
52 | 2666182.6995 | 1208621.84
53 | 2666178.8235 | 1208561.2827
54 | 2666164.3755 | 1208563.7347
55 | 2666158.8733 | 1208571.1409
56 | 2666172.8096 | 1208548.4791
57 | 2666178.7544 | 1208622.859
58 | 2665852.4069 | 1208360.5226
59 | 2665865.9281 | 1208447.9531
60 | 2665858.045 | 1208464.4315
61 | 2665891.8255 | 1208361.7081
62 | 2665917.7609 | 1208361.1255
63 | 2665888.9661 | 1208361.7766
64 | 2665888.4667 | 1208363.6526
65 | 2665892.2076 | 1208349.6838
66 | 2666053.55 | 1208398.1986
67 | 2665983.0206 | 1208371.657
68 | 2665979.8206 | 1208413.9433
69 | 2666043.0441 | 1208408.3402
70 | 2666023.1133 | 1208429.524
71 | 2666142.0248 | 1208520.7848
72 | 2666141.2162 | 1208522.68
73 | 2666105.3593 | 1208476.4082
74 | 2666081.6602 | 1208453.5329
75 | 2666015.7041 | 1208538.7957
76 | 2665927.588 | 1208526.2812
77 | 2665943.9167 | 1208561.9769
78 | 2665990.9981 | 1208586.8626
79 | 2666022.9361 | 1208471.3214
80 | 2666000.4582 | 1208498.8126
81 | 2666098.776 | 1208532.3008
82 | 2666130.698 | 1208538.1682
83 | 2666090.6599 | 1208694.5949
84 | 2666102.8657 | 1208684.9275
85 | 2666081.6401 | 1208540.2033
86 | 2666005.6409 | 1208567.8434
87 | 2666012.7422 | 1208648.024
88 | 2666018.2038 | 1208610.3462
89 | 2666049.8022 | 1208608.6479
90 | 2665890.7837 | 1208497.3572
91 | 2666150.485 | 1208575.1154
92 | 2666170.614 | 1208624.9616
93 | 2666133.6956 | 1208672.4057
94 | 2666143.3589 | 1208669.9183
95 | 2666117.4189 | 1208678.2396
96 | 2666105.0976 | 1208631.6974
97 | 2666101.7169 | 1208625.9318
98 | 2666088.7569 | 1208643.8641
99 | 2666175.9647 | 1208665.8488
100 | 2666166.2894 | 1208666.0629
101 | 2665980.0661 | 1208424.7444
102 | 2665980.1995 | 1208430.6151
103 | 2665981.9142 | 1208519.6218
104 | 2665969.041 | 1208511.0895
105 | 2665989.61 | 1208510.9859
106 | 2665900.4152 | 1208492.6384
107 | 2665939.2414 | 1208510.405
108 | 2666043.5151 | 1208422.6528
109 | 2666023.1481 | 1208430.5676
110 | 2665951.6875 | 1208498.1635
111 | 2665950.4299 | 1208492.2572
112 | 2665925.9673 | 1208476.1772
113 | 2665963.284 | 1208478.6909
114 | 2665925.5147 | 1208471.0357
115 | 2665899.2994 | 1208491.103
116 | 2666097.5156 | 1208533.8259
117 | 2666118.818 | 1208485.7601
118 | 2666071.4983 | 1208656.7142
119 | 2666054.7144 | 1208669.2109
120 | 2666041.8458 | 1208678.7923
121 | 2666084.2072 | 1208621.9713
122 | 2666063.4109 | 1208637.1507
123 | 2666059.3709 | 1208616.3708
124 | 2666148.9964 | 1208668.6624
125 | 2666112.3938 | 1208680.3999
126 | 2666029.6999 | 1208636.5125
127 | 2666046.0277 | 1208649.8389
128 | 2666131.2228 | 1208550.8621
129 | 2666143.7509 | 1208567.5749
130 | 2666149.1664 | 1208575.7402
131 | 2666137.3721 | 1208581.2919
132 | 2666125.9162 | 1208586.6844
133 | 2666116.7967 | 1208590.9068
134 | 2666107.8439 | 1208594.7001
135 | 2666097.2724 | 1208599.1793
136 | 2666029.6156 | 1208661.8184
137 | 2666078.5614 | 1208607.1072
138 | 2666069.0405 | 1208611.1412
139 | 2666168.2132 | 1208625.5817
140 | 2666015.1244 | 1208482.355

## line_std_types
| c_nf_per_km | r_ohm_per_km | x_ohm_per_km | max_i_ka | type | q_mm2 | alpha | voltage_rating
NAYY 4x50 SE | 210 | 0.642 | 0.083 | 0.142 | cs | 50 | 0.00403 | LV
NAYY 4x120 SE | 264 | 0.225 | 0.08 | 0.242 | cs | 120 | 0.00403 | LV
NAYY 4x150 SE | 261 | 0.208 | 0.08 | 0.27 | cs | 150 | 0.00403 | LV
NA2XS2Y 1x95 RM/25 12/20 kV | 216 | 0.313 | 0.132 | 0.252 | cs | 95 | 0.00403 | MV
NA2XS2Y 1x185 RM/25 12/20 kV | 273 | 0.161 | 0.117 | 0.362 | cs | 185 | 0.00403 | MV
NA2XS2Y 1x240 RM/25 12/20 kV | 304 | 0.122 | 0.112 | 0.421 | cs | 240 | 0.00403 | MV
NA2XS2Y 1x95 RM/25 6/10 kV | 315 | 0.313 | 0.123 | 0.249 | cs | 95 | 0.00403 | MV
NA2XS2Y 1x185 RM/25 6/10 kV | 406 | 0.161 | 0.11 | 0.358 | cs | 185 | 0.00403 | MV
NA2XS2Y 1x240 RM/25 6/10 kV | 456 | 0.122 | 0.105 | 0.416 | cs | 240 | 0.00403 | MV
NA2XS2Y 1x150 RM/25 12/20 kV | 250 | 0.206 | 0.116 | 0.319 | cs | 150 | 0.00403 | MV
NA2XS2Y 1x120 RM/25 12/20 kV | 230 | 0.253 | 0.119 | 0.283 | cs | 120 | 0.00403 | MV
NA2XS2Y 1x70 RM/25 12/20 kV | 190 | 0.443 | 0.132 | 0.22 | cs | 70 | 0.00403 | MV
NA2XS2Y 1x150 RM/25 6/10 kV | 360 | 0.206 | 0.11 | 0.315 | cs | 150 | 0.00403 | MV
NA2XS2Y 1x120 RM/25 6/10 kV | 340 | 0.253 | 0.113 | 0.28 | cs | 120 | 0.00403 | MV
NA2XS2Y 1x70 RM/25 6/10 kV | 280 | 0.443 | 0.123 | 0.217 | cs | 70 | 0.00403 | MV
N2XS(FL)2Y 1x120 RM/35 64/110 kV | 112 | 0.153 | 0.166 | 0.366 | cs | 120 | 0.00393 | HV
N2XS(FL)2Y 1x185 RM/35 64/110 kV | 125 | 0.099 | 0.156 | 0.457 | cs | 185 | 0.00393 | HV
N2XS(FL)2Y 1x240 RM/35 64/110 kV | 135 | 0.075 | 0.149 | 0.526 | cs | 240 | 0.00393 | HV
N2XS(FL)2Y 1x300 RM/35 64/110 kV | 144 | 0.06 | 0.144 | 0.588 | cs | 300 | 0.00393 | HV
15-AL1/3-ST1A 0.4 | 11 | 1.8769 | 0.35 | 0.105 | ol | 16 | 0.00403 | LV
24-AL1/4-ST1A 0.4 | 11.25 | 1.2012 | 0.335 | 0.14 | ol | 24 | 0.00403 | LV
48-AL1/8-ST1A 0.4 | 12.2 | 0.5939 | 0.3 | 0.21 | ol | 48 | 0.00403 | LV
94-AL1/15-ST1A 0.4 | 13.2 | 0.306 | 0.29 | 0.35 | ol | 94 | 0.00403 | LV
34-AL1/6-ST1A 10.0 | 9.7 | 0.8342 | 0.36 | 0.17 | ol | 34 | 0.00403 | MV
48-AL1/8-ST1A 10.0 | 10.1 | 0.5939 | 0.35 | 0.21 | ol | 48 | 0.00403 | MV
70-AL1/11-ST1A 10.0 | 10.4 | 0.4132 | 0.339 | 0.29 | ol | 70 | 0.00403 | MV
94-AL1/15-ST1A 10.0 | 10.75 | 0.306 | 0.33 | 0.35 | ol | 94 | 0.00403 | MV
122-AL1/20-ST1A 10.0 | 11.1 | 0.2376 | 0.323 | 0.41 | ol | 122 | 0.00403 | MV
149-AL1/24-ST1A 10.0 | 11.25 | 0.194 | 0.315 | 0.47 | ol | 149 | 0.00403 | MV
34-AL1/6-ST1A 20.0 | 9.15 | 0.8342 | 0.382 | 0.17 | ol | 34 | 0.00403 | MV
48-AL1/8-ST1A 20.0 | 9.5 | 0.5939 | 0.372 | 0.21 | ol | 48 | 0.00403 | MV
70-AL1/11-ST1A 20.0 | 9.7 | 0.4132 | 0.36 | 0.29 | ol | 70 | 0.00403 | MV
94-AL1/15-ST1A 20.0 | 10 | 0.306 | 0.35 | 0.35 | ol | 94 | 0.00403 | MV
122-AL1/20-ST1A 20.0 | 10.3 | 0.2376 | 0.344 | 0.41 | ol | 122 | 0.00403 | MV
149-AL1/24-ST1A 20.0 | 10.5 | 0.194 | 0.337 | 0.47 | ol | 149 | 0.00403 | MV
184-AL1/30-ST1A 20.0 | 10.75 | 0.1571 | 0.33 | 0.535 | ol | 184 | 0.00403 | MV
243-AL1/39-ST1A 20.0 | 11 | 0.1188 | 0.32 | 0.645 | ol | 243 | 0.00403 | MV
48-AL1/8-ST1A 110.0 | 8 | 0.5939 | 0.46 | 0.21 | ol | 48 | 0.00403 | HV
70-AL1/11-ST1A 110.0 | 8.4 | 0.4132 | 0.45 | 0.29 | ol | 70 | 0.00403 | HV
94-AL1/15-ST1A 110.0 | 8.65 | 0.306 | 0.44 | 0.35 | ol | 94 | 0.00403 | HV
122-AL1/20-ST1A 110.0 | 8.5 | 0.2376 | 0.43 | 0.41 | ol | 122 | 0.00403 | HV
149-AL1/24-ST1A 110.0 | 8.75 | 0.194 | 0.41 | 0.47 | ol | 149 | 0.00403 | HV
184-AL1/30-ST1A 110.0 | 8.8 | 0.1571 | 0.4 | 0.535 | ol | 184 | 0.00403 | HV
243-AL1/39-ST1A 110.0 | 9 | 0.1188 | 0.39 | 0.645 | ol | 243 | 0.00403 | HV
305-AL1/39-ST1A 110.0 | 9.2 | 0.0949 | 0.38 | 0.74 | ol | 305 | 0.00403 | HV
490-AL1/64-ST1A 110.0 | 9.75 | 0.059 | 0.37 | 0.96 | ol | 490 | 0.00403 | HV
679-AL1/86-ST1A 110.0 | 9.95 | 0.042 | 0.36 | 1.15 | ol | 679 | 0.00403 | HV
490-AL1/64-ST1A 220.0 | 10 | 0.059 | 0.285 | 0.96 | ol | 490 | 0.00403 | HV
679-AL1/86-ST1A 220.0 | 11.7 | 0.042 | 0.275 | 1.15 | ol | 679 | 0.00403 | HV
490-AL1/64-ST1A 380.0 | 11 | 0.059 | 0.253 | 0.96 | ol | 490 | 0.00403 | HV
679-AL1/86-ST1A 380.0 | 14.6 | 0.042 | 0.25 | 1.15 | ol | 679 | 0.00403 | HV

## trafo_std_types
| i0_percent | pfe_kw | vkr_percent | sn_mva | vn_lv_kv | vn_hv_kv | vk_percent | shift_degree | vector_group | tap_side | tap_neutral | tap_min | tap_max | tap_step_degree | tap_step_percent | tap_phase_shifter
160 MVA 380/110 kV | 0.06 | 60 | 0.25 | 160 | 110 | 380 | 12.2 | 0 | Yy0 | hv | 0 | -9 | 9 | 0 | 1.5 | FALSE
100 MVA 220/110 kV | 0.06 | 55 | 0.26 | 100 | 110 | 220 | 12 | 0 | Yy0 | hv | 0 | -9 | 9 | 0 | 1.5 | FALSE
63 MVA 110/20 kV | 0.04 | 22 | 0.32 | 63 | 20 | 110 | 18 | 150 | YNd5 | hv | 0 | -9 | 9 | 0 | 1.5 | FALSE
40 MVA 110/20 kV | 0.05 | 18 | 0.34 | 40 | 20 | 110 | 16.2 | 150 | YNd5 | hv | 0 | -9 | 9 | 0 | 1.5 | FALSE
25 MVA 110/20 kV | 0.07 | 14 | 0.41 | 25 | 20 | 110 | 12 | 150 | YNd5 | hv | 0 | -9 | 9 | 0 | 1.5 | FALSE
63 MVA 110/10 kV | 0.04 | 22 | 0.32 | 63 | 10 | 110 | 18 | 150 | YNd5 | hv | 0 | -9 | 9 | 0 | 1.5 | FALSE
40 MVA 110/10 kV | 0.05 | 18 | 0.34 | 40 | 10 | 110 | 16.2 | 150 | YNd5 | hv | 0 | -9 | 9 | 0 | 1.5 | FALSE
25 MVA 110/10 kV | 0.07 | 14 | 0.41 | 25 | 10 | 110 | 12 | 150 | YNd5 | hv | 0 | -9 | 9 | 0 | 1.5 | FALSE
0.25 MVA 20/0.4 kV | 0.32 | 0.8 | 1.44 | 0.25 | 0.4 | 20 | 6 | 150 | Yzn5 | hv | 0 | -2 | 2 | 0 | 2.5 | FALSE
0.4 MVA 20/0.4 kV | 0.3375 | 1.35 | 1.425 | 0.4 | 0.4 | 20 | 6 | 150 | Dyn5 | hv | 0 | -2 | 2 | 0 | 2.5 | FALSE
0.63 MVA 20/0.4 kV | 0.2619 | 1.65 | 1.206 | 0.63 | 0.4 | 20 | 6 | 150 | Dyn5 | hv | 0 | -2 | 2 | 0 | 2.5 | FALSE
0.25 MVA 10/0.4 kV | 0.24 | 0.6 | 1.2 | 0.25 | 0.4 | 10 | 4 | 150 | Dyn5 | hv | 0 | -2 | 2 | 0 | 2.5 | FALSE
0.4 MVA 10/0.4 kV | 0.2375 | 0.95 | 1.325 | 0.4 | 0.4 | 10 | 4 | 150 | Dyn5 | hv | 0 | -2 | 2 | 0 | 2.5 | FALSE
0.63 MVA 10/0.4 kV | 0.1873 | 1.18 | 1.0794 | 0.63 | 0.4 | 10 | 4 | 150 | Dyn5 | hv | 0 | -2 | 2 | 0 | 2.5 | FALSE

## trafo3w_std_types
| sn_hv_mva | sn_mv_mva | sn_lv_mva | vn_hv_kv | vn_mv_kv | vn_lv_kv | vk_hv_percent | vk_mv_percent | vk_lv_percent | vkr_hv_percent | vkr_mv_percent | vkr_lv_percent | pfe_kw | i0_percent | shift_mv_degree | shift_lv_degree | vector_group | tap_side | tap_neutral | tap_min | tap_max | tap_step_percent
63/25/38 MVA 110/20/10 kV | 63 | 25 | 38 | 110 | 20 | 10 | 10.4 | 10.4 | 10.4 | 0.28 | 0.32 | 0.35 | 35 | 0.89 | 0 | 0 | YN0yn0yn0 | hv | 0 | -10 | 10 | 1.2
63/25/38 MVA 110/10/10 kV | 63 | 25 | 38 | 110 | 10 | 10 | 10.4 | 10.4 | 10.4 | 0.28 | 0.32 | 0.35 | 35 | 0.89 | 0 | 0 | YN0yn0yn0 | hv | 0 | -10 | 10 | 1.2

## fuse_std_types
| fuse_type | i_rated_a | t_avg | t_min | t_total | x_avg | x_min | x_total
HV 100A | HV 100A | 100 | 0 | [10.0, 3.64, 0.854, 0.281, 0.1, 0.0531, 0.022, 0.01] | [10.0, 4.267, 1.21, 0.403, 0.1, 0.058, 0.022, 0.01] | 0 | [300.0, 350.0, 450.0, 550.0, 700.0, 850.0, 1200.0, 1752.0] | [600.0, 700.0, 900.0, 1150.0, 1665.0, 2000.0, 3000.0, 4313.0]
HV 10A | HV 10A | 10 | 0 | [10.0, 1675.0, 0.344, 0.156, 0.1, 0.0417, 0.0171, 0.01] | [10.0, 1.3, 0.3, 0.155, 0.1, 0.0555, 0.023, 0.01] | 0 | [30.0, 32.0, 35.0, 37.0, 39.0, 50.0, 70.0, 88.0] | [60.0, 70.0, 80.0, 87.0, 94.0, 110.0, 150.0, 216.0]
HV 125A | HV 125A | 125 | 0 | [10.0, 1.82, 0.344, 0.1, 0.0467, 0.0269, 0.01] | [10.0, 2.478, 0.426, 0.1, 0.0427, 0.0211, 0.01] | 0 | [375.0, 500.0, 700.0, 925.0, 1200.0, 1500.0, 2341.0] | [750.0, 1000.0, 1500.0, 2200.0, 3000.0, 4000.0, 5765.0]
HV 160A | HV 160A | 160 | 0 | [10.0, 4.15, 1.03, 0.198, 0.1, 0.051, 0.0172, 0.01] | [10.0, 2.3, 0.734, 0.274, 0.1, 0.046, 0.0177, 0.01] | 0 | [480.0, 550.0, 700.0, 1000.0, 1260.0, 1600.0, 2500.0, 3227.0] | [960.0, 1300.0, 1700.0, 2200.0, 2996.0, 4000.0, 6000.0, 7946.0]
HV 16A | HV 16A | 16 | 0 | [10.0, 0.352, 0.164, 0.1, 0.0649, 0.0342, 0.01] | [10.0, 2.34, 0.722, 0.181, 0.1, 0.055, 0.0296, 0.01] | 0 | [48.0, 60.0, 65.0, 71.0, 80.0, 100.0, 162.0] | [96.0, 110.0, 125.0, 150.0, 168.0, 200.0, 250.0, 398.0]
HV 200A | HV 200A | 200 | 0 | [10.0, 4.267, 1.21, 0.403, 0.1, 0.058, 0.022, 0.01] | [10.0, 3.73, 1.654, 0.328, 0.1, 0.0531, 0.019, 0.01] | 0 | [600.0, 700.0, 900.0, 1150.0, 1665.0, 2000.0, 3000.0, 4313.0] | [1200.0, 1500.0, 1800.0, 2700.0, 3960.0, 5000.0, 7500.0, 10620.0]
HV 20A | HV 20A | 20 | 0 | [10.0, 1.3, 0.3, 0.155, 0.1, 0.0555, 0.023, 0.01] | [10.0, 1.3, 0.161, 0.1, 0.0611, 0.0399, 0.0141, 0.01] | 0 | [60.0, 70.0, 80.0, 87.0, 94.0, 110.0, 150.0, 216.0] | [120.0, 150.0, 200.0, 223.0, 260.0, 300.0, 450.0, 532.0]
HV 25A | HV 25A | 25 | 0 | [10.0, 2.512, 0.833, 0.299, 0.1, 0.0372, 0.0223, 0.01] | [10.0, 3.125, 0.597, 0.198, 0.1, 0.0378, 0.022, 0.01] | 0 | [75.0, 82.0, 90.0, 100.0, 124.0, 170.0, 200.0, 289.0] | [150.0, 170.0, 210.0, 250.0, 294.0, 400.0, 500.0, 711.0]
HV 31.5A | HV 31.5A | 31.5 | 0 | [10.0, 2.34, 0.722, 0.181, 0.1, 0.055, 0.0296, 0.01] | [10.0, 2.84, 0.368, 0.164, 0.1, 0.0621, 0.0378, 0.0195, 0.01] | 0 | [95.0, 110.0, 125.0, 150.0, 165.0, 200.0, 250.0, 390.0] | [189.0, 220.0, 300.0, 350.0, 393.0, 450.0, 530.0, 700.0, 960.0]
HV 40A | HV 40A | 40 | 0 | [10.0, 1.3, 0.161, 0.1, 0.0611, 0.0399, 0.0141, 0.01] | [10.0, 2.05, 0.369, 0.198, 0.1, 0.051, 0.0298, 0.01] | 0 | [120.0, 150.0, 200.0, 223.0, 260.0, 300.0, 450.0, 532.0] | [240.0, 300.0, 400.0, 450.0, 530.0, 650.0, 800.0, 1311.0]
HV 50A | HV 50A | 50 | 0 | [10.0, 3.215, 0.597, 0.198, 0.1, 0.0378, 0.022, 0.01] | [10.0, 3.64, 0.854, 0.281, 0.1, 0.0531, 0.022, 0.01] | 0 | [150.0, 170.0, 210.0, 250.0, 294.0, 400.0, 500.0, 711.0] | [300.0, 350.0, 450.0, 550.0, 700.0, 850.0, 1200.0, 1752.0]
HV 6.3A | HV 6.3A | 6.3 | 0 | [10.0, 1.39, 0.344, 0.168, 0.1, 0.056, 0.0263, 0.01] | [10.0, 1.711, 0.516, 0.198, 0.1, 0.0634, 0.0303, 0.01] | 0 | [19.0, 19.5, 20.4, 20.8, 22.0, 25.0, 32.0, 48.0] | [38.0, 40.0, 43.0, 48.0, 53.0, 60.0, 75.0, 118.0]
HV 63A | HV 63A | 63 | 0 | [10.0, 2.84, 0.368, 0.164, 0.1, 0.0621, 0.0378, 0.0195, 0.01] | [10.0, 1.82, 0.344, 0.1, 0.0467, 0.0269, 0.01] | 0 | [189.0, 220.0, 300.0, 350.0, 393.0, 450.0, 530.0, 700.0, 961.0] | [378.0, 500.0, 700.0, 934.0, 1200.0, 1500.0, 2366.0]
HV 80A | HV 80A | 80 | 0 | [10.0, 2.05, 0.369, 0.198, 0.1, 0.051, 0.0298, 0.01] | [10.0, 4.15, 1.03, 0.198, 0.1, 0.051, 0.0172, 0.01] | 0 | [240.0, 300.0, 400.0, 450.0, 530.0, 650.0, 800.0, 1311.0] | [480.0, 550.0, 700.0, 1000.0, 1260.0, 1600.0, 2500.0, 3227.0]
Siemens NH-1-100 | Siemens NH-1-100 | 100 | [5400.0, 2000.0, 400.0, 20.0, 1.0, 0.2, 0.012, 0.004] | 0 | 0 | [150.0, 190.0, 250.0, 430.0, 900.0, 1250.0, 2700.0, 3600.0] | 0 | 0
Siemens NH-1-125 | Siemens NH-1-125 | 125 | [4800.0, 120.0, 7.0, 0.1, 0.004] | 0 | 0 | [180.0, 400.0, 740.0, 2000.0, 4250.0] | 0 | 0
Siemens NH-1-16 | Siemens NH-1-16 | 16 | [4000.0, 400.0, 2.0, 0.1, 0.04, 0.01] | 0 | 0 | [26.0, 35.0, 75.0, 150.0, 200.0, 300.0] | 0 | 0
Siemens NH-1-160 | Siemens NH-1-160 | 160 | [4800.0, 120.0, 7.0, 0.1, 0.004] | 0 | 0 | [210.0, 500.0, 900.0, 2300.0, 5000.0] | 0 | 0
Siemens NH-1-25 | Siemens NH-1-25 | 25 | [4000.0, 1000.0, 10.0, 0.2, 0.02, 0.01] | 0 | 0 | [40.0, 50.0, 100.0, 210.0, 400.0, 500.0] | 0 | 0
Siemens NH-1-50 | Siemens NH-1-50 | 50 | [4000.0, 40.0, 4.0, 1.0, 0.02, 0.01] | 0 | 0 | [86.0, 200.0, 300.0, 400.0, 1000.0, 1280.0] | 0 | 0
Siemens NH-1-63 | Siemens NH-1-63 | 63 | [4000.0, 100.0, 10.0, 2.0, 0.04, 0.01] | 0 | 0 | [100.0, 200.0, 300.0, 400.0, 1000.0, 1500.0] | 0 | 0
Siemens NH-1-80 | Siemens NH-1-80 | 80 | [4800.0, 120.0, 7.0, 0.1, 0.01] | 0 | 0 | [150.58, 250.0, 450.0, 1150.0, 2470.0] | 0 | 0
Siemens NH-2-1000 | Siemens NH-2-1000 | 1000 | [4800.0, 120.0, 7.0, 0.1, 0.004] | 0 | 0 | [1900.0, 3500.0, 8400.0, 24000.0, 52000.0] | 0 | 0
Siemens NH-2-200 | Siemens NH-2-200 | 200 | [4800.0, 120.0, 7.0, 0.1, 0.004] | 0 | 0 | [280.0, 650.0, 1200.0, 3000.0, 7000.0] | 0 | 0
Siemens NH-2-224 | Siemens NH-2-224 | 224 | [4800.0, 120.0, 7.0, 0.2, 0.04, 0.004] | 0 | 0 | [400.0, 750.0, 1453.0, 3025.0, 4315.0, 7600.0] | 0 | 0
Siemens NH-2-250 | Siemens NH-2-250 | 250 | [4800.0, 120.0, 7.0, 0.1, 0.004] | 0 | 0 | [450.0, 800.0, 1650.0, 4000.0, 8500.0] | 0 | 0
Siemens NH-2-315 | Siemens NH-2-315 | 315 | [4800.0, 120.0, 7.0, 0.1, 0.004] | 0 | 0 | [550.0, 920.0, 1900.0, 5000.0, 11000.0] | 0 | 0
Siemens NH-2-355 | Siemens NH-2-355 | 355 | [4800.0, 120.0, 6.0, 0.1, 0.004] | 0 | 0 | [650.0, 1116.27, 2350.0, 5840.0, 12790.0] | 0 | 0
Siemens NH-2-400 | Siemens NH-2-400 | 400 | [4800.0, 120.0, 7.0, 0.1, 0.004] | 0 | 0 | [720.0, 1350.0, 2800.0, 6500.0, 15000.0] | 0 | 0
Siemens NH-2-425 | Siemens NH-2-425 | 425 | [4800.0, 120.0, 7.0, 0.1, 0.004] | 0 | 0 | [850.0, 1500.0, 3050.0, 7500.0, 16500.0] | 0 | 0
Siemens NH-2-630 | Siemens NH-2-630 | 630 | [4800.0, 120.0, 7.0, 0.1, 0.004] | 0 | 0 | [1200.0, 2000.0, 4800.0, 12000.0, 26000.0] | 0 | 0

## res_bus
| vm_pu | va_degree | p_mw | q_mvar
0 | 0.98495 | -0.2873 | 0.005722 | 0.0014341
1 | 0.985 | -0.28641 | 0 | 0
2 | 0.98493 | -0.28766 | 0.0032909 | 0.00082478
3 | 0.98509 | -0.28457 | 0 | 0
4 | 0.98491 | -0.2882 | 0.0028144 | 0.00070536
5 | 0.98438 | -0.29831 | 0 | 0
6 | 0.98304 | -0.32417 | 0 | 0
7 | 0.98559 | -0.27494 | 0 | 0
8 | 0.98421 | -0.30155 | 0.0028319 | 0.00070973
9 | 0.98505 | -0.28542 | 0 | 0
10 | 0.98515 | -0.28344 | 0.0049903 | 0.0012507
11 | 0.98556 | -0.27541 | 0 | 0
12 | 0.98743 | -0.2394 | 0.0044619 | 0.0011183
13 | 0.98026 | -0.37809 | 0 | 0
14 | 0.98289 | -0.32704 | 0.00399 | 0.00099998
15 | 0.98503 | -0.28571 | 0.0022679 | 0.00056838
16 | 0.97897 | -0.40321 | 0 | 0
17 | 0.97893 | -0.40397 | 0.0078953 | 0.0019787
18 | 0.97859 | -0.41064 | 0.0033122 | 0.00083012
19 | 0.98023 | -0.37878 | 0.010916 | 0.0027357
20 | 0.9747 | -0.48698 | 0 | 0
21 | 0.97449 | -0.49113 | 0.010958 | 0.0027463
22 | 0.97314 | -0.51766 | 0 | 0
23 | 0.97694 | -0.44294 | 0.0043244 | 0.0010838
24 | 0.97207 | -0.5388 | 0.0082874 | 0.002077
25 | 0.97283 | -0.52386 | 0 | 0
26 | 0.97301 | -0.52017 | 0.0027631 | 0.00069251
27 | 0.97169 | -0.54622 | 0 | 0
28 | 0.97151 | -0.54991 | 0 | 0
29 | 0.97126 | -0.5548 | 0.0059095 | 0.001481
30 | 0.98237 | -0.33908 | 0 | 0
31 | 0.98435 | -0.30038 | 0 | 0
32 | 0.98174 | -0.35138 | 0.0093929 | 0.0023541
33 | 0.9728 | -0.52445 | 0 | 0
34 | 0.97232 | -0.53383 | 0.018027 | 0.004518
35 | 0.9923 | -0.14695 | 0 | 0
36 | 0.99195 | -0.15369 | 0.012473 | 0.0031261
37 | 0.99307 | -0.13194 | 0 | 0
38 | 0.99223 | -0.14822 | 0.0039368 | 0.00098665
39 | 0.9899 | -0.19287 | 0 | 0
40 | 0.98317 | -0.3227 | 0 | 0
41 | 0.99035 | -0.1843 | 0.034477 | 0.0086406
42 | 0.99536 | -0.088247 | 0 | 0
43 | 0.99422 | -0.10992 | 0 | 0
44 | 0.99474 | -0.10016 | 0.015829 | 0.0039671
45 | 0.99816 | -0.034848 | 0 | 0
46 | 0.98431 | -0.30116 | 0.0048316 | 0.0012109
47 | 0.98548 | -0.27834 | 0 | 0
48 | 0.99212 | -0.15014 | 0.0064361 | 0.0016131
49 | 0.99264 | -0.14019 | 0.006735 | 0.001688
50 | 0.98166 | -0.35197 | 0 | 0
51 | 0.98176 | -0.35095 | 0 | 0
52 | 0.98141 | -0.35794 | 0 | 0
53 | 0.98182 | -0.34992 | 0.0058447 | 0.0014648
54 | 0.98193 | -0.34778 | 0 | 0
55 | 0.98203 | -0.3457 | 0.0033012 | 0.00082736
56 | 0.98185 | -0.34926 | 0.0042824 | 0.0010733
57 | 0.9814 | -0.35808 | 0.00046043 | 0.0001154
58 | 0.98415 | -0.30277 | 0.0045783 | 0.0011474
59 | 0.98535 | -0.27961 | 0.0071868 | 0.0018012
60 | 0.9882 | -0.2245 | 0 | 0
61 | 0.98265 | -0.33188 | 0 | 0
62 | 0.98245 | -0.33561 | 0.0079616 | 0.0019954
63 | 0.98267 | -0.33147 | 0 | 0
64 | 0.98269 | -0.33107 | 0.0024149 | 0.00060524
65 | 0.98263 | -0.33227 | 0.0035383 | 0.00088679
66 | 0.97148 | -0.5505 | 0.0029529 | 0.00074007
67 | 0.97267 | -0.52687 | 0.0073742 | 0.0018482
68 | 0.97297 | -0.52101 | 0.0048844 | 0.0012241
69 | 0.97144 | -0.55131 | 0.0029397 | 0.00073677
70 | 0.9712 | -0.55593 | 0.0072729 | 0.0018228
71 | 0.98373 | -0.31244 | 0.0098595 | 0.002471
72 | 0.98375 | -0.31208 | 0.0035648 | 0.00089343
73 | 0.98159 | -0.3543 | 0.019496 | 0.0048861
74 | 0.99456 | -0.10362 | 0.0061257 | 0.0015352
75 | 0.99188 | -0.15517 | 0.0041405 | 0.0010377
76 | 0.99406 | -0.11283 | 0 | 0
77 | 0.99295 | -0.13431 | 0.00766 | 0.0019198
78 | 0.9912 | -0.16788 | 0.0074104 | 0.0018572
79 | 0.99804 | -0.037254 | 0.010174 | 0.0025497
80 | 1 | 0 | -0.53228 | -0.13597
81 | 0.98666 | -0.25549 | 0.0098386 | 0.0024658
82 | 0.98399 | -0.30748 | 0 | 0
83 | 0.9754 | -0.47473 | 0.0066845 | 0.0016753
84 | 0.9755 | -0.4728 | 0 | 0
85 | 0.98929 | -0.20472 | 0.0064367 | 0.0016132
86 | 0.99191 | -0.1542 | 0.0089454 | 0.0022419
87 | 0.98077 | -0.36932 | 0.0034761 | 0.0008712
88 | 0.978 | -0.42369 | 0.0038106 | 0.00095503
89 | 0.97814 | -0.42086 | 0.0037624 | 0.00094295
90 | 0.99087 | -0.17343 | 0 | 0
91 | 0.98216 | -0.34313 | 0.0034746 | 0.00087082
92 | 0.98139 | -0.35829 | 0.00046003 | 0.00011529
93 | 0.97577 | -0.4674 | 0 | 0
94 | 0.97572 | -0.46843 | 0.0018327 | 0.00045933
95 | 0.97561 | -0.47065 | 0.0016987 | 0.00042573
96 | 0.9766 | -0.45114 | 0 | 0
97 | 0.97678 | -0.44745 | 0.00056637 | 0.00014195
98 | 0.97633 | -0.4564 | 0.0033108 | 0.00082975
99 | 0.97565 | -0.46986 | 0.002072 | 0.00051928
100 | 0.97567 | -0.4695 | 0 | 0
101 | 0.9729 | -0.52242 | 0.0037784 | 0.00094694
102 | 0.97288 | -0.52277 | 0.0033067 | 0.00082873
103 | 0.99788 | -0.04015 | 0 | 0
104 | 0.99672 | -0.061967 | 0.0098138 | 0.0024596
105 | 0.99874 | -0.023843 | 0.0095369 | 0.0023902
106 | 0.99144 | -0.16253 | 0 | 0
107 | 0.99457 | -0.10303 | 0.0096399 | 0.002416
108 | 0.97137 | -0.55261 | 0.0049363 | 0.0012372
109 | 0.9712 | -0.55602 | 0.0048937 | 0.0012265
110 | 0.99518 | -0.091389 | 0 | 0
111 | 0.99481 | -0.09827 | 0 | 0
112 | 0.99314 | -0.13014 | 0 | 0
113 | 0.99465 | -0.10142 | 0.0086308 | 0.0021631
114 | 0.99308 | -0.13115 | 0.0076659 | 0.0019212
115 | 0.99143 | -0.16277 | 0.007038 | 0.0017639
116 | 0.98686 | -0.25161 | 0.0048315 | 0.0012109
117 | 0.98144 | -0.35722 | 0.0098595 | 0.002471
118 | 0.97611 | -0.46065 | 0.0034373 | 0.00086146
119 | 0.97597 | -0.46348 | 0.0025794 | 0.00064646
120 | 0.9759 | -0.46488 | 0.0047942 | 0.0012015
121 | 0.97729 | -0.43743 | 0 | 0
122 | 0.97708 | -0.44168 | 0.0030358 | 0.00076085
123 | 0.97823 | -0.41908 | 0 | 0
124 | 0.9757 | -0.46883 | 0.0017328 | 0.00043428
125 | 0.97556 | -0.4715 | 0.0018661 | 0.0004677
126 | 0.9798 | -0.3883 | 0.0038467 | 0.00096406
127 | 0.97696 | -0.44404 | 0.0031816 | 0.00079737
128 | 0.9833 | -0.32086 | 0.0027065 | 0.00067832
129 | 0.98253 | -0.33595 | 0.0024035 | 0.00060236
130 | 0.98219 | -0.34264 | 0 | 0
131 | 0.98196 | -0.34708 | 0.0042502 | 0.0010652
132 | 0.98179 | -0.35042 | 0.00057963 | 0.00014527
133 | 0.98166 | -0.35297 | 0.0050658 | 0.0012696
134 | 0.98158 | -0.35455 | 0.00056349 | 0.00014122
135 | 0.98149 | -0.35629 | 0.00324 | 0.00081202
136 | 0.97691 | -0.44509 | 0.0028285 | 0.00070889
137 | 0.98139 | -0.35819 | 0.0025846 | 0.00064777
138 | 0.98137 | -0.35867 | 0.0025711 | 0.00064437
139 | 0.98139 | -0.35834 | 0.00096436 | 0.00024169
140 | 0.99998 | 149.9956 | 0 | 0

## res_line
| p_from_mw | q_from_mvar | p_to_mw | q_to_mvar | pl_mw | ql_mvar | i_from_ka | i_to_ka | i_ka | vm_from_pu | va_from_degree | vm_to_pu | va_to_degree | loading_percent
0 | -0.005722 | -0.0014341 | 0.0057222 | 0.0014341 | 2.4453e-07 | 4.5433e-08 | 0.0086445 | 0.0086445 | 0.0086445 | 0.98495 | -0.2873 | 0.985 | -0.28641 | 2.3749
1 | 0.0061058 | 0.0015301 | -0.0061054 | -0.0015301 | 3.6583e-07 | 8.8192e-08 | 0.0092238 | 0.0092239 | 0.0092239 | 0.985 | -0.28641 | 0.98493 | -0.28766 | 2.534
2 | -0.011828 | -0.0029643 | 0.011829 | 0.0029648 | 1.0365e-06 | 5.5313e-07 | 0.017868 | 0.017868 | 0.017868 | 0.985 | -0.28641 | 0.98509 | -0.28457 | 4.9089
3 | 0.0028145 | 0.00070527 | -0.0028144 | -0.00070536 | 7.1754e-08 | -8.8765e-08 | 0.004252 | 0.0042521 | 0.0042521 | 0.98493 | -0.28766 | 0.98491 | -0.2882 | 1.1682
4 | 0.002268 | 0.0005681 | -0.0022679 | -0.00056831 | 9.193e-08 | -2.0708e-07 | 0.0034258 | 0.0034259 | 0.0034259 | 0.98509 | -0.28457 | 0.98505 | -0.28542 | 0.94117
5 | -0.014097 | -0.0035329 | 0.014098 | 0.0035333 | 7.5803e-07 | 4.2838e-07 | 0.021294 | 0.021294 | 0.021294 | 0.98509 | -0.28457 | 0.98515 | -0.28344 | 5.85
6 | 0.13379 | 0.033978 | -0.13363 | -0.033871 | 0.00016629 | 0.00010629 | 0.20241 | 0.20241 | 0.20241 | 0.98438 | -0.29831 | 0.98304 | -0.32417 | 55.6068
7 | -0.14121 | -0.035835 | 0.14137 | 0.035936 | 0.00015892 | 0.00010064 | 0.21361 | 0.21361 | 0.21361 | 0.98438 | -0.29831 | 0.98559 | -0.27494 | 19.5616
8 | 0.0074116 | 0.0018576 | -0.0074104 | -0.0018571 | 1.1443e-06 | 4.2334e-07 | 0.011204 | 0.011204 | 0.011204 | 0.98438 | -0.29831 | 0.98421 | -0.30155 | 3.0779
9 | 0.11572 | 0.02938 | -0.11542 | -0.029189 | 0.00029938 | 0.00019127 | 0.1753 | 0.1753 | 0.1753 | 0.98304 | -0.32417 | 0.98026 | -0.37809 | 48.158
10 | 0.017912 | 0.004491 | -0.017909 | -0.0044896 | 2.451e-06 | 1.456e-06 | 0.027114 | 0.027114 | 0.027114 | 0.98304 | -0.32417 | 0.98289 | -0.32704 | 7.4488
11 | 0.0071884 | 0.0018017 | -0.0071882 | -0.0018017 | 1.6206e-07 | 5.6962e-08 | 0.010853 | 0.010853 | 0.010853 | 0.98559 | -0.27494 | 0.98556 | -0.27541 | 2.9816
12 | -0.16765 | -0.042526 | 0.16794 | 0.042708 | 0.00028697 | 0.00018229 | 0.2533 | 0.2533 | 0.2533 | 0.98559 | -0.27494 | 0.98743 | -0.2394 | 23.1956
13 | 0.019096 | 0.0047887 | -0.019088 | -0.004784 | 7.7327e-06 | 4.6329e-06 | 0.028831 | 0.028832 | 0.028832 | 0.98559 | -0.27494 | 0.98515 | -0.28344 | 7.9208
14 | 0.0045786 | 0.0011474 | -0.0045783 | -0.0011474 | 2.6749e-07 | -1.7969e-08 | 0.0069223 | 0.0069223 | 0.0069223 | 0.98421 | -0.30155 | 0.98415 | -0.30277 | 1.9017
15 | 0.0022679 | 0.00056831 | -0.0022679 | -0.00056838 | 3.1143e-08 | -7.0144e-08 | 0.0034259 | 0.0034259 | 0.0034259 | 0.98505 | -0.28542 | 0.98503 | -0.28571 | 0.94118
16 | 0.0071882 | 0.0018017 | -0.0071868 | -0.0018012 | 1.4363e-06 | 5.0495e-07 | 0.010853 | 0.010853 | 0.010853 | 0.98556 | -0.27541 | 0.98535 | -0.27961 | 2.9816
17 | -0.1724 | -0.043827 | 0.17252 | 0.043905 | 0.00012389 | 7.8724e-05 | 0.26002 | 0.26002 | 0.26002 | 0.98743 | -0.2394 | 0.9882 | -0.2245 | 23.8113
18 | 0.010916 | 0.0027359 | -0.010916 | -0.0027357 | 3.6014e-07 | 1.864e-07 | 0.01657 | 0.01657 | 0.01657 | 0.98026 | -0.37809 | 0.98023 | -0.37878 | 4.5523
19 | 0.1045 | 0.026453 | -0.10438 | -0.026373 | 0.00012585 | 8.0377e-05 | 0.15872 | 0.15873 | 0.15873 | 0.98026 | -0.37809 | 0.97897 | -0.40321 | 43.6058
20 | 0.013919 | 0.0034896 | -0.013917 | -0.0034881 | 2.6739e-06 | 1.5079e-06 | 0.021073 | 0.021073 | 0.021073 | 0.98289 | -0.32704 | 0.98269 | -0.33107 | 5.7894
21 | 0.0078956 | 0.0019789 | -0.0078953 | -0.0019787 | 2.8666e-07 | 1.1673e-07 | 0.012001 | 0.012001 | 0.012001 | 0.97897 | -0.40321 | 0.97893 | -0.40397 | 3.297
22 | 0.09648 | 0.024394 | -0.096445 | -0.024372 | 3.4392e-05 | 2.1957e-05 | 0.14672 | 0.14672 | 0.14672 | 0.97897 | -0.40321 | 0.97859 | -0.41064 | 40.3088
23 | 0.093133 | 0.023542 | -0.092989 | -0.02345 | 0.00014399 | 9.1911e-05 | 0.14169 | 0.14169 | 0.14169 | 0.97859 | -0.41064 | 0.97694 | -0.44294 | 38.9252
24 | 0.01096 | 0.0027474 | -0.010958 | -0.0027463 | 2.1675e-06 | 1.1299e-06 | 0.016732 | 0.016732 | 0.016732 | 0.9747 | -0.48698 | 0.97449 | -0.49113 | 4.5968
25 | 0.077518 | 0.0195 | -0.077405 | -0.019427 | 0.00011346 | 7.2345e-05 | 0.11837 | 0.11837 | 0.11837 | 0.9747 | -0.48698 | 0.97314 | -0.51766 | 32.519
26 | -0.088478 | -0.022247 | 0.088665 | 0.022366 | 0.00018653 | 0.00011904 | 0.1351 | 0.1351 | 0.1351 | 0.9747 | -0.48698 | 0.97694 | -0.44294 | 37.1157
27 | 0.037251 | 0.0093573 | -0.037214 | -0.0093336 | 3.7528e-05 | 2.3635e-05 | 0.056968 | 0.056968 | 0.056968 | 0.97314 | -0.51766 | 0.97207 | -0.5388 | 15.6506
28 | 0.025418 | 0.0063763 | -0.025411 | -0.0063717 | 7.5079e-06 | 4.6405e-06 | 0.038869 | 0.038869 | 0.038869 | 0.97314 | -0.51766 | 0.97283 | -0.52386 | 10.6784
29 | 0.014735 | 0.0036937 | -0.014734 | -0.0036927 | 1.7599e-06 | 1.0115e-06 | 0.022532 | 0.022532 | 0.022532 | 0.97314 | -0.51766 | 0.97301 | -0.52017 | 6.1901
30 | 0.028926 | 0.0072566 | -0.028916 | -0.0072502 | 1.0231e-05 | 6.3756e-06 | 0.044282 | 0.044282 | 0.044282 | 0.97207 | -0.5388 | 0.97169 | -0.54622 | 12.1654
31 | 0.0073753 | 0.0018486 | -0.0073751 | -0.0018485 | 2.0579e-07 | 7.8168e-08 | 0.011281 | 0.011281 | 0.011281 | 0.97283 | -0.52386 | 0.9728 | -0.52445 | 3.0992
32 | 0.018036 | 0.0045231 | -0.018027 | -0.004518 | 8.5626e-06 | 5.1078e-06 | 0.027588 | 0.027588 | 0.027588 | 0.97283 | -0.52386 | 0.97232 | -0.53383 | 7.5792
33 | 0.01197 | 0.0030002 | -0.01197 | -0.0029999 | 4.7638e-07 | 2.578e-07 | 0.018306 | 0.018306 | 0.018306 | 0.97301 | -0.52017 | 0.97297 | -0.52101 | 5.0292
34 | 0.010832 | 0.0027152 | -0.01083 | -0.0027142 | 1.9026e-06 | 9.8928e-07 | 0.016588 | 0.016588 | 0.016588 | 0.97169 | -0.54622 | 0.97151 | -0.54991 | 4.5571
35 | 0.018084 | 0.0045351 | -0.018077 | -0.0045307 | 7.394e-06 | 4.4139e-06 | 0.027694 | 0.027695 | 0.027695 | 0.97169 | -0.54622 | 0.97126 | -0.5548 | 7.6084
36 | 0.0078769 | 0.0019742 | -0.0078764 | -0.001974 | 5.2478e-07 | 2.1682e-07 | 0.012065 | 0.012065 | 0.012065 | 0.97151 | -0.54991 | 0.97144 | -0.55131 | 3.3145
37 | 0.002953 | 0.00073999 | -0.0029529 | -0.00074007 | 8.3123e-08 | -8.0963e-08 | 0.004523 | 0.004523 | 0.004523 | 0.97151 | -0.54991 | 0.97148 | -0.5505 | 1.2426
38 | 0.012167 | 0.0030496 | -0.012167 | -0.0030493 | 6.52e-07 | 3.5536e-07 | 0.018641 | 0.018641 | 0.018641 | 0.97126 | -0.5548 | 0.9712 | -0.55593 | 5.1212
39 | -0.038777 | -0.0097288 | 0.038848 | 0.009774 | 7.1699e-05 | 4.5184e-05 | 0.058739 | 0.058739 | 0.058739 | 0.98237 | -0.33908 | 0.98435 | -0.30038 | 16.1372
40 | 0.038777 | 0.0097288 | -0.038754 | -0.0097145 | 2.2724e-05 | 1.4321e-05 | 0.058739 | 0.058739 | 0.058739 | 0.98237 | -0.33908 | 0.98174 | -0.35138 | 16.1372
41 | 0.0048318 | 0.0012109 | -0.0048316 | -0.0012109 | 1.8068e-07 | 8.3733e-10 | 0.0073041 | 0.0073042 | 0.0073042 | 0.98435 | -0.30038 | 0.98431 | -0.30116 | 2.0066
42 | -0.04368 | -0.010985 | 0.043726 | 0.011014 | 4.6027e-05 | 2.9099e-05 | 0.066043 | 0.066043 | 0.066043 | 0.98435 | -0.30038 | 0.98548 | -0.27834 | 18.1438
43 | 0.029361 | 0.0073604 | -0.029357 | -0.0073578 | 4.0768e-06 | 2.5397e-06 | 0.044503 | 0.044503 | 0.044503 | 0.98174 | -0.35138 | 0.98159 | -0.3543 | 12.2261
44 | 0.0073751 | 0.0018485 | -0.0073742 | -0.0018482 | 8.5141e-07 | 3.2344e-07 | 0.011281 | 0.011281 | 0.011281 | 0.9728 | -0.52445 | 0.97267 | -0.52687 | 3.0993
45 | 0.016619 | 0.0041668 | -0.016614 | -0.0041637 | 5.3349e-06 | 3.1186e-06 | 0.024922 | 0.024922 | 0.024922 | 0.9923 | -0.14695 | 0.99195 | -0.15369 | 6.8468
46 | -0.020556 | -0.0051534 | 0.020571 | 0.0051623 | 1.4714e-05 | 8.8833e-06 | 0.030826 | 0.030826 | 0.030826 | 0.9923 | -0.14695 | 0.99307 | -0.13194 | 8.4687
47 | 0.003937 | 0.00098657 | -0.0039368 | -0.00098665 | 2.3719e-07 | -8.2603e-08 | 0.0059038 | 0.0059039 | 0.0059039 | 0.9923 | -0.14695 | 0.99223 | -0.14822 | 1.6219
48 | 0.0041408 | 0.0010376 | -0.0041405 | -0.0010377 | 2.9041e-07 | -7.3215e-08 | 0.0062116 | 0.0062116 | 0.0062116 | 0.99195 | -0.15369 | 0.99188 | -0.15517 | 1.7065
49 | -0.028232 | -0.0070824 | 0.028258 | 0.0070984 | 2.5751e-05 | 1.5984e-05 | 0.042305 | 0.042305 | 0.042305 | 0.99307 | -0.13194 | 0.99406 | -0.11283 | 11.6222
50 | 0.0076609 | 0.0019201 | -0.00766 | -0.0019198 | 8.6417e-07 | 3.2683e-07 | 0.011479 | 0.011479 | 0.011479 | 0.99307 | -0.13194 | 0.99295 | -0.13431 | 3.1536
51 | 0.05518 | 0.014074 | -0.054836 | -0.013861 | 0.00034367 | 0.00021316 | 0.083034 | 0.083036 | 0.083036 | 0.9899 | -0.19287 | 0.98317 | -0.3227 | 11.4061
52 | -0.05518 | -0.014074 | 0.055203 | 0.014088 | 2.285e-05 | 1.3601e-05 | 0.083034 | 0.083033 | 0.083034 | 0.9899 | -0.19287 | 0.99035 | -0.1843 | 7.6038
53 | 0.054836 | 0.013861 | -0.054759 | -0.013813 | 7.6848e-05 | 4.8806e-05 | 0.083036 | 0.083036 | 0.083036 | 0.98317 | -0.3227 | 0.98166 | -0.35197 | 22.8122
54 | -0.089679 | -0.022729 | 0.08975 | 0.022773 | 7.0782e-05 | 4.4097e-05 | 0.13483 | 0.13483 | 0.13483 | 0.99035 | -0.1843 | 0.9912 | -0.16788 | 12.3475
55 | 0.24196 | 0.061616 | -0.24171 | -0.061455 | 0.00025262 | 0.00016108 | 0.36207 | 0.36207 | 0.36207 | 0.99536 | -0.088247 | 0.99422 | -0.10992 | 33.1563
56 | 0.021968 | 0.0055101 | -0.021956 | -0.0055026 | 1.2464e-05 | 7.5769e-06 | 0.032843 | 0.032843 | 0.032843 | 0.99536 | -0.088247 | 0.99474 | -0.10016 | 9.0228
57 | -0.26393 | -0.067126 | 0.26461 | 0.06756 | 0.00068097 | 0.00043445 | 0.39491 | 0.39491 | 0.39491 | 0.99536 | -0.088247 | 0.99816 | -0.034848 | 36.1638
58 | 0.12857 | 0.032706 | -0.12832 | -0.032547 | 0.0002487 | 0.00015894 | 0.19259 | 0.19259 | 0.19259 | 0.99422 | -0.10992 | 0.99212 | -0.15014 | 52.9103
59 | 0.11314 | 0.028748 | -0.11298 | -0.028645 | 0.00016464 | 0.00010359 | 0.16947 | 0.16947 | 0.16947 | 0.99422 | -0.10992 | 0.99264 | -0.14019 | 15.5196
60 | 0.0061267 | 0.0015355 | -0.0061257 | -0.0015352 | 1.0115e-06 | 2.3055e-07 | 0.0091648 | 0.009165 | 0.009165 | 0.99474 | -0.10016 | 0.99456 | -0.10362 | 2.5179
61 | 0.010175 | 0.0025503 | -0.010174 | -0.0025497 | 1.1664e-06 | 5.698e-07 | 0.015168 | 0.015168 | 0.015168 | 0.99816 | -0.034848 | 0.99804 | -0.037254 | 4.1671
62 | -0.27478 | -0.070111 | 0.27525 | 0.070406 | 0.00046338 | 0.0002957 | 0.41008 | 0.41008 | 0.41008 | 0.99816 | -0.034848 | 1 | 0 | 37.5528
63 | -0.10007 | -0.025193 | 0.10018 | 0.025262 | 0.00010946 | 6.989e-05 | 0.15114 | 0.15114 | 0.15114 | 0.98548 | -0.27834 | 0.98666 | -0.25549 | 41.5209
64 | 0.056342 | 0.014179 | -0.056263 | -0.014129 | 7.8339e-05 | 4.977e-05 | 0.085093 | 0.085093 | 0.085093 | 0.98548 | -0.27834 | 0.98399 | -0.30748 | 23.3772
65 | 0.12188 | 0.030934 | -0.12156 | -0.03073 | 0.00031904 | 0.00020386 | 0.18294 | 0.18294 | 0.18294 | 0.99212 | -0.15014 | 0.98929 | -0.20472 | 50.2583
66 | 0.10624 | 0.026957 | -0.10617 | -0.026912 | 7.1549e-05 | 4.4918e-05 | 0.15938 | 0.15938 | 0.15938 | 0.99264 | -0.14019 | 0.99191 | -0.1542 | 14.5951
67 | 0.054759 | 0.013813 | -0.054714 | -0.013784 | 4.5453e-05 | 2.8868e-05 | 0.083036 | 0.083036 | 0.083036 | 0.98166 | -0.35197 | 0.98077 | -0.36932 | 22.8122
68 | 0.0018855 | 0.00047003 | -0.0018849 | -0.00047221 | 6.2626e-07 | -2.1849e-06 | 0.0028568 | 0.0028578 | 0.0028578 | 0.98176 | -0.35095 | 0.98141 | -0.35794 | 0.7851
69 | -0.0018855 | -0.00047003 | 0.0018856 | 0.00046971 | 9.1638e-08 | -3.2e-07 | 0.0028568 | 0.0028567 | 0.0028568 | 0.98176 | -0.35095 | 0.98182 | -0.34992 | 0.78485
70 | 0.0018849 | 0.00047221 | -0.0018848 | -0.00047225 | 1.2479e-08 | -4.35e-08 | 0.0028578 | 0.0028578 | 0.0028578 | 0.98141 | -0.35794 | 0.9814 | -0.35808 | 0.7851
71 | -0.0077302 | -0.0019345 | 0.007731 | 0.0019348 | 7.8798e-07 | 3.1065e-07 | 0.011715 | 0.011715 | 0.011715 | 0.98182 | -0.34992 | 0.98193 | -0.34778 | 3.2183
72 | -0.012014 | -0.0030081 | 0.012015 | 0.0030087 | 1.19e-06 | 6.4045e-07 | 0.018205 | 0.018205 | 0.018205 | 0.98193 | -0.34778 | 0.98203 | -0.3457 | 5.0013
73 | 0.0042827 | 0.0010732 | -0.0042824 | -0.0010733 | 3.0165e-07 | -4.8496e-08 | 0.00649 | 0.0064901 | 0.0064901 | 0.98193 | -0.34778 | 0.98185 | -0.34926 | 1.783
74 | -0.015316 | -0.0038361 | 0.015318 | 0.0038371 | 1.8746e-06 | 1.0823e-06 | 0.023207 | 0.023207 | 0.023207 | 0.98203 | -0.3457 | 0.98216 | -0.34313 | 6.3755
75 | 0.0014244 | 0.00035686 | -0.0014244 | -0.00035696 | 1.4706e-08 | -9.6824e-08 | 0.0021597 | 0.0021597 | 0.0021597 | 0.9814 | -0.35808 | 0.98139 | -0.35829 | 0.59332
76 | -0.17252 | -0.043905 | 0.17295 | 0.044176 | 0.00042585 | 0.0002706 | 0.26002 | 0.26002 | 0.26002 | 0.9882 | -0.2245 | 0.99087 | -0.17343 | 23.8113
77 | 0.007963 | 0.0019959 | -0.0079616 | -0.0019954 | 1.4146e-06 | 5.7675e-07 | 0.012058 | 0.012059 | 0.012059 | 0.98265 | -0.33188 | 0.98245 | -0.33561 | 3.3128
78 | -0.007963 | -0.0019959 | 0.0079632 | 0.001996 | 1.5551e-07 | 6.3398e-08 | 0.012058 | 0.012058 | 0.012058 | 0.98265 | -0.33188 | 0.98267 | -0.33147 | 3.3128
79 | -0.011502 | -0.0028827 | 0.011502 | 0.0028828 | 2.2083e-07 | 1.1674e-07 | 0.017417 | 0.017417 | 0.017417 | 0.98267 | -0.33147 | 0.98269 | -0.33107 | 4.7848
80 | 0.0035385 | 0.00088672 | -0.0035383 | -0.00088679 | 1.3479e-07 | -7.2332e-08 | 0.0053581 | 0.0053582 | 0.0053582 | 0.98267 | -0.33147 | 0.98263 | -0.33227 | 1.472
81 | 0.0070856 | 0.0017758 | -0.0070851 | -0.0017756 | 4.7575e-07 | 1.7031e-07 | 0.010836 | 0.010836 | 0.010836 | 0.97297 | -0.52101 | 0.9729 | -0.52242 | 2.977
82 | 0.0049366 | 0.0012372 | -0.0049363 | -0.0012372 | 3.0707e-07 | 1.9243e-08 | 0.0075618 | 0.0075619 | 0.0075619 | 0.97144 | -0.55131 | 0.97137 | -0.55261 | 2.0774
83 | 0.0048938 | 0.0012265 | -0.0048937 | -0.0012265 | 2.2014e-08 | 1.1675e-09 | 0.0074979 | 0.0074979 | 0.0074979 | 0.9712 | -0.55593 | 0.9712 | -0.55602 | 2.0599
84 | -0.0098595 | -0.002471 | 0.0098597 | 0.0024711 | 1.7186e-07 | 8.3828e-08 | 0.014914 | 0.014914 | 0.014914 | 0.98373 | -0.31244 | 0.98375 | -0.31208 | 4.0972
85 | -0.013424 | -0.0033645 | 0.013427 | 0.0033662 | 2.9397e-06 | 1.64e-06 | 0.020306 | 0.020306 | 0.020306 | 0.98375 | -0.31208 | 0.98399 | -0.30748 | 5.5785
86 | 0.0098609 | 0.0024717 | -0.0098595 | -0.002471 | 1.3733e-06 | 6.718e-07 | 0.014948 | 0.014949 | 0.014949 | 0.98159 | -0.3543 | 0.98144 | -0.35722 | 4.1067
87 | -0.028258 | -0.0070984 | 0.028271 | 0.0071066 | 1.3226e-05 | 8.2088e-06 | 0.042305 | 0.042305 | 0.042305 | 0.99406 | -0.11283 | 0.99457 | -0.10303 | 11.6222
88 | -0.09716 | -0.02463 | 0.097224 | 0.02467 | 6.392e-05 | 3.998e-05 | 0.14596 | 0.14596 | 0.14596 | 0.9912 | -0.16788 | 0.99191 | -0.1542 | 13.3662
89 | 0.25538 | 0.065565 | -0.25508 | -0.065377 | 0.00029519 | 0.00018828 | 0.38056 | 0.38056 | 0.38056 | 1 | 0 | 0.99874 | -0.023843 | 34.8502
90 | -0.11002 | -0.027728 | 0.11004 | 0.027741 | 2.0438e-05 | 1.3055e-05 | 0.16597 | 0.16597 | 0.16597 | 0.98666 | -0.25549 | 0.98686 | -0.25161 | 45.5972
91 | 0.042836 | 0.010763 | -0.042809 | -0.010745 | 2.7328e-05 | 1.727e-05 | 0.064787 | 0.064787 | 0.064787 | 0.98399 | -0.30748 | 0.9833 | -0.32086 | 17.7987
92 | -0.0066845 | -0.0016753 | 0.0066851 | 0.0016755 | 6.1726e-07 | 1.9745e-07 | 0.010197 | 0.010197 | 0.010197 | 0.9754 | -0.47473 | 0.9755 | -0.4728 | 2.8015
93 | -0.0066851 | -0.0016755 | 0.0066855 | 0.0016756 | 4.1136e-07 | 1.3156e-07 | 0.010197 | 0.010197 | 0.010197 | 0.9755 | -0.4728 | 0.97556 | -0.4715 | 2.8015
94 | 0.11513 | 0.029117 | -0.11487 | -0.028952 | 0.00025835 | 0.00016505 | 0.17326 | 0.17326 | 0.17326 | 0.98929 | -0.20472 | 0.98686 | -0.25161 | 47.5986
95 | 0.051238 | 0.012912 | -0.051191 | -0.012883 | 4.6477e-05 | 2.9487e-05 | 0.077763 | 0.077763 | 0.077763 | 0.98077 | -0.36932 | 0.9798 | -0.3883 | 21.3634
96 | -0.0038106 | -0.00095503 | 0.0038111 | 0.00095485 | 5.13e-07 | -1.8244e-07 | 0.0057978 | 0.0057976 | 0.0057978 | 0.978 | -0.42369 | 0.97814 | -0.42086 | 1.5928
97 | -0.0075735 | -0.0018978 | 0.0075742 | 0.001898 | 6.4145e-07 | 2.4876e-07 | 0.011521 | 0.011521 | 0.011521 | 0.97814 | -0.42086 | 0.97823 | -0.41908 | 3.1652
98 | -0.17295 | -0.044176 | 0.17304 | 0.044234 | 9.1155e-05 | 5.7922e-05 | 0.26002 | 0.26002 | 0.26002 | 0.99087 | -0.17343 | 0.99144 | -0.16253 | 23.8112
99 | -0.018793 | -0.004708 | 0.018793 | 0.0047082 | 4.4353e-07 | 2.6539e-07 | 0.028471 | 0.028471 | 0.028471 | 0.98216 | -0.34313 | 0.98219 | -0.34264 | 7.8217
100 | 0.00096437 | 0.00024166 | -0.00096436 | -0.00024169 | 1.9881e-09 | -3.0059e-08 | 0.0014622 | 0.0014622 | 0.0014622 | 0.98139 | -0.35829 | 0.98139 | -0.35834 | 0.4017
101 | 0.005638 | 0.0014126 | -0.0056377 | -0.0014126 | 2.7659e-07 | 5.2384e-08 | 0.0085976 | 0.0085976 | 0.0085976 | 0.97577 | -0.4674 | 0.97572 | -0.46843 | 2.362
102 | 0.010252 | 0.00257 | -0.010251 | -0.0025692 | 1.5864e-06 | 7.9914e-07 | 0.015634 | 0.015635 | 0.015635 | 0.97577 | -0.4674 | 0.97561 | -0.47065 | 4.2952
103 | -0.01589 | -0.0039826 | 0.015903 | 0.0039898 | 1.2318e-05 | 7.1844e-06 | 0.024232 | 0.024232 | 0.024232 | 0.97577 | -0.4674 | 0.9766 | -0.45114 | 6.6572
104 | 0.003805 | 0.00095327 | -0.0038049 | -0.00095329 | 7.294e-08 | -2.5469e-08 | 0.0058026 | 0.0058026 | 0.0058026 | 0.97572 | -0.46843 | 0.9757 | -0.46883 | 1.5941
105 | 0.008552 | 0.0021435 | -0.0085516 | -0.0021433 | 3.4908e-07 | 1.5509e-07 | 0.013044 | 0.013044 | 0.013044 | 0.97561 | -0.47065 | 0.97556 | -0.4715 | 3.5834
106 | -0.030031 | -0.0075326 | 0.030036 | 0.0075358 | 5.2778e-06 | 3.2937e-06 | 0.04576 | 0.04576 | 0.04576 | 0.9766 | -0.45114 | 0.97678 | -0.44745 | 12.5714
107 | 0.014129 | 0.0035427 | -0.014125 | -0.0035407 | 3.5407e-06 | 2.0112e-06 | 0.021528 | 0.021528 | 0.021528 | 0.9766 | -0.45114 | 0.97633 | -0.4564 | 5.9143
108 | -0.030603 | -0.0076778 | 0.030617 | 0.0076869 | 1.4633e-05 | 9.1404e-06 | 0.046623 | 0.046623 | 0.046623 | 0.97678 | -0.44745 | 0.97729 | -0.43743 | 12.8084
109 | 0.010814 | 0.002711 | -0.010812 | -0.0027098 | 2.1921e-06 | 1.1339e-06 | 0.016482 | 0.016482 | 0.016482 | 0.97633 | -0.4564 | 0.97611 | -0.46065 | 4.5281
110 | -0.002072 | -0.00051928 | 0.002072 | 0.00051919 | 3.624e-08 | -9.7664e-08 | 0.0031601 | 0.00316 | 0.0031601 | 0.97565 | -0.46986 | 0.97567 | -0.4695 | 0.86816
111 | -0.002072 | -0.00051919 | 0.0020721 | 0.00051901 | 6.5568e-08 | -1.7672e-07 | 0.00316 | 0.00316 | 0.00316 | 0.97567 | -0.4695 | 0.9757 | -0.46883 | 0.86814
112 | 0.0033067 | 0.00082869 | -0.0033067 | -0.00082873 | 5.6325e-08 | -3.687e-08 | 0.0050575 | 0.0050575 | 0.0050575 | 0.9729 | -0.52242 | 0.97288 | -0.52277 | 1.3894
113 | 0.24535 | 0.062863 | -0.24509 | -0.062698 | 0.00025911 | 0.00016522 | 0.36636 | 0.36636 | 0.36636 | 0.99788 | -0.04015 | 0.99672 | -0.061967 | 33.549
114 | -0.24535 | -0.062863 | 0.24555 | 0.062987 | 0.00019406 | 0.00012375 | 0.36636 | 0.36636 | 0.36636 | 0.99788 | -0.04015 | 0.99874 | -0.023843 | 33.549
115 | 0.23528 | 0.060238 | -0.23495 | -0.060025 | 0.00033477 | 0.00021341 | 0.3517 | 0.3517 | 0.3517 | 0.99672 | -0.061967 | 0.99518 | -0.091389 | 32.2074
116 | 0.0070381 | 0.0017639 | -0.007038 | -0.0017639 | 7.9336e-08 | 2.6325e-08 | 0.010563 | 0.010563 | 0.010563 | 0.99144 | -0.16253 | 0.99143 | -0.16277 | 2.902
117 | -0.18008 | -0.045998 | 0.18036 | 0.046177 | 0.00028244 | 0.00017957 | 0.27058 | 0.27058 | 0.27058 | 0.99144 | -0.16253 | 0.99314 | -0.13014 | 24.7785
118 | -0.037911 | -0.0095225 | 0.037932 | 0.0095358 | 2.1066e-05 | 1.3256e-05 | 0.056727 | 0.056727 | 0.056727 | 0.99457 | -0.10303 | 0.99518 | -0.091389 | 15.5844
119 | 0.19701 | 0.050489 | -0.19695 | -0.050447 | 6.5683e-05 | 4.1802e-05 | 0.29498 | 0.29498 | 0.29498 | 0.99518 | -0.091389 | 0.99481 | -0.09827 | 27.0127
120 | 0.18832 | 0.048284 | -0.18803 | -0.048099 | 0.00029057 | 0.00018483 | 0.28207 | 0.28207 | 0.28207 | 0.99481 | -0.09827 | 0.99314 | -0.13014 | 25.8303
121 | 0.0086321 | 0.0021636 | -0.0086308 | -0.0021631 | 1.2949e-06 | 5.5987e-07 | 0.012912 | 0.012912 | 0.012912 | 0.99481 | -0.09827 | 0.99465 | -0.10142 | 3.5472
122 | 0.0076662 | 0.0019214 | -0.0076659 | -0.0019212 | 3.6875e-07 | 1.3956e-07 | 0.011486 | 0.011486 | 0.011486 | 0.99314 | -0.13014 | 0.99308 | -0.13115 | 3.1556
123 | 0.0073749 | 0.0018484 | -0.0073739 | -0.001848 | 9.9182e-07 | 3.7323e-07 | 0.011242 | 0.011243 | 0.011243 | 0.97611 | -0.46065 | 0.97597 | -0.46348 | 3.0886
124 | 0.0047945 | 0.0012015 | -0.0047942 | -0.0012015 | 3.2149e-07 | 5.2772e-09 | 0.0073099 | 0.00731 | 0.00731 | 0.97597 | -0.46348 | 0.9759 | -0.46488 | 2.0082
125 | 0.0090485 | 0.002268 | -0.0090467 | -0.0022671 | 1.8327e-06 | 8.5037e-07 | 0.013777 | 0.013777 | 0.013777 | 0.97729 | -0.43743 | 0.97708 | -0.44168 | 3.785
126 | -0.039666 | -0.0099549 | 0.039701 | 0.0099768 | 3.4733e-05 | 2.1911e-05 | 0.0604 | 0.0604 | 0.0604 | 0.97729 | -0.43743 | 0.97823 | -0.41908 | 16.5934
127 | 0.0060109 | 0.0015063 | -0.0060102 | -0.0015061 | 6.7628e-07 | 1.633e-07 | 0.009154 | 0.0091541 | 0.0091541 | 0.97708 | -0.44168 | 0.97696 | -0.44404 | 2.5149
128 | -0.047275 | -0.011875 | 0.047344 | 0.011919 | 6.9562e-05 | 4.4069e-05 | 0.071921 | 0.071921 | 0.071921 | 0.97823 | -0.41908 | 0.9798 | -0.3883 | 19.7585
129 | 0.0028286 | 0.00070873 | -0.0028285 | -0.00070889 | 1.4143e-07 | -1.639e-07 | 0.0043083 | 0.0043084 | 0.0043084 | 0.97696 | -0.44404 | 0.97691 | -0.44509 | 1.1836
130 | 0.040102 | 0.010067 | -0.040073 | -0.010049 | 2.8851e-05 | 1.82e-05 | 0.060692 | 0.060692 | 0.060692 | 0.9833 | -0.32086 | 0.98253 | -0.33595 | 16.6735
131 | 0.03767 | 0.0094464 | -0.037658 | -0.0094389 | 1.1992e-05 | 7.5507e-06 | 0.057052 | 0.057052 | 0.057052 | 0.98253 | -0.33595 | 0.98219 | -0.34264 | 15.6736
132 | 0.018865 | 0.0047307 | -0.018861 | -0.0047283 | 3.9932e-06 | 2.3907e-06 | 0.028581 | 0.028581 | 0.028581 | 0.98219 | -0.34264 | 0.98196 | -0.34708 | 7.8519
133 | 0.01461 | 0.0036631 | -0.014608 | -0.0036618 | 2.3275e-06 | 1.3295e-06 | 0.02214 | 0.022141 | 0.022141 | 0.98196 | -0.34708 | 0.98179 | -0.35042 | 6.0826
134 | 0.014029 | 0.0035165 | -0.014027 | -0.0035155 | 1.7039e-06 | 9.6339e-07 | 0.021262 | 0.021262 | 0.021262 | 0.98179 | -0.35042 | 0.98166 | -0.35297 | 5.8412
135 | 0.0089611 | 0.0022459 | -0.0089604 | -0.0022456 | 6.7275e-07 | 3.0765e-07 | 0.013583 | 0.013583 | 0.013583 | 0.98166 | -0.35297 | 0.98158 | -0.35455 | 3.7317
136 | 0.0083969 | 0.0021044 | -0.0083962 | -0.0021041 | 6.9763e-07 | 3.0137e-07 | 0.012729 | 0.012729 | 0.012729 | 0.98158 | -0.35455 | 0.98149 | -0.35629 | 3.497
137 | 0.0051562 | 0.0012921 | -0.0051557 | -0.001292 | 4.6568e-07 | 4.1235e-08 | 0.0078171 | 0.0078172 | 0.0078172 | 0.98149 | -0.35629 | 0.98139 | -0.35819 | 2.1476
138 | 0.0025711 | 0.00064428 | -0.0025711 | -0.00064437 | 5.8929e-08 | -9.2937e-08 | 0.0038984 | 0.0038984 | 0.0038984 | 0.98139 | -0.35819 | 0.98137 | -0.35867 | 1.071

## res_trafo
| p_hv_mw | q_hv_mvar | p_lv_mw | q_lv_mvar | pl_mw | ql_mvar | i_hv_ka | i_lv_ka | vm_hv_pu | va_hv_degree | vm_lv_pu | va_lv_degree | loading_percent
0 | -1.2729e-15 | -1.3162e-15 | 0.00165 | 1.2699e-07 | 0.00165 | 1.2699e-07 | 5.2857e-17 | 0.0023815 | 0.99998 | 149.9956 | 1 | 0 | 0.2619

## res_ext_grid
| p_mw | q_mvar
0 | 0.53832 | 0.13749

## res_load
| p_mw | q_mvar
0 | 0.005722 | 0.0014341
1 | 0.0032909 | 0.00082478
2 | 0.0028144 | 0.00070536
3 | 0.0028319 | 0.00070973
4 | 0.0049903 | 0.0012507
5 | 0.0044619 | 0.0011183
6 | 0.00399 | 0.00099998
7 | 0.0022679 | 0.00056838
8 | 0.0078953 | 0.0019787
9 | 0.0033122 | 0.00083012
10 | 0.010916 | 0.0027357
11 | 0.010958 | 0.0027463
12 | 0.0043244 | 0.0010838
13 | 0.0082874 | 0.002077
14 | 0.0027631 | 0.00069251
15 | 0.0059095 | 0.001481
16 | 0.0093929 | 0.0023541
17 | 0.018027 | 0.004518
18 | 0.012473 | 0.0031261
19 | 0.0039368 | 0.00098665
20 | 0.034477 | 0.0086406
21 | 0.015829 | 0.0039671
22 | 0.0048316 | 0.0012109
23 | 0.0064361 | 0.0016131
24 | 0.006735 | 0.001688
25 | 0.0058447 | 0.0014648
26 | 0.0033012 | 0.00082736
27 | 0.0042824 | 0.0010733
28 | 0.00046043 | 0.0001154
29 | 0.0045783 | 0.0011474
30 | 0.0071868 | 0.0018012
31 | 0.0079616 | 0.0019954
32 | 0.0024149 | 0.00060524
33 | 0.0035383 | 0.00088679
34 | 0.0029529 | 0.00074007
35 | 0.0073742 | 0.0018482
36 | 0.0048844 | 0.0012241
37 | 0.0029397 | 0.00073677
38 | 0.0072729 | 0.0018228
39 | 0.0098595 | 0.002471
40 | 0.0035648 | 0.00089343
41 | 0.019496 | 0.0048861
42 | 0.0061257 | 0.0015352
43 | 0.0041405 | 0.0010377
44 | 0.00766 | 0.0019198
45 | 0.0074104 | 0.0018572
46 | 0.010174 | 0.0025497
47 | 0.006047 | 0.0015155
48 | 0.0098386 | 0.0024658
49 | 0.0066845 | 0.0016753
50 | 0.0064367 | 0.0016132
51 | 0.0089454 | 0.0022419
52 | 0.0034761 | 0.0008712
53 | 0.0038106 | 0.00095503
54 | 0.0037624 | 0.00094295
55 | 0.0034746 | 0.00087082
56 | 0.00046003 | 0.00011529
57 | 0.0018327 | 0.00045933
58 | 0.0016987 | 0.00042573
59 | 0.00056637 | 0.00014195
60 | 0.0033108 | 0.00082975
61 | 0.002072 | 0.00051928
62 | 0.0037784 | 0.00094694
63 | 0.0033067 | 0.00082873
64 | 0.0098138 | 0.0024596
65 | 0.0095369 | 0.0023902
66 | 0.0096399 | 0.002416
67 | 0.0049363 | 0.0012372
68 | 0.0048937 | 0.0012265
69 | 0.0086308 | 0.0021631
70 | 0.0076659 | 0.0019212
71 | 0.007038 | 0.0017639
72 | 0.0048315 | 0.0012109
73 | 0.0098595 | 0.002471
74 | 0.0034373 | 0.00086146
75 | 0.0025794 | 0.00064646
76 | 0.0047942 | 0.0012015
77 | 0.0030358 | 0.00076085
78 | 0.0017328 | 0.00043428
79 | 0.0018661 | 0.0004677
80 | 0.0038467 | 0.00096406
81 | 0.0031816 | 0.00079737
82 | 0.0027065 | 0.00067832
83 | 0.0024035 | 0.00060236
84 | 0.0042502 | 0.0010652
85 | 0.00057963 | 0.00014527
86 | 0.0050658 | 0.0012696
87 | 0.00056349 | 0.00014122
88 | 0.00324 | 0.00081202
89 | 0.0028285 | 0.00070889
90 | 0.0025846 | 0.00064777
91 | 0.0025711 | 0.00064437
92 | 0.00096436 | 0.00024169

## dtypes
| element | column | dtype
0 | bus | name | object
1 | bus | vn_kv | float64
2 | bus | type | object
3 | bus | zone | object
4 | bus | in_service | bool
5 | load | name | object
6 | load | bus | uint32
7 | load | p_mw | float64
8 | load | q_mvar | float64
9 | load | const_z_percent | float64
10 | load | const_i_percent | float64
11 | load | sn_mva | float64
12 | load | scaling | float64
13 | load | in_service | bool
14 | load | type | object
15 | ext_grid | name | object
16 | ext_grid | bus | uint32
17 | ext_grid | vm_pu | float64
18 | ext_grid | va_degree | float64
19 | ext_grid | slack_weight | float64
20 | ext_grid | in_service | bool
21 | line | name | object
22 | line | std_type | object
23 | line | from_bus | uint32
24 | line | to_bus | uint32
25 | line | length_km | float64
26 | line | r_ohm_per_km | float64
27 | line | x_ohm_per_km | float64
28 | line | c_nf_per_km | float64
29 | line | g_us_per_km | float64
30 | line | max_i_ka | float64
31 | line | df | float64
32 | line | parallel | uint32
33 | line | type | object
34 | line | in_service | bool
35 | trafo | name | object
36 | trafo | std_type | object
37 | trafo | hv_bus | uint32
38 | trafo | lv_bus | uint32
39 | trafo | sn_mva | float64
40 | trafo | vn_hv_kv | float64
41 | trafo | vn_lv_kv | float64
42 | trafo | vk_percent | float64
43 | trafo | vkr_percent | float64
44 | trafo | pfe_kw | float64
45 | trafo | i0_percent | float64
46 | trafo | shift_degree | float64
47 | trafo | tap_side | object
48 | trafo | tap_neutral | int32
49 | trafo | tap_min | int32
50 | trafo | tap_max | int32
51 | trafo | tap_step_percent | float64
52 | trafo | tap_step_degree | float64
53 | trafo | tap_pos | int32
54 | trafo | tap_phase_shifter | bool
55 | trafo | parallel | uint32
56 | trafo | df | float64
57 | trafo | in_service | bool
58 | line_geodata | coords | object
59 | bus_geodata | x | float64
60 | bus_geodata | y | float64
61 | bus_geodata | coords | object
62 | res_bus | vm_pu | float64
63 | res_bus | va_degree | float64
64 | res_bus | p_mw | float64
65 | res_bus | q_mvar | float64
66 | res_line | p_from_mw | float64
67 | res_line | q_from_mvar | float64
68 | res_line | p_to_mw | float64
69 | res_line | q_to_mvar | float64
70 | res_line | pl_mw | float64
71 | res_line | ql_mvar | float64
72 | res_line | i_from_ka | float64
73 | res_line | i_to_ka | float64
74 | res_line | i_ka | float64
75 | res_line | vm_from_pu | float64
76 | res_line | va_from_degree | float64
77 | res_line | vm_to_pu | float64
78 | res_line | va_to_degree | float64
79 | res_line | loading_percent | float64
80 | res_trafo | p_hv_mw | float64
81 | res_trafo | q_hv_mvar | float64
82 | res_trafo | p_lv_mw | float64
83 | res_trafo | q_lv_mvar | float64
84 | res_trafo | pl_mw | float64
85 | res_trafo | ql_mvar | float64
86 | res_trafo | i_hv_ka | float64
87 | res_trafo | i_lv_ka | float64
88 | res_trafo | vm_hv_pu | float64
89 | res_trafo | va_hv_degree | float64
90 | res_trafo | vm_lv_pu | float64
91 | res_trafo | va_lv_degree | float64
92 | res_trafo | loading_percent | float64
93 | res_ext_grid | p_mw | float64
94 | res_ext_grid | q_mvar | float64
95 | res_load | p_mw | float64
96 | res_load | q_mvar | float64

## parameters
| version | format_version | converged | OPF_converged | name | f_hz | sn_mva
0 | 2.14.6 | 2.14.0 | TRUE | FALSE |  | 50 | 1