## bus
| name | vn_kv | type | zone | in_service
0 | bus_LV_1058-6_0_4_node_0 | 0.4 | n |  | TRUE
1 | bus_LV_1058-6_0_4_node_1 | 0.4 | n |  | TRUE
2 | bus_LV_1058-6_0_4_node_2 | 0.4 | n |  | TRUE
3 | bus_LV_1058-6_0_4_node_68 | 0.4 | n |  | TRUE
4 | bus_LV_1058-6_0_4_node_69 | 0.4 | n |  | TRUE
5 | bus_LV_1058-6_0_4_node_82 | 0.4 | n |  | TRUE
6 | bus_LV_1058-6_0_4_node_89 | 0.4 | n |  | TRUE
7 | bus_LV_1058-6_0_4_node_35 | 0.4 | n |  | TRUE
8 | bus_LV_1058-6_0_4_node_87 | 0.4 | n |  | TRUE
9 | bus_LV_1058-6_0_4_node_51 | 0.4 | n |  | TRUE
10 | bus_LV_1058-6_0_4_node_33 | 0.4 | n |  | TRUE
11 | bus_LV_1058-6_0_4_node_20 | 0.4 | n |  | TRUE
12 | bus_LV_1058-6_0_4_node_13 | 0.4 | n |  | TRUE
13 | bus_LV_1058-6_0_4_node_24 | 0.4 | n |  | TRUE
14 | bus_LV_1058-6_0_4_node_28 | 0.4 | n |  | TRUE
15 | bus_LV_1058-6_0_4_node_76 | 0.4 | n |  | TRUE
16 | bus_LV_1058-6_0_4_node_37 | 0.4 | n |  | TRUE
17 | bus_LV_1058-6_0_4_node_86 | 0.4 | n |  | TRUE
18 | bus_LV_1058-6_0_4_node_38 | 0.4 | n |  | TRUE
19 | bus_LV_1058-6_0_4_node_14 | 0.4 | n |  | TRUE
20 | bus_LV_1058-6_0_4_node_105 | 0.4 | n |  | TRUE
21 | bus_LV_1058-6_0_4_node_23 | 0.4 | n |  | TRUE
22 | bus_LV_1058-6_0_4_node_88 | 0.4 | n |  | TRUE
23 | bus_LV_1058-6_0_4_node_27 | 0.4 | n |  | TRUE
24 | bus_LV_1058-6_0_4_node_84 | 0.4 | n |  | TRUE
25 | bus_LV_1058-6_0_4_node_124 | 0.4 | n |  | TRUE
26 | bus_LV_1058-6_0_4_node_22 | 0.4 | n |  | TRUE
27 | bus_LV_1058-6_0_4_node_30 | 0.4 | n |  | TRUE
28 | bus_LV_1058-6_0_4_node_21 | 0.4 | n |  | TRUE
29 | bus_LV_1058-6_0_4_node_25 | 0.4 | n |  | TRUE
30 | bus_LV_1058-6_0_4_node_111 | 0.4 | n |  | TRUE
31 | bus_LV_1058-6_0_4_node_129 | 0.4 | n |  | TRUE
32 | bus_LV_1058-6_0_4_node_26 | 0.4 | n |  | TRUE
33 | bus_LV_1058-6_0_4_node_98 | 0.4 | n |  | TRUE
34 | bus_LV_1058-6_0_4_node_17 | 0.4 | n |  | TRUE
35 | bus_LV_1058-6_0_4_node_31 | 0.4 | n |  | TRUE
36 | bus_LV_1058-6_0_4_node_16 | 0.4 | n |  | TRUE
37 | bus_LV_1058-6_0_4_node_104 | 0.4 | n |  | TRUE
38 | bus_LV_1058-6_0_4_node_10 | 0.4 | n |  | TRUE
39 | bus_LV_1058-6_0_4_node_19 | 0.4 | n |  | TRUE
40 | bus_LV_1058-6_0_4_node_107 | 0.4 | n |  | TRUE
41 | bus_LV_1058-6_0_4_node_36 | 0.4 | n |  | TRUE
42 | bus_LV_1058-6_0_4_node_62 | 0.4 | n |  | TRUE
43 | bus_LV_1058-6_0_4_node_65 | 0.4 | n |  | TRUE
44 | bus_LV_1058-6_0_4_node_42 | 0.4 | n |  | TRUE
45 | bus_LV_1058-6_0_4_node_39 | 0.4 | n |  | TRUE
46 | bus_LV_1058-6_0_4_node_85 | 0.4 | n |  | TRUE
47 | bus_LV_1058-6_0_4_node_29 | 0.4 | n |  | TRUE
48 | bus_LV_1058-6_0_4_node_63 | 0.4 | n |  | TRUE
49 | bus_LV_1058-6_0_4_node_34 | 0.4 | n |  | TRUE
50 | bus_LV_1058-6_0_4_node_18 | 0.4 | n |  | TRUE
51 | bus_LV_1058-6_0_4_node_108 | 0.4 | n |  | TRUE
52 | bus_LV_1058-6_0_4_node_120 | 0.4 | n |  | TRUE
53 | bus_LV_1058-6_0_4_node_93 | 0.4 | n |  | TRUE
54 | bus_LV_1058-6_0_4_node_101 | 0.4 | n |  | TRUE
55 | bus_LV_1058-6_0_4_node_140 | 0.4 | n |  | TRUE
56 | bus_LV_1058-6_0_4_node_91 | 0.4 | n |  | TRUE
57 | bus_LV_1058-6_0_4_node_40 | 0.4 | n |  | TRUE
58 | bus_LV_1058-6_0_4_node_143 | 0.4 | n |  | TRUE
59 | bus_LV_1058-6_0_4_node_141 | 0.4 | n |  | TRUE
60 | bus_LV_1058-6_0_4_node_12 | 0.4 | n |  | TRUE
61 | bus_LV_1058-6_0_4_node_8 | 0.4 | n |  | TRUE
62 | bus_LV_1058-6_0_4_node_15 | 0.4 | n |  | TRUE
63 | bus_LV_1058-6_0_4_node_46 | 0.4 | n |  | TRUE
64 | bus_LV_1058-6_0_4_node_45 | 0.4 | n |  | TRUE
65 | bus_LV_1058-6_0_4_node_61 | 0.4 | n |  | TRUE
66 | bus_LV_1058-6_0_4_node_56 | 0.4 | n |  | TRUE
67 | bus_LV_1058-6_0_4_node_47 | 0.4 | n |  | TRUE
68 | bus_LV_1058-6_0_4_node_3 | 0.4 | n |  | TRUE
69 | bus_LV_1058-6_0_4_node_4 | 0.4 | n |  | TRUE
70 | bus_LV_1058-6_0_4_node_5 | 0.4 | n |  | TRUE
71 | bus_LV_1058-6_0_4_node_6 | 0.4 | n |  | TRUE
72 | bus_LV_1058-6_0_4_node_7 | 0.4 | n |  | TRUE
73 | bus_LV_1058-6_0_4_node_54 | 0.4 | n |  | TRUE
74 | bus_LV_1058-6_0_4_node_52 | 0.4 | n |  | TRUE
75 | bus_LV_1058-6_0_4_node_83 | 0.4 | n |  | TRUE
76 | bus_LV_1058-6_0_4_node_75 | 0.4 | n |  | TRUE
77 | bus_LV_1058-6_0_4_node_53 | 0.4 | n |  | TRUE
78 | bus_LV_1058-6_0_4_node_90 | 0.4 | n |  | TRUE
79 | bus_LV_1058-6_0_4_node_74 | 0.4 | n |  | TRUE
80 | bus_LV_1058-6_0_4_node_9 | 0.4 | n |  | TRUE
81 | bus_LV_1058-6_0_4_node_58 | 0.4 | n |  | TRUE
82 | bus_LV_1058-6_0_4_node_70 | 0.4 | n |  | TRUE
83 | bus_LV_1058-6_0_4_node_57 | 0.4 | n |  | TRUE
84 | bus_LV_1058-6_0_4_node_72 | 0.4 | n |  | TRUE
85 | bus_LV_1058-6_0_4_node_103 | 0.4 | n |  | TRUE
86 | bus_LV_1058-6_0_4_node_67 | 0.4 | n |  | TRUE
87 | bus_LV_1058-6_0_4_node_66 | 0.4 | n |  | TRUE
88 | bus_LV_1058-6_0_4_node_92 | 0.4 | n |  | TRUE
89 | bus_LV_1058-6_0_4_node_118 | 0.4 | n |  | TRUE
90 | bus_LV_1058-6_0_4_node_102 | 0.4 | n |  | TRUE
91 | bus_LV_1058-6_0_4_node_100 | 0.4 | n |  | TRUE
92 | bus_LV_1058-6_0_4_node_55 | 0.4 | n |  | TRUE
93 | bus_LV_1058-6_0_4_node_113 | 0.4 | n |  | TRUE
94 | bus_LV_1058-6_0_4_node_109 | 0.4 | n |  | TRUE
95 | bus_LV_1058-6_0_4_node_128 | 0.4 | n |  | TRUE
96 | bus_LV_1058-6_0_4_node_99 | 0.4 | n |  | TRUE
97 | bus_LV_1058-6_0_4_node_80 | 0.4 | n |  | TRUE
98 | bus_LV_1058-6_0_4_node_41 | 0.4 | n |  | TRUE
99 | bus_LV_1058-6_0_4_node_60 | 0.4 | n |  | TRUE
100 | bus_LV_1058-6_0_4_node_49 | 0.4 | n |  | TRUE
101 | bus_LV_1058-6_0_4_node_64 | 0.4 | n |  | TRUE
102 | bus_LV_1058-6_0_4_node_138 | 0.4 | n |  | TRUE
103 | bus_LV_1058-6_0_4_node_137 | 0.4 | n |  | TRUE
104 | bus_LV_1058-6_0_4_node_142 | 0.4 | n |  | TRUE
105 | bus_LV_1058-6_0_4_node_43 | 0.4 | n |  | TRUE
106 | bus_LV_1058-6_0_4_node_44 | 0.4 | n |  | TRUE
107 | bus_LV_1058-6_0_4_node_59 | 0.4 | n |  | TRUE
108 | bus_LV_1058-6_0_4_node_48 | 0.4 | n |  | TRUE
109 | bus_LV_1058-6_0_4_node_50 | 0.4 | n |  | TRUE
110 | bus_LV_1058-6_0_4_node_71 | 0.4 | n |  | TRUE
111 | bus_LV_1058-6_0_4_node_73 | 0.4 | n |  | TRUE
112 | bus_LV_1058-6_0_4_node_77 | 0.4 | n |  | TRUE
113 | bus_LV_1058-6_0_4_node_78 | 0.4 | n |  | TRUE
114 | bus_LV_1058-6_0_4_node_79 | 0.4 | n |  | TRUE
115 | bus_LV_1058-6_0_4_node_81 | 0.4 | n |  | TRUE
116 | bus_LV_1058-6_0_4_node_94 | 0.4 | n |  | TRUE
117 | bus_LV_1058-6_0_4_node_95 | 0.4 | n |  | TRUE
118 | bus_LV_1058-6_0_4_node_96 | 0.4 | n |  | TRUE
119 | bus_LV_1058-6_0_4_node_97 | 0.4 | n |  | TRUE
120 | bus_LV_1058-6_0_4_node_110 | 0.4 | n |  | TRUE
121 | bus_LV_1058-6_0_4_node_112 | 0.4 | n |  | TRUE
122 | bus_LV_1058-6_0_4_node_125 | 0.4 | n |  | TRUE
123 | bus_LV_1058-6_0_4_node_126 | 0.4 | n |  | TRUE
124 | bus_LV_1058-6_0_4_node_127 | 0.4 | n |  | TRUE
125 | bus_LV_1058-6_0_4_node_115 | 0.4 | n |  | TRUE
126 | bus_LV_1058-6_0_4_node_116 | 0.4 | n |  | TRUE
127 | bus_LV_1058-6_0_4_node_117 | 0.4 | n |  | TRUE
128 | bus_LV_1058-6_0_4_node_119 | 0.4 | n |  | TRUE
129 | bus_LV_1058-6_0_4_node_121 | 0.4 | n |  | TRUE
130 | bus_LV_1058-6_0_4_node_122 | 0.4 | n |  | TRUE
131 | bus_LV_1058-6_0_4_node_123 | 0.4 | n |  | TRUE
132 | bus_LV_1058-6_0_4_node_130 | 0.4 | n |  | TRUE
133 | bus_LV_1058-6_0_4_node_131 | 0.4 | n |  | TRUE
134 | bus_LV_1058-6_0_4_node_132 | 0.4 | n |  | TRUE
135 | bus_LV_1058-6_0_4_node_133 | 0.4 | n |  | TRUE
136 | bus_LV_1058-6_0_4_node_134 | 0.4 | n |  | TRUE
137 | bus_LV_1058-6_0_4_node_135 | 0.4 | n |  | TRUE
138 | bus_LV_1058-6_0_4_node_136 | 0.4 | n |  | TRUE
139 | bus_LV_1058-6_0_4_node_139 | 0.4 | n |  | TRUE
140 | bus_MV_23_0_node_114 | 20 | n |  | TRUE

## load
| name | bus | p_mw | q_mvar | const_z_percent | const_i_percent | sn_mva | scaling | in_service | type
0 | LV_1058-6_0_4_load_0 | 0 | 0.0040347 | 0.0010112 | 0 | 0 |  | 1 | TRUE | wye
1 | LV_1058-6_0_4_load_1 | 1 | 0.0039735 | 0.00099585 | 0 | 0 |  | 1 | TRUE | wye
2 | LV_1058-6_0_4_load_68 | 3 | 0.0040162 | 0.0010065 | 0 | 0 |  | 1 | TRUE | wye
3 | LV_1058-6_0_4_load_69 | 4 | 0.001531 | 0.0003837 | 0 | 0 |  | 1 | TRUE | wye
4 | LV_1058-6_0_4_load_82 | 5 | 0.0054325 | 0.0013615 | 0 | 0 |  | 1 | TRUE | wye
5 | LV_1058-6_0_4_load_89 | 6 | 0.0015609 | 0.00039121 | 0 | 0 |  | 1 | TRUE | wye
6 | LV_1058-6_0_4_load_87 | 8 | 0.0024028 | 0.0006022 | 0 | 0 |  | 1 | TRUE | wye
7 | LV_1058-6_0_4_load_51 | 9 | 0.0018084 | 0.00045323 | 0 | 0 |  | 1 | TRUE | wye
8 | LV_1058-6_0_4_load_76 | 15 | 0.010412 | 0.0026094 | 0 | 0 |  | 1 | TRUE | wye
9 | LV_1058-6_0_4_load_86 | 17 | 0.0021314 | 0.00053418 | 0 | 0 |  | 1 | TRUE | wye
10 | LV_1058-6_0_4_load_88 | 22 | 0.0028678 | 0.00071873 | 0 | 0 |  | 1 | TRUE | wye
11 | LV_1058-6_0_4_load_84 | 24 | 0.0021342 | 0.00053489 | 0 | 0 |  | 1 | TRUE | wye
12 | LV_1058-6_0_4_load_124 | 25 | 0.0020239 | 0.00050725 | 0 | 0 |  | 1 | TRUE | wye
13 | LV_1058-6_0_4_load_129 | 31 | 0.0052189 | 0.001308 | 0 | 0 |  | 1 | TRUE | wye
14 | LV_1058-6_0_4_load_98 | 33 | 0.0048442 | 0.0012141 | 0 | 0 |  | 1 | TRUE | wye
15 | LV_1058-6_0_4_load_104 | 37 | 0.011249 | 0.0028192 | 0 | 0 |  | 1 | TRUE | wye
16 | LV_1058-6_0_4_load_107 | 40 | 0.0034805 | 0.0008723 | 0 | 0 |  | 1 | TRUE | wye
17 | LV_1058-6_0_4_load_65 | 43 | 0.0043864 | 0.0010993 | 0 | 0 |  | 1 | TRUE | wye
18 | LV_1058-6_0_4_load_42 | 44 | 0.0027229 | 0.00068243 | 0 | 0 |  | 1 | TRUE | wye
19 | LV_1058-6_0_4_load_85 | 46 | 0.011076 | 0.0027758 | 0 | 0 |  | 1 | TRUE | wye
20 | LV_1058-6_0_4_load_63 | 48 | 0.0045659 | 0.0011443 | 0 | 0 |  | 1 | TRUE | wye
21 | LV_1058-6_0_4_load_108 | 51 | 0.026861 | 0.006732 | 0 | 0 |  | 1 | TRUE | wye
22 | LV_1058-6_0_4_load_120 | 52 | 0.0030617 | 0.00076734 | 0 | 0 |  | 1 | TRUE | wye
23 | LV_1058-6_0_4_load_93 | 53 | 0.009714 | 0.0024345 | 0 | 0 |  | 1 | TRUE | wye
24 | LV_1058-6_0_4_load_140 | 55 | 0.0036964 | 0.00092641 | 0 | 0 |  | 1 | TRUE | wye
25 | LV_1058-6_0_4_load_91 | 56 | 0.0083616 | 0.0020956 | 0 | 0 |  | 1 | TRUE | wye
26 | LV_1058-6_0_4_load_143 | 58 | 0.0033424 | 0.00083767 | 0 | 0 |  | 1 | TRUE | wye
27 | LV_1058-6_0_4_load_8 | 61 | 0.011715 | 0.002936 | 0 | 0 |  | 1 | TRUE | wye
28 | LV_1058-6_0_4_load_46 | 63 | 0.01045 | 0.0026189 | 0 | 0 |  | 1 | TRUE | wye
29 | LV_1058-6_0_4_load_45 | 64 | 0.011083 | 0.0027776 | 0 | 0 |  | 1 | TRUE | wye
30 | LV_1058-6_0_4_load_61 | 65 | 0.0091811 | 0.002301 | 0 | 0 |  | 1 | TRUE | wye
31 | LV_1058-6_0_4_load_56 | 66 | 0.0084047 | 0.0021064 | 0 | 0 |  | 1 | TRUE | wye
32 | LV_1058-6_0_4_load_47 | 67 | 0.0060732 | 0.0015221 | 0 | 0 |  | 1 | TRUE | wye
33 | LV_1058-6_0_4_load_3 | 68 | 0.001595 | 0.00039975 | 0 | 0 |  | 1 | TRUE | wye
34 | LV_1058-6_0_4_load_4 | 69 | 0.0023997 | 0.00060141 | 0 | 0 |  | 1 | TRUE | wye
35 | LV_1058-6_0_4_load_5 | 70 | 0.0018186 | 0.00045578 | 0 | 0 |  | 1 | TRUE | wye
36 | LV_1058-6_0_4_load_54 | 73 | 0.00047607 | 0.00011931 | 0 | 0 |  | 1 | TRUE | wye
37 | LV_1058-6_0_4_load_52 | 74 | 0.0022373 | 0.00056073 | 0 | 0 |  | 1 | TRUE | wye
38 | LV_1058-6_0_4_load_83 | 75 | 0.00075688 | 0.00018969 | 0 | 0 |  | 1 | TRUE | wye
39 | LV_1058-6_0_4_load_75 | 76 | 0.0019906 | 0.00049888 | 0 | 0 |  | 1 | TRUE | wye
40 | LV_1058-6_0_4_load_53 | 77 | 0.0037164 | 0.00093141 | 0 | 0 |  | 1 | TRUE | wye
41 | LV_1058-6_0_4_load_90 | 78 | 0.0038334 | 0.00096074 | 0 | 0 |  | 1 | TRUE | wye
42 | LV_1058-6_0_4_load_9 | 80 | 0.01208 | 0.0030275 | 0 | 0 |  | 1 | TRUE | wye
43 | LV_1058-6_0_4_load_58 | 81 | 0.010875 | 0.0027256 | 0 | 0 |  | 1 | TRUE | wye
44 | LV_1058-6_0_4_load_70 | 82 | 0.0058021 | 0.0014542 | 0 | 0 |  | 1 | TRUE | wye
45 | LV_1058-6_0_4_load_57 | 83 | 0.0073259 | 0.001836 | 0 | 0 |  | 1 | TRUE | wye
46 | LV_1058-6_0_4_load_103 | 85 | 0.012031 | 0.0030154 | 0 | 0 |  | 1 | TRUE | wye
47 | LV_1058-6_0_4_load_67 | 86 | 0.010351 | 0.0025942 | 0 | 0 |  | 1 | TRUE | wye
48 | LV_1058-6_0_4_load_66 | 87 | 0.010025 | 0.0025125 | 0 | 0 |  | 1 | TRUE | wye
49 | LV_1058-6_0_4_load_92 | 88 | 0.007349 | 0.0018418 | 0 | 0 |  | 1 | TRUE | wye
50 | LV_1058-6_0_4_load_118 | 89 | 0.0030063 | 0.00075344 | 0 | 0 |  | 1 | TRUE | wye
51 | LV_1058-6_0_4_load_102 | 90 | 0.0023428 | 0.00058717 | 0 | 0 |  | 1 | TRUE | wye
52 | LV_1058-6_0_4_load_100 | 91 | 0.00099172 | 0.00024855 | 0 | 0 |  | 1 | TRUE | wye
53 | LV_1058-6_0_4_load_55 | 92 | 0.014331 | 0.0035916 | 0 | 0 |  | 1 | TRUE | wye
54 | LV_1058-6_0_4_load_113 | 93 | 0.0017472 | 0.00043788 | 0 | 0 |  | 1 | TRUE | wye
55 | LV_1058-6_0_4_load_109 | 94 | 0.0057669 | 0.0014453 | 0 | 0 |  | 1 | TRUE | wye
56 | LV_1058-6_0_4_load_128 | 95 | 0.0027661 | 0.00069326 | 0 | 0 |  | 1 | TRUE | wye
57 | LV_1058-6_0_4_load_99 | 96 | 0.0043547 | 0.0010914 | 0 | 0 |  | 1 | TRUE | wye
58 | LV_1058-6_0_4_load_80 | 97 | 0.0017731 | 0.00044438 | 0 | 0 |  | 1 | TRUE | wye
59 | LV_1058-6_0_4_load_41 | 98 | 0.0049056 | 0.0012295 | 0 | 0 |  | 1 | TRUE | wye
60 | LV_1058-6_0_4_load_60 | 99 | 0.0021721 | 0.00054438 | 0 | 0 |  | 1 | TRUE | wye
61 | LV_1058-6_0_4_load_49 | 100 | 0.0025584 | 0.00064121 | 0 | 0 |  | 1 | TRUE | wye
62 | LV_1058-6_0_4_load_64 | 101 | 0.0080101 | 0.0020075 | 0 | 0 |  | 1 | TRUE | wye
63 | LV_1058-6_0_4_load_137 | 103 | 0.0038883 | 0.00097451 | 0 | 0 |  | 1 | TRUE | wye
64 | LV_1058-6_0_4_load_142 | 104 | 0.002132 | 0.00053433 | 0 | 0 |  | 1 | TRUE | wye
65 | LV_1058-6_0_4_load_43 | 105 | 0.0046313 | 0.0011607 | 0 | 0 |  | 1 | TRUE | wye
66 | LV_1058-6_0_4_load_44 | 106 | 0.0019882 | 0.0004983 | 0 | 0 |  | 1 | TRUE | wye
67 | LV_1058-6_0_4_load_59 | 107 | 0.0019864 | 0.00049783 | 0 | 0 |  | 1 | TRUE | wye
68 | LV_1058-6_0_4_load_48 | 108 | 0.0018972 | 0.00047547 | 0 | 0 |  | 1 | TRUE | wye
69 | LV_1058-6_0_4_load_50 | 109 | 0.011373 | 0.0028503 | 0 | 0 |  | 1 | TRUE | wye
70 | LV_1058-6_0_4_load_71 | 110 | 0.0097551 | 0.0024449 | 0 | 0 |  | 1 | TRUE | wye
71 | LV_1058-6_0_4_load_73 | 111 | 0.0036486 | 0.00091442 | 0 | 0 |  | 1 | TRUE | wye
72 | LV_1058-6_0_4_load_77 | 112 | 0.0040275 | 0.0010094 | 0 | 0 |  | 1 | TRUE | wye
73 | LV_1058-6_0_4_load_78 | 113 | 0.0019657 | 0.00049264 | 0 | 0 |  | 1 | TRUE | wye
74 | LV_1058-6_0_4_load_79 | 114 | 0.0027743 | 0.0006953 | 0 | 0 |  | 1 | TRUE | wye
75 | LV_1058-6_0_4_load_81 | 115 | 0.0079183 | 0.0019845 | 0 | 0 |  | 1 | TRUE | wye
76 | LV_1058-6_0_4_load_94 | 116 | 0.0016505 | 0.00041366 | 0 | 0 |  | 1 | TRUE | wye
77 | LV_1058-6_0_4_load_95 | 117 | 0.013591 | 0.0034063 | 0 | 0 |  | 1 | TRUE | wye
78 | LV_1058-6_0_4_load_96 | 118 | 0.011886 | 0.0029789 | 0 | 0 |  | 1 | TRUE | wye
79 | LV_1058-6_0_4_load_97 | 119 | 0.0012967 | 0.00032499 | 0 | 0 |  | 1 | TRUE | wye
80 | LV_1058-6_0_4_load_112 | 121 | 0.002027 | 0.00050802 | 0 | 0 |  | 1 | TRUE | wye
81 | LV_1058-6_0_4_load_125 | 122 | 0.00093288 | 0.0002338 | 0 | 0 |  | 1 | TRUE | wye
82 | LV_1058-6_0_4_load_126 | 123 | 0.0037324 | 0.00093544 | 0 | 0 |  | 1 | TRUE | wye
83 | LV_1058-6_0_4_load_127 | 124 | 0.0038863 | 0.000974 | 0 | 0 |  | 1 | TRUE | wye
84 | LV_1058-6_0_4_load_115 | 125 | 0.0026078 | 0.00065357 | 0 | 0 |  | 1 | TRUE | wye
85 | LV_1058-6_0_4_load_116 | 126 | 0.0042343 | 0.0010612 | 0 | 0 |  | 1 | TRUE | wye
86 | LV_1058-6_0_4_load_117 | 127 | 0.0025885 | 0.00064873 | 0 | 0 |  | 1 | TRUE | wye
87 | LV_1058-6_0_4_load_119 | 128 | 0.001316 | 0.00032983 | 0 | 0 |  | 1 | TRUE | wye
88 | LV_1058-6_0_4_load_121 | 129 | 0.0023986 | 0.00060115 | 0 | 0 |  | 1 | TRUE | wye
89 | LV_1058-6_0_4_load_122 | 130 | 0.0029952 | 0.00075068 | 0 | 0 |  | 1 | TRUE | wye
90 | LV_1058-6_0_4_load_123 | 131 | 0.0022624 | 0.000567 | 0 | 0 |  | 1 | TRUE | wye
91 | LV_1058-6_0_4_load_130 | 132 | 0.0018576 | 0.00046556 | 0 | 0 |  | 1 | TRUE | wye
92 | LV_1058-6_0_4_load_131 | 133 | 0.0020029 | 0.00050198 | 0 | 0 |  | 1 | TRUE | wye
93 | LV_1058-6_0_4_load_132 | 134 | 0.0048713 | 0.0012209 | 0 | 0 |  | 1 | TRUE | wye
94 | LV_1058-6_0_4_load_133 | 135 | 0.0055435 | 0.0013893 | 0 | 0 |  | 1 | TRUE | wye
95 | LV_1058-6_0_4_load_135 | 137 | 0.0035931 | 0.00090051 | 0 | 0 |  | 1 | TRUE | wye
96 | LV_1058-6_0_4_load_139 | 139 | 0.0037089 | 0.00092953 | 0 | 0 |  | 1 | TRUE | wye

## ext_grid
| name | bus | vm_pu | va_degree | slack_weight | in_service
0 |  | 64 | 1 | 0 | 1 | TRUE

## line
| name | std_type | from_bus | to_bus | length_km | r_ohm_per_km | x_ohm_per_km | c_nf_per_km | g_us_per_km | max_i_ka | df | parallel | type | in_service
0 | LV_1058-6_0_4_line_0 |  | 0 | 1 | 0.0011194 | 0.125 | 0.08 | 261 | 0 | 0.364 | 1 | 1 | cs | TRUE
1 | LV_1058-6_0_4_line_1 |  | 1 | 2 | 0.032131 | 0.125 | 0.08 | 261 | 0 | 0.364 | 1 | 1 | cs | TRUE
2 | LV_1058-6_0_4_line_2 |  | 2 | 3 | 0.017697 | 0.125 | 0.08 | 261 | 0 | 0.364 | 1 | 1 | cs | TRUE
3 | LV_1058-6_0_4_line_3 |  | 2 | 4 | 0.016801 | 0.125 | 0.08 | 261 | 0 | 0.364 | 1 | 1 | cs | TRUE
4 | LV_1058-6_0_4_line_4 |  | 3 | 5 | 0.035881 | 0.125 | 0.08 | 261 | 0 | 0.364 | 1 | 1 | cs | TRUE
5 | LV_1058-6_0_4_line_5 |  | 4 | 6 | 0.0093757 | 0.125 | 0.08 | 261 | 0 | 0.364 | 1 | 1 | cs | TRUE
6 | LV_1058-6_0_4_line_6 |  | 5 | 16 | 0.010436 | 0.125 | 0.08 | 261 | 0 | 0.364 | 1 | 1 | cs | TRUE
7 | LV_1058-6_0_4_line_7 |  | 7 | 8 | 0.013857 | 0.125 | 0.08 | 261 | 0 | 0.364 | 1 | 4 | cs | TRUE
8 | LV_1058-6_0_4_line_8 |  | 7 | 9 | 0.021131 | 0.125 | 0.08 | 261 | 0 | 0.364 | 1 | 1 | cs | TRUE
9 | LV_1058-6_0_4_line_9 |  | 7 | 10 | 0.015641 | 0.125 | 0.08 | 261 | 0 | 0.364 | 1 | 4 | cs | TRUE
10 | LV_1058-6_0_4_line_10 |  | 7 | 11 | 0.036683 | 0.125 | 0.08 | 261 | 0 | 0.364 | 1 | 1 | cs | TRUE
11 | LV_1058-6_0_4_line_11 |  | 8 | 32 | 0.04411 | 0.125 | 0.08 | 261 | 0 | 0.364 | 1 | 4 | cs | TRUE
12 | LV_1058-6_0_4_line_12 |  | 9 | 100 | 0.010742 | 0.125 | 0.08 | 261 | 0 | 0.364 | 1 | 1 | cs | TRUE
13 | LV_1058-6_0_4_line_13 |  | 10 | 48 | 0.056871 | 0.125 | 0.08 | 261 | 0 | 0.364 | 1 | 4 | cs | TRUE
14 | LV_1058-6_0_4_line_14 |  | 10 | 39 | 0.04071 | 0.125 | 0.08 | 261 | 0 | 0.364 | 1 | 1 | cs | TRUE
15 | LV_1058-6_0_4_line_15 |  | 11 | 65 | 0.020577 | 0.125 | 0.08 | 261 | 0 | 0.364 | 1 | 1 | cs | TRUE
16 | LV_1058-6_0_4_line_16 |  | 12 | 13 | 0.059884 | 0.125 | 0.08 | 261 | 0 | 0.364 | 1 | 4 | cs | TRUE
17 | LV_1058-6_0_4_line_17 |  | 12 | 14 | 0.035102 | 0.125 | 0.08 | 261 | 0 | 0.364 | 1 | 4 | cs | TRUE
18 | LV_1058-6_0_4_line_18 |  | 12 | 15 | 0.022857 | 0.125 | 0.08 | 261 | 0 | 0.364 | 1 | 1 | cs | TRUE
19 | LV_1058-6_0_4_line_19 |  | 13 | 66 | 0.017192 | 0.125 | 0.08 | 261 | 0 | 0.364 | 1 | 1 | cs | TRUE
20 | LV_1058-6_0_4_line_20 |  | 13 | 62 | 0.0067285 | 0.125 | 0.08 | 261 | 0 | 0.364 | 1 | 4 | cs | TRUE
21 | LV_1058-6_0_4_line_21 |  | 14 | 67 | 0.027911 | 0.125 | 0.08 | 261 | 0 | 0.364 | 1 | 4 | cs | TRUE
22 | LV_1058-6_0_4_line_22 |  | 14 | 34 | 0.039767 | 0.125 | 0.08 | 261 | 0 | 0.364 | 1 | 4 | cs | TRUE
23 | LV_1058-6_0_4_line_23 |  | 15 | 84 | 0.019123 | 0.125 | 0.08 | 261 | 0 | 0.364 | 1 | 1 | cs | TRUE
24 | LV_1058-6_0_4_line_24 |  | 16 | 17 | 0.01994 | 0.125 | 0.08 | 261 | 0 | 0.364 | 1 | 1 | cs | TRUE
25 | LV_1058-6_0_4_line_25 |  | 16 | 18 | 0.0088579 | 0.125 | 0.08 | 261 | 0 | 0.364 | 1 | 1 | cs | TRUE
26 | LV_1058-6_0_4_line_26 |  | 17 | 22 | 0.025094 | 0.125 | 0.08 | 261 | 0 | 0.364 | 1 | 1 | cs | TRUE
27 | LV_1058-6_0_4_line_27 |  | 18 | 45 | 0.032561 | 0.125 | 0.08 | 261 | 0 | 0.364 | 1 | 1 | cs | TRUE
28 | LV_1058-6_0_4_line_28 |  | 19 | 20 | 0.023812 | 0.125 | 0.08 | 261 | 0 | 0.364 | 1 | 1 | cs | TRUE
29 | LV_1058-6_0_4_line_29 |  | 19 | 21 | 0.041833 | 0.125 | 0.08 | 261 | 0 | 0.364 | 1 | 1 | cs | TRUE
30 | LV_1058-6_0_4_line_30 |  | 19 | 22 | 0.014961 | 0.125 | 0.08 | 261 | 0 | 0.364 | 1 | 1 | cs | TRUE
31 | LV_1058-6_0_4_line_31 |  | 20 | 73 | 0.017877 | 0.125 | 0.08 | 261 | 0 | 0.364 | 1 | 1 | cs | TRUE
32 | LV_1058-6_0_4_line_32 |  | 21 | 53 | 0.028691 | 0.125 | 0.08 | 261 | 0 | 0.364 | 1 | 1 | cs | TRUE
33 | LV_1058-6_0_4_line_33 |  | 21 | 54 | 0.014402 | 0.125 | 0.08 | 261 | 0 | 0.364 | 1 | 1 | cs | TRUE
34 | LV_1058-6_0_4_line_34 |  | 23 | 24 | 0.052768 | 0.125 | 0.08 | 261 | 0 | 0.364 | 1 | 1 | cs | TRUE
35 | LV_1058-6_0_4_line_35 |  | 23 | 25 | 0.025744 | 0.125 | 0.08 | 261 | 0 | 0.364 | 1 | 1 | cs | TRUE
36 | LV_1058-6_0_4_line_36 |  | 24 | 97 | 0.013125 | 0.125 | 0.08 | 261 | 0 | 0.364 | 1 | 1 | cs | TRUE
37 | LV_1058-6_0_4_line_37 |  | 25 | 26 | 0.023604 | 0.125 | 0.08 | 261 | 0 | 0.364 | 1 | 1 | cs | TRUE
38 | LV_1058-6_0_4_line_38 |  | 26 | 27 | 0.0095478 | 0.125 | 0.08 | 261 | 0 | 0.364 | 1 | 1 | cs | TRUE
39 | LV_1058-6_0_4_line_39 |  | 26 | 28 | 0.018101 | 0.125 | 0.08 | 261 | 0 | 0.364 | 1 | 1 | cs | TRUE
40 | LV_1058-6_0_4_line_40 |  | 27 | 44 | 0.058759 | 0.125 | 0.08 | 261 | 0 | 0.364 | 1 | 2 | cs | TRUE
41 | LV_1058-6_0_4_line_41 |  | 28 | 52 | 0.049984 | 0.125 | 0.08 | 261 | 0 | 0.364 | 1 | 1 | cs | TRUE
42 | LV_1058-6_0_4_line_42 |  | 28 | 29 | 0.014509 | 0.125 | 0.08 | 261 | 0 | 0.364 | 1 | 1 | cs | TRUE
43 | LV_1058-6_0_4_line_43 |  | 29 | 30 | 0.013623 | 0.125 | 0.08 | 261 | 0 | 0.364 | 1 | 1 | cs | TRUE
44 | LV_1058-6_0_4_line_44 |  | 29 | 31 | 0.058021 | 0.125 | 0.08 | 261 | 0 | 0.364 | 1 | 1 | cs | TRUE
45 | LV_1058-6_0_4_line_45 |  | 30 | 93 | 0.068918 | 0.125 | 0.08 | 261 | 0 | 0.364 | 1 | 1 | cs | TRUE
46 | LV_1058-6_0_4_line_46 |  | 30 | 94 | 0.052171 | 0.125 | 0.08 | 261 | 0 | 0.364 | 1 | 1 | cs | TRUE
47 | LV_1058-6_0_4_line_47 |  | 31 | 95 | 0.034245 | 0.125 | 0.08 | 261 | 0 | 0.364 | 1 | 1 | cs | TRUE
48 | LV_1058-6_0_4_line_48 |  | 32 | 33 | 0.018295 | 0.125 | 0.08 | 261 | 0 | 0.364 | 1 | 4 | cs | TRUE
49 | LV_1058-6_0_4_line_49 |  | 33 | 96 | 0.011289 | 0.125 | 0.08 | 261 | 0 | 0.364 | 1 | 4 | cs | TRUE
50 | LV_1058-6_0_4_line_50 |  | 34 | 35 | 0.040476 | 0.125 | 0.08 | 261 | 0 | 0.364 | 1 | 2 | cs | TRUE
51 | LV_1058-6_0_4_line_51 |  | 35 | 46 | 0.066506 | 0.125 | 0.08 | 261 | 0 | 0.364 | 1 | 1 | cs | TRUE
52 | LV_1058-6_0_4_line_52 |  | 35 | 47 | 0.00997 | 0.125 | 0.08 | 261 | 0 | 0.364 | 1 | 1 | cs | TRUE
53 | LV_1058-6_0_4_line_53 |  | 36 | 37 | 0.010419 | 0.125 | 0.08 | 261 | 0 | 0.364 | 1 | 1 | cs | TRUE
54 | LV_1058-6_0_4_line_54 |  | 36 | 38 | 0.064859 | 0.125 | 0.08 | 261 | 0 | 0.364 | 1 | 1 | cs | TRUE
55 | LV_1058-6_0_4_line_55 |  | 37 | 49 | 0.052986 | 0.125 | 0.08 | 261 | 0 | 0.364 | 1 | 1 | cs | TRUE
56 | LV_1058-6_0_4_line_56 |  | 38 | 60 | 0.052031 | 0.125 | 0.08 | 261 | 0 | 0.364 | 1 | 1 | cs | TRUE
57 | LV_1058-6_0_4_line_57 |  | 38 | 61 | 0.039364 | 0.125 | 0.08 | 261 | 0 | 0.364 | 1 | 1 | cs | TRUE
58 | LV_1058-6_0_4_line_58 |  | 39 | 40 | 0.12901 | 0.125 | 0.08 | 261 | 0 | 0.364 | 1 | 1 | cs | TRUE
59 | LV_1058-6_0_4_line_59 |  | 41 | 42 | 0.037121 | 0.125 | 0.08 | 261 | 0 | 0.364 | 1 | 1 | cs | TRUE
60 | LV_1058-6_0_4_line_60 |  | 41 | 43 | 0.017481 | 0.125 | 0.08 | 261 | 0 | 0.364 | 1 | 1 | cs | TRUE
61 | LV_1058-6_0_4_line_61 |  | 42 | 82 | 0.017681 | 0.125 | 0.08 | 261 | 0 | 0.364 | 1 | 1 | cs | TRUE
62 | LV_1058-6_0_4_line_62 |  | 43 | 101 | 0.033305 | 0.125 | 0.08 | 261 | 0 | 0.364 | 1 | 1 | cs | TRUE
63 | LV_1058-6_0_4_line_63 |  | 44 | 98 | 0.027113 | 0.125 | 0.08 | 261 | 0 | 0.364 | 1 | 4 | cs | TRUE
64 | LV_1058-6_0_4_line_64 |  | 45 | 55 | 0.019469 | 0.125 | 0.08 | 261 | 0 | 0.364 | 1 | 1 | cs | TRUE
65 | LV_1058-6_0_4_line_65 |  | 47 | 53 | 0.014976 | 0.125 | 0.08 | 261 | 0 | 0.364 | 1 | 1 | cs | TRUE
66 | LV_1058-6_0_4_line_66 |  | 47 | 56 | 0.027698 | 0.125 | 0.08 | 261 | 0 | 0.364 | 1 | 1 | cs | TRUE
67 | LV_1058-6_0_4_line_67 |  | 48 | 99 | 0.010995 | 0.125 | 0.08 | 261 | 0 | 0.364 | 1 | 4 | cs | TRUE
68 | LV_1058-6_0_4_line_68 |  | 49 | 50 | 0.16789 | 0.125 | 0.08 | 261 | 0 | 0.364 | 1 | 1 | cs | TRUE
69 | LV_1058-6_0_4_line_69 |  | 50 | 51 | 0.049469 | 0.125 | 0.08 | 261 | 0 | 0.364 | 1 | 1 | cs | TRUE
70 | LV_1058-6_0_4_line_70 |  | 52 | 89 | 0.052934 | 0.125 | 0.08 | 261 | 0 | 0.364 | 1 | 1 | cs | TRUE
71 | LV_1058-6_0_4_line_71 |  | 54 | 90 | 0.018638 | 0.125 | 0.08 | 261 | 0 | 0.364 | 1 | 1 | cs | TRUE
72 | LV_1058-6_0_4_line_72 |  | 54 | 91 | 0.037414 | 0.125 | 0.08 | 261 | 0 | 0.364 | 1 | 1 | cs | TRUE
73 | LV_1058-6_0_4_line_73 |  | 55 | 102 | 0.014345 | 0.125 | 0.08 | 261 | 0 | 0.364 | 1 | 1 | cs | TRUE
74 | LV_1058-6_0_4_line_74 |  | 56 | 88 | 0.031151 | 0.125 | 0.08 | 261 | 0 | 0.364 | 1 | 1 | cs | TRUE
75 | LV_1058-6_0_4_line_75 |  | 57 | 58 | 0.01496 | 0.125 | 0.08 | 261 | 0 | 0.364 | 1 | 1 | cs | TRUE
76 | LV_1058-6_0_4_line_76 |  | 57 | 59 | 0.018392 | 0.125 | 0.08 | 261 | 0 | 0.364 | 1 | 1 | cs | TRUE
77 | LV_1058-6_0_4_line_77 |  | 59 | 104 | 0.0019701 | 0.125 | 0.08 | 261 | 0 | 0.364 | 1 | 1 | cs | TRUE
78 | LV_1058-6_0_4_line_78 |  | 59 | 102 | 0.038509 | 0.125 | 0.08 | 261 | 0 | 0.364 | 1 | 1 | cs | TRUE
79 | LV_1058-6_0_4_line_79 |  | 60 | 81 | 0.026413 | 0.125 | 0.08 | 261 | 0 | 0.364 | 1 | 1 | cs | TRUE
80 | LV_1058-6_0_4_line_80 |  | 61 | 80 | 0.018669 | 0.125 | 0.08 | 261 | 0 | 0.364 | 1 | 1 | cs | TRUE
81 | LV_1058-6_0_4_line_81 |  | 62 | 63 | 0.051458 | 0.125 | 0.08 | 261 | 0 | 0.364 | 1 | 1 | cs | TRUE
82 | LV_1058-6_0_4_line_82 |  | 62 | 64 | 0.0025559 | 0.125 | 0.08 | 261 | 0 | 0.364 | 1 | 4 | cs | TRUE
83 | LV_1058-6_0_4_line_83 |  | 63 | 85 | 0.037561 | 0.125 | 0.08 | 261 | 0 | 0.364 | 1 | 1 | cs | TRUE
84 | LV_1058-6_0_4_line_84 |  | 66 | 92 | 0.020038 | 0.125 | 0.08 | 261 | 0 | 0.364 | 1 | 1 | cs | TRUE
85 | LV_1058-6_0_4_line_85 |  | 67 | 96 | 0.034378 | 0.125 | 0.08 | 261 | 0 | 0.364 | 1 | 4 | cs | TRUE
86 | LV_1058-6_0_4_line_86 |  | 68 | 69 | 0.0025583 | 0.125 | 0.08 | 261 | 0 | 0.364 | 1 | 1 | cs | TRUE
87 | LV_1058-6_0_4_line_87 |  | 68 | 70 | 0.026456 | 0.125 | 0.08 | 261 | 0 | 0.364 | 1 | 1 | cs | TRUE
88 | LV_1058-6_0_4_line_88 |  | 69 | 71 | 0.0071849 | 0.125 | 0.08 | 261 | 0 | 0.364 | 1 | 1 | cs | TRUE
89 | LV_1058-6_0_4_line_89 |  | 70 | 72 | 0.0080314 | 0.125 | 0.08 | 261 | 0 | 0.364 | 1 | 1 | cs | TRUE
90 | LV_1058-6_0_4_line_90 |  | 71 | 73 | 0.018467 | 0.125 | 0.08 | 261 | 0 | 0.364 | 1 | 1 | cs | TRUE
91 | LV_1058-6_0_4_line_91 |  | 71 | 74 | 0.028434 | 0.125 | 0.08 | 261 | 0 | 0.364 | 1 | 1 | cs | TRUE
92 | LV_1058-6_0_4_line_92 |  | 72 | 75 | 0.010276 | 0.125 | 0.08 | 261 | 0 | 0.364 | 1 | 1 | cs | TRUE
93 | LV_1058-6_0_4_line_93 |  | 72 | 76 | 0.01522 | 0.125 | 0.08 | 261 | 0 | 0.364 | 1 | 1 | cs | TRUE
94 | LV_1058-6_0_4_line_94 |  | 74 | 77 | 0.048499 | 0.125 | 0.08 | 261 | 0 | 0.364 | 1 | 1 | cs | TRUE
95 | LV_1058-6_0_4_line_95 |  | 75 | 78 | 0.051566 | 0.125 | 0.08 | 261 | 0 | 0.364 | 1 | 1 | cs | TRUE
96 | LV_1058-6_0_4_line_96 |  | 76 | 79 | 0.0062042 | 0.125 | 0.08 | 261 | 0 | 0.364 | 1 | 1 | cs | TRUE
97 | LV_1058-6_0_4_line_97 |  | 79 | 111 | 0.016966 | 0.125 | 0.08 | 261 | 0 | 0.364 | 1 | 1 | cs | TRUE
98 | LV_1058-6_0_4_line_98 |  | 81 | 83 | 0.02688 | 0.125 | 0.08 | 261 | 0 | 0.364 | 1 | 1 | cs | TRUE
99 | LV_1058-6_0_4_line_99 |  | 82 | 110 | 0.032795 | 0.125 | 0.08 | 261 | 0 | 0.364 | 1 | 1 | cs | TRUE
100 | LV_1058-6_0_4_line_100 |  | 83 | 92 | 0.028091 | 0.125 | 0.08 | 261 | 0 | 0.364 | 1 | 1 | cs | TRUE
101 | LV_1058-6_0_4_line_101 |  | 84 | 110 | 0.023098 | 0.125 | 0.08 | 261 | 0 | 0.364 | 1 | 1 | cs | TRUE
102 | LV_1058-6_0_4_line_102 |  | 86 | 87 | 0.023326 | 0.125 | 0.08 | 261 | 0 | 0.364 | 1 | 1 | cs | TRUE
103 | LV_1058-6_0_4_line_103 |  | 87 | 101 | 0.036646 | 0.125 | 0.08 | 261 | 0 | 0.364 | 1 | 1 | cs | TRUE
104 | LV_1058-6_0_4_line_104 |  | 89 | 126 | 0.051878 | 0.125 | 0.08 | 261 | 0 | 0.364 | 1 | 1 | cs | TRUE
105 | LV_1058-6_0_4_line_105 |  | 91 | 119 | 0.02061 | 0.125 | 0.08 | 261 | 0 | 0.364 | 1 | 1 | cs | TRUE
106 | LV_1058-6_0_4_line_106 |  | 93 | 123 | 0.053152 | 0.125 | 0.08 | 261 | 0 | 0.364 | 1 | 1 | cs | TRUE
107 | LV_1058-6_0_4_line_107 |  | 94 | 120 | 0.037337 | 0.125 | 0.08 | 261 | 0 | 0.364 | 1 | 1 | cs | TRUE
108 | LV_1058-6_0_4_line_108 |  | 95 | 124 | 0.03577 | 0.125 | 0.08 | 261 | 0 | 0.364 | 1 | 1 | cs | TRUE
109 | LV_1058-6_0_4_line_109 |  | 97 | 113 | 0.019971 | 0.125 | 0.08 | 261 | 0 | 0.364 | 1 | 1 | cs | TRUE
110 | LV_1058-6_0_4_line_110 |  | 98 | 105 | 0.0104 | 0.125 | 0.08 | 261 | 0 | 0.364 | 1 | 4 | cs | TRUE
111 | LV_1058-6_0_4_line_111 |  | 99 | 107 | 0.0036337 | 0.125 | 0.08 | 261 | 0 | 0.364 | 1 | 4 | cs | TRUE
112 | LV_1058-6_0_4_line_112 |  | 100 | 108 | 0.021191 | 0.125 | 0.08 | 261 | 0 | 0.364 | 1 | 1 | cs | TRUE
113 | LV_1058-6_0_4_line_113 |  | 102 | 103 | 0.0099401 | 0.125 | 0.08 | 261 | 0 | 0.364 | 1 | 1 | cs | TRUE
114 | LV_1058-6_0_4_line_114 |  | 103 | 138 | 0.018201 | 0.125 | 0.08 | 261 | 0 | 0.364 | 1 | 1 | cs | TRUE
115 | LV_1058-6_0_4_line_115 |  | 105 | 106 | 0.00045852 | 0.125 | 0.08 | 261 | 0 | 0.364 | 1 | 4 | cs | TRUE
116 | LV_1058-6_0_4_line_116 |  | 106 | 107 | 0.01108 | 0.125 | 0.08 | 261 | 0 | 0.364 | 1 | 4 | cs | TRUE
117 | LV_1058-6_0_4_line_117 |  | 108 | 109 | 0.044934 | 0.125 | 0.08 | 261 | 0 | 0.364 | 1 | 1 | cs | TRUE
118 | LV_1058-6_0_4_line_118 |  | 112 | 113 | 0.012928 | 0.125 | 0.08 | 261 | 0 | 0.364 | 1 | 1 | cs | TRUE
119 | LV_1058-6_0_4_line_119 |  | 112 | 114 | 0.0032193 | 0.125 | 0.08 | 261 | 0 | 0.364 | 1 | 1 | cs | TRUE
120 | LV_1058-6_0_4_line_120 |  | 114 | 115 | 0.026671 | 0.125 | 0.08 | 261 | 0 | 0.364 | 1 | 1 | cs | TRUE
121 | LV_1058-6_0_4_line_121 |  | 116 | 117 | 0.012486 | 0.125 | 0.08 | 261 | 0 | 0.364 | 1 | 1 | cs | TRUE
122 | LV_1058-6_0_4_line_122 |  | 116 | 118 | 0.028902 | 0.125 | 0.08 | 261 | 0 | 0.364 | 1 | 1 | cs | TRUE
123 | LV_1058-6_0_4_line_123 |  | 117 | 119 | 0.01395 | 0.125 | 0.08 | 261 | 0 | 0.364 | 1 | 1 | cs | TRUE
124 | LV_1058-6_0_4_line_124 |  | 120 | 121 | 0.0073819 | 0.125 | 0.08 | 261 | 0 | 0.364 | 1 | 1 | cs | TRUE
125 | LV_1058-6_0_4_line_125 |  | 121 | 122 | 0.01946 | 0.125 | 0.08 | 261 | 0 | 0.364 | 1 | 1 | cs | TRUE
126 | LV_1058-6_0_4_line_126 |  | 125 | 126 | 0.036261 | 0.125 | 0.08 | 261 | 0 | 0.364 | 1 | 1 | cs | TRUE
127 | LV_1058-6_0_4_line_127 |  | 125 | 127 | 0.014573 | 0.125 | 0.08 | 261 | 0 | 0.364 | 1 | 1 | cs | TRUE
128 | LV_1058-6_0_4_line_128 |  | 127 | 128 | 0.015283 | 0.125 | 0.08 | 261 | 0 | 0.364 | 1 | 1 | cs | TRUE
129 | LV_1058-6_0_4_line_129 |  | 128 | 129 | 0.011247 | 0.125 | 0.08 | 261 | 0 | 0.364 | 1 | 1 | cs | TRUE
130 | LV_1058-6_0_4_line_130 |  | 129 | 130 | 0.030726 | 0.125 | 0.08 | 261 | 0 | 0.364 | 1 | 1 | cs | TRUE
131 | LV_1058-6_0_4_line_131 |  | 130 | 131 | 0.013753 | 0.125 | 0.08 | 261 | 0 | 0.364 | 1 | 1 | cs | TRUE
132 | LV_1058-6_0_4_line_132 |  | 131 | 132 | 0.018904 | 0.125 | 0.08 | 261 | 0 | 0.364 | 1 | 1 | cs | TRUE
133 | LV_1058-6_0_4_line_133 |  | 132 | 133 | 0.0096822 | 0.125 | 0.08 | 261 | 0 | 0.364 | 1 | 1 | cs | TRUE
134 | LV_1058-6_0_4_line_134 |  | 133 | 134 | 0.075857 | 0.125 | 0.08 | 261 | 0 | 0.364 | 1 | 1 | cs | TRUE
135 | LV_1058-6_0_4_line_135 |  | 135 | 136 | 0.026606 | 0.125 | 0.08 | 261 | 0 | 0.364 | 1 | 1 | cs | TRUE
136 | LV_1058-6_0_4_line_136 |  | 136 | 137 | 0.009111 | 0.125 | 0.08 | 261 | 0 | 0.364 | 1 | 1 | cs | TRUE
137 | LV_1058-6_0_4_line_137 |  | 136 | 138 | 0.040719 | 0.125 | 0.08 | 261 | 0 | 0.364 | 1 | 1 | cs | TRUE
138 | LV_1058-6_0_4_line_138 |  | 138 | 139 | 0.001273 | 0.125 | 0.08 | 261 | 0 | 0.364 | 1 | 1 | cs | TRUE

## trafo
| name | std_type | hv_bus | lv_bus | sn_mva | vn_hv_kv | vn_lv_kv | vk_percent | vkr_percent | pfe_kw | i0_percent | shift_degree | tap_side | tap_neutral | tap_min | tap_max | tap_step_percent | tap_step_degree | tap_pos | tap_phase_shifter | parallel | df | in_service
0 | LV_1058-6_0_4_trafo_45 | 0.63 MVA 20/0.4 kV | 140 | 64 | 0.63 | 20 | 0.4 | 6 | 1.206 | 1.65 | 0.2619 | 150 | hv | 0 | -2 | 2 | 2.5 | 0 | 0 | FALSE | 1 | 1 | TRUE

## line_geodata
| x0 | y0 | x1 | y1 | x2 | y2 | x3 | y3 | x4 | y4 | x5 | y5 | x6 | y6 | x7 | y7 | x8 | y8 | x9 | y9 | x10 | y10 | x11 | y11 | x12 | y12 | x13 | y13
0 | 2667945.9386 | 1209566.9193 | 2667945.8126 | 1209565.807
1 | 2667942.5914 | 1209533.8485 | 2667942.8589 | 1209539.733 | 2667945.8126 | 1209565.807
2 | 2667942.5914 | 1209533.8485 | 2667960.2504 | 1209532.6881
3 | 2667942.5914 | 1209533.8485 | 2667934.5355 | 1209534.3794 | 2667925.846 | 1209535.1948
4 | 2667960.2504 | 1209532.6881 | 2667996.0544 | 1209530.3354
5 | 2667925.846 | 1209535.1948 | 2667916.5113 | 1209536.0707
6 | 2668006.4684 | 1209529.6511 | 2667996.0544 | 1209530.3354
7 | 2668183.7502 | 1209336.6767 | 2668182.6346 | 1209340.5108 | 2668181.3608 | 1209344.8767 | 2668179.7708 | 1209349.949
8 | 2668183.7502 | 1209336.6767 | 2668164.7894 | 1209327.3489
9 | 2668183.7502 | 1209336.6767 | 2668184.7406 | 1209337.155 | 2668188.1119 | 1209338.8167 | 2668189.7129 | 1209333.0982 | 2668194.2939 | 1209334.6737
10 | 2668185.1231 | 1209306.3515 | 2668191.8836 | 1209308.1187 | 2668189.201 | 1209318.0275 | 2668185.1186 | 1209332.0117 | 2668183.7502 | 1209336.6767
11 | 2668162.5376 | 1209390.2453 | 2668165.4894 | 1209384.72 | 2668169.3675 | 1209379.2832 | 2668171.1901 | 1209375.446 | 2668173.2846 | 1209370.4335 | 2668174.3078 | 1209367.3767 | 2668179.7708 | 1209349.949
12 | 2668164.7894 | 1209327.3489 | 2668155.1509 | 1209322.6073
13 | 2668194.2939 | 1209334.6737 | 2668204.4703 | 1209296.2996 | 2668209.2181 | 1209279.7989
14 | 2668181.5375 | 1209373.3185 | 2668184.4941 | 1209364.7025 | 2668192.5939 | 1209341.0804 | 2668194.2939 | 1209334.6737
15 | 2668185.1231 | 1209306.3515 | 2668190.6734 | 1209286.5367
16 | 2668029.5852 | 1209360.9327 | 2668042.114 | 1209374.8174 | 2668055.9981 | 1209387.8393 | 2668061.9844 | 1209392.1657 | 2668074.7675 | 1209399.7384
17 | 2668074.7675 | 1209399.7384 | 2668077.276 | 1209395.0752 | 2668098.0023 | 1209408.6867 | 2668100.5449 | 1209404.3686
18 | 2668074.7675 | 1209399.7384 | 2668059.8476 | 1209417.0537
19 | 2668029.5852 | 1209360.9327 | 2668026.624 | 1209363.3004 | 2668013.5811 | 1209366.3751
20 | 2668029.5852 | 1209360.9327 | 2668030.0916 | 1209360.5271 | 2668032.1324 | 1209358.8827 | 2668034.3879 | 1209357.074 | 2668034.8253 | 1209356.7121
21 | 2668100.5449 | 1209404.3686 | 2668106.8318 | 1209393.6782 | 2668111.9173 | 1209379.0272
22 | 2668100.5449 | 1209404.3686 | 2668098.0023 | 1209408.6867 | 2668123.007 | 1209423.7258 | 2668119.6796 | 1209428.2017
23 | 2668044.1948 | 1209427.6515 | 2668056.7334 | 1209420.6679 | 2668059.8476 | 1209417.0537
24 | 2668006.4684 | 1209529.6511 | 2668021.6066 | 1209528.6563 | 2668026.3738 | 1209528.5235
25 | 2668005.5046 | 1209520.8458 | 2668005.5802 | 1209521.5471 | 2668005.9519 | 1209524.9534 | 2668006.3855 | 1209528.9275 | 2668006.4684 | 1209529.6511
26 | 2668026.3738 | 1209528.5235 | 2668036.6166 | 1209528.2382 | 2668043.5605 | 1209527.239 | 2668044.9032 | 1209526.8207 | 2668051.0413 | 1209524.9199
27 | 2667973.0346 | 1209523.2219 | 2667999.8269 | 1209521.4593 | 2668005.5046 | 1209520.8458
28 | 2668065.2363 | 1209520.2151 | 2668066.1374 | 1209521.8598 | 2668082.8035 | 1209536.1809
29 | 2668098.8253 | 1209497.0729 | 2668095.8669 | 1209499.196 | 2668073.1911 | 1209512.5678 | 2668071.069 | 1209515.3453 | 2668070.2598 | 1209518.3157 | 2668069.3055 | 1209518.6717 | 2668065.2363 | 1209520.2151
30 | 2668065.2363 | 1209520.2151 | 2668060.7626 | 1209521.9096 | 2668051.0413 | 1209524.9199
31 | 2668082.8035 | 1209536.1809 | 2668084.452 | 1209537.6006 | 2668088.9612 | 1209544.7898 | 2668090.6633 | 1209551.8014
32 | 2668098.8253 | 1209497.0729 | 2668103.7688 | 1209493.5159 | 2668105.6393 | 1209492.1364 | 2668115.1232 | 1209483.7284 | 2668120.4209 | 1209478.2759
33 | 2668098.8253 | 1209497.0729 | 2668107.4467 | 1209500.9514 | 2668111.9918 | 1209502.9934
34 | 2668219.8917 | 1209207.4433 | 2668210.2836 | 1209204.7318 | 2668206.0368 | 1209201.837 | 2668202.841 | 1209196.1192 | 2668201.6731 | 1209191.2251 | 2668197.6062 | 1209165.4815
35 | 2668219.8917 | 1209207.4433 | 2668224.317 | 1209190.7391 | 2668226.5988 | 1209182.5892
36 | 2668192.0948 | 1209153.7609 | 2668192.8426 | 1209154.3904 | 2668195.6894 | 1209159.3927 | 2668197.4977 | 1209164.7944 | 2668197.6062 | 1209165.4815
37 | 2668232.6226 | 1209159.7816 | 2668231.9811 | 1209163.3654 | 2668226.5988 | 1209182.5892
38 | 2668232.6226 | 1209159.7816 | 2668233.8814 | 1209160.0517 | 2668237.544 | 1209160.8496 | 2668241.1382 | 1209161.6468 | 2668241.9496 | 1209161.8228
39 | 2668232.6226 | 1209159.7816 | 2668233.1748 | 1209156.6971 | 2668233.2535 | 1209154.4744 | 2668232.9818 | 1209151.6362 | 2668231.3379 | 1209148.4822 | 2668231.6383 | 1209148.141 | 2668235.5353 | 1209143.7272
40 | 2668241.9496 | 1209161.8228 | 2668235.9591 | 1209184.4349 | 2668227.9345 | 1209214.7508 | 2668226.8265 | 1209218.6016
41 | 2668235.5353 | 1209143.7272 | 2668232.9081 | 1209142.7966 | 2668231.4456 | 1209141.7237 | 2668230.7921 | 1209141.038 | 2668230.316 | 1209140.1209 | 2668230.0013 | 1209139.0611 | 2668229.9889 | 1209138.1493 | 2668230.0771 | 1209137.083 | 2668230.6246 | 1209135.7439 | 2668235.8764 | 1209124.5415 | 2668236.7372 | 1209116.413 | 2668235.4421 | 1209110.0054 | 2668231.6004 | 1209102.2678 | 2668229.6211 | 1209099.8219
42 | 2668235.5353 | 1209143.7272 | 2668238.3138 | 1209144.7263 | 2668241.1303 | 1209145.7257 | 2668242.9441 | 1209137.3524
43 | 2668242.9441 | 1209137.3524 | 2668247.0867 | 1209138.0558 | 2668248.9532 | 1209138.3662 | 2668256.4311 | 1209139.2411
44 | 2668242.9441 | 1209137.3524 | 2668245.4489 | 1209120.4151 | 2668246.1332 | 1209112.4291 | 2668248.9338 | 1209079.6647
45 | 2668256.4311 | 1209139.2411 | 2668255.092 | 1209142.6724 | 2668255.5908 | 1209152.2284 | 2668255.4558 | 1209164.023 | 2668258.8684 | 1209168.7316 | 2668293.4231 | 1209184.6729
46 | 2668256.4311 | 1209139.2411 | 2668258.6207 | 1209137.2316 | 2668274.5139 | 1209126.151 | 2668281.6355 | 1209121.6296 | 2668286.542 | 1209119.351 | 2668291.4201 | 1209118.2283 | 2668297.4584 | 1209118.6866 | 2668301.9752 | 1209120.6328
47 | 2668251.8504 | 1209045.5441 | 2668248.9338 | 1209079.6647
48 | 2668162.5376 | 1209390.2453 | 2668161.5352 | 1209389.4889 | 2668159.4166 | 1209388.6308 | 2668156.766 | 1209388.4227 | 2668144.6716 | 1209388.4402
49 | 2668144.6716 | 1209388.4402 | 2668144.4575 | 1209385.8917 | 2668140.8958 | 1209384.2611 | 2668137.8181 | 1209380.5588
50 | 2668119.6796 | 1209428.2017 | 2668127.7241 | 1209434.6752 | 2668128.3145 | 1209435.5603 | 2668130.4595 | 1209438.7756 | 2668131.6646 | 1209442.4139 | 2668131.7615 | 1209446.5731 | 2668130.9095 | 1209449.9543 | 2668127.5855 | 1209455.4643 | 2668122.8998 | 1209461.0698
51 | 2668122.8998 | 1209461.0698 | 2668110.2058 | 1209474.3331 | 2668102.6011 | 1209481.2729 | 2668089.8345 | 1209490.922 | 2668076.8041 | 1209499.0451 | 2668070.9437 | 1209501.8416
52 | 2668122.8998 | 1209461.0698 | 2668124.1651 | 1209462.096 | 2668127.0046 | 1209464.3965 | 2668129.6181 | 1209466.5165 | 2668130.6424 | 1209467.3509
53 | 2667889.7139 | 1209310.2646 | 2667887.3359 | 1209300.1202
54 | 2667889.7139 | 1209310.2646 | 2667890.3516 | 1209313.0069 | 2667891.631 | 1209316.8127 | 2667895.9284 | 1209325.945 | 2667898.7301 | 1209330.2462 | 2667899.7047 | 1209334.1152 | 2667899.6352 | 1209340.2181 | 2667899.3699 | 1209345.4962 | 2667899.7434 | 1209348.7469 | 2667903.163 | 1209352.855 | 2667918.4159 | 1209363.8575
55 | 2667838.2599 | 1209284.6861 | 2667863.2031 | 1209287.8605 | 2667874.7629 | 1209291.4163 | 2667876.6963 | 1209291.8608 | 2667881.8178 | 1209294.7097 | 2667885.4394 | 1209297.1079 | 2667887.3359 | 1209300.1202
56 | 2667918.4159 | 1209363.8575 | 2667921.3652 | 1209365.8701 | 2667923.568 | 1209369.3528 | 2667924.1467 | 1209372.6059 | 2667920.8438 | 1209375.6146 | 2667914.7027 | 1209378.1907 | 2667911.6003 | 1209381.6131 | 2667910.7362 | 1209386.0727 | 2667911.9228 | 1209389.3438 | 2667926.2857 | 1209399.0576
57 | 2667918.4159 | 1209363.8575 | 2667935.0542 | 1209358.6658 | 2667931.3464 | 1209337.0465
58 | 2668181.5375 | 1209373.3185 | 2668182.1988 | 1209373.3149 | 2668268.3566 | 1209414.425 | 2668284.9527 | 1209424.232 | 2668298.1831 | 1209419.9252
59 | 2667975.2476 | 1209450.4244 | 2667976.7209 | 1209482.561 | 2667978.2942 | 1209487.2485
60 | 2667978.2942 | 1209487.2485 | 2667993.3506 | 1209486.1082 | 2667995.6877 | 1209485.6516
61 | 2667975.2476 | 1209450.4244 | 2667992.7406 | 1209447.855
62 | 2668028.1133 | 1209478.4241 | 2668024.3805 | 1209480.0468 | 2667995.6877 | 1209485.6516
63 | 2668219.3295 | 1209244.6573 | 2668226.8265 | 1209218.6016
64 | 2667973.0346 | 1209523.2219 | 2667973.0175 | 1209519.386 | 2667972.9928 | 1209514.8829 | 2667972.7244 | 1209508.4203 | 2667972.3281 | 1209503.7754
65 | 2668130.6424 | 1209467.3509 | 2668129.2686 | 1209469.1697 | 2668120.4209 | 1209478.2759
66 | 2668130.6424 | 1209467.3509 | 2668146.9273 | 1209445.8458 | 2668147.2964 | 1209445.2247
67 | 2668212.2585 | 1209269.2324 | 2668209.2181 | 1209279.7989
68 | 2667757.9736 | 1209429.6302 | 2667769.5559 | 1209415.1305 | 2667785.2644 | 1209400.7556 | 2667812.3391 | 1209351.4661 | 2667824.4475 | 1209326.8107 | 2667838.2599 | 1209284.6861
69 | 2667757.9736 | 1209429.6302 | 2667756.9113 | 1209433.4761 | 2667749.9334 | 1209437.466 | 2667737.8748 | 1209440.3754 | 2667712.9858 | 1209443.0888
70 | 2668229.6211 | 1209099.8219 | 2668202.2682 | 1209066.0214 | 2668197.3961 | 1209057.9215
71 | 2668111.9918 | 1209502.9934 | 2668111.6069 | 1209508.7481 | 2668107.2548 | 1209508.4316 | 2668106.2841 | 1209516.8924
72 | 2668111.9918 | 1209502.9934 | 2668147.3901 | 1209513.793 | 2668147.7829 | 1209513.8932
73 | 2667969.0495 | 1209490.0338 | 2667972.2255 | 1209498.1639 | 2667972.2013 | 1209502.2884 | 2667972.3281 | 1209503.7754
74 | 2668147.2964 | 1209445.2247 | 2668155.1583 | 1209431.9979 | 2668162.4449 | 1209418.0184
75 | 2667911.2401 | 1209482.0376 | 2667914.6388 | 1209486.6346 | 2667920.9622 | 1209493.3996
76 | 2667920.9622 | 1209493.3996 | 2667923.1913 | 1209494.5702 | 2667934.9611 | 1209497.0056 | 2667935.3276 | 1209497.5323 | 2667937.1369 | 1209500.1879
77 | 2667937.1369 | 1209500.1879 | 2667938.251 | 1209501.8127
78 | 2667969.0495 | 1209490.0338 | 2667963.6646 | 1209492.9743 | 2667947.7014 | 1209492.9815 | 2667947.0617 | 1209493.0854 | 2667945.4508 | 1209493.7008 | 2667940.0762 | 1209495.7297 | 2667938.1904 | 1209496.4531 | 2667935.3276 | 1209497.5323 | 2667937.1369 | 1209500.1879
79 | 2667926.2857 | 1209399.0576 | 2667930.0073 | 1209395.331 | 2667934.1056 | 1209392.5648 | 2667944.8426 | 1209389.5852 | 2667949.4279 | 1209387.4472 | 2667949.4279 | 1209387.4472
80 | 2667946.7057 | 1209332.1265 | 2667930.8912 | 1209334.3924 | 2667931.3464 | 1209337.0465
81 | 2668034.8253 | 1209356.7121 | 2668033.177 | 1209354.6031 | 2668025.3711 | 1209347.8433 | 2668018.6768 | 1209343.6088 | 2667991.9639 | 1209328.8181
82 | 2668034.8253 | 1209356.7121 | 2668036.3954 | 1209358.7289
83 | 2667991.9639 | 1209328.8181 | 2667966.5616 | 1209314.753 | 2667962.904 | 1209313.5217 | 2667958.2476 | 1209313.2241
84 | 2668013.5811 | 1209366.3751 | 2667999.9466 | 1209369.5892 | 2667993.9913 | 1209370.5331
85 | 2668137.8181 | 1209380.5588 | 2668131.8824 | 1209373.4182 | 2668125.6196 | 1209368.6772 | 2668118.3001 | 1209373.2631 | 2668111.9173 | 1209379.0272 | 2668111.9173 | 1209379.0272
86 | 2668084.1321 | 1209578.2887 | 2668084.1321 | 1209578.2887 | 2668085.4901 | 1209576.1206
87 | 2668084.1321 | 1209578.2887 | 2668077.5906 | 1209584.6625 | 2668062.3422 | 1209592.8822
88 | 2668089.304 | 1209570.0315 | 2668085.4901 | 1209576.1206
89 | 2668055.2725 | 1209596.6932 | 2668062.3422 | 1209592.8822
90 | 2668089.304 | 1209570.0315 | 2668091.3063 | 1209559.1031 | 2668091.0884 | 1209553.5528 | 2668090.6633 | 1209551.8014
91 | 2668089.304 | 1209570.0315 | 2668095.5149 | 1209573.9825 | 2668111.1455 | 1209588.1162
92 | 2668055.2725 | 1209596.6932 | 2668060.5378 | 1209605.5175
93 | 2668055.2725 | 1209596.6932 | 2668041.694 | 1209603.5677
94 | 2668131.3442 | 1209621.543 | 2668138.776 | 1209613.1004 | 2668111.1455 | 1209588.1162
95 | 2668060.5378 | 1209605.5175 | 2668060.7696 | 1209605.906 | 2668070.1786 | 1209603.3672 | 2668075.2854 | 1209602.814 | 2668079.1168 | 1209606.1153 | 2668087.7554 | 1209617.7988 | 2668087.7137 | 1209621.4562 | 2668086.0356 | 1209625.295 | 2668079.1438 | 1209630.7609
96 | 2668036.1588 | 1209606.3701 | 2668041.694 | 1209603.5677
97 | 2668036.1588 | 1209606.3701 | 2668024.1207 | 1209612.1587 | 2668021.3408 | 1209614.46
98 | 2667975.7544 | 1209382.0595 | 2667970.8337 | 1209382.8103 | 2667949.4279 | 1209387.4472
99 | 2667992.7406 | 1209447.855 | 2667995.829 | 1209447.4014 | 2668016.9741 | 1209441.6054 | 2668024.2439 | 1209438.9251
100 | 2667975.7544 | 1209382.0595 | 2667994.9728 | 1209379.1273 | 2667993.9913 | 1209370.5331 | 2667993.9913 | 1209370.5331
101 | 2668044.1948 | 1209427.6515 | 2668032.4475 | 1209435.9004 | 2668024.2439 | 1209438.9251
102 | 2668081.218 | 1209450.993 | 2668079.6604 | 1209451.2482 | 2668074.2973 | 1209453.5996 | 2668060.6767 | 1209461.7869
103 | 2668028.1133 | 1209478.4241 | 2668045.7632 | 1209470.7515 | 2668060.6767 | 1209461.7869
104 | 2668181.5641 | 1209008.7817 | 2668188.565 | 1209033.1446 | 2668193.2786 | 1209051.0761 | 2668197.3961 | 1209057.9215
105 | 2668167.7528 | 1209518.9906 | 2668147.7829 | 1209513.8932
106 | 2668293.4231 | 1209184.6729 | 2668308.5656 | 1209191.6587 | 2668326.5622 | 1209204.6727 | 2668340.0759 | 1209209.2464
107 | 2668334.9418 | 1209138.1053 | 2668330.9631 | 1209135.7027 | 2668307.1336 | 1209122.8554 | 2668301.9752 | 1209120.6328
108 | 2668251.8504 | 1209045.5441 | 2668252.4611 | 1209038.4002 | 2668252.7852 | 1209025.3515 | 2668250.8669 | 1209011.6211 | 2668250.4353 | 1209009.9937
109 | 2668174.0473 | 1209151.755 | 2668177.6392 | 1209149.7027 | 2668182.4572 | 1209149.1797 | 2668186.3815 | 1209149.6915 | 2668189.8836 | 1209151.8995 | 2668192.0948 | 1209153.7609
110 | 2668216.4538 | 1209254.6515 | 2668219.3295 | 1209244.6573
111 | 2668213.2632 | 1209265.7403 | 2668212.2585 | 1209269.2324
112 | 2668135.6754 | 1209314.2884 | 2668149.5071 | 1209319.8308 | 2668155.1509 | 1209322.6073
113 | 2667969.0495 | 1209490.0338 | 2667965.6902 | 1209481.3124 | 2667965.6896 | 1209480.7183
114 | 2667959.8119 | 1209464.1683 | 2667965.6847 | 1209473.7855 | 2667965.6858 | 1209477.0319 | 2667965.6896 | 1209480.7183
115 | 2668216.4538 | 1209254.6515 | 2668216.327 | 1209255.0922
116 | 2668216.327 | 1209255.0922 | 2668213.2632 | 1209265.7403
117 | 2668098.2188 | 1209289.9428 | 2668101.9824 | 1209291.76 | 2668109.1065 | 1209295.6437 | 2668130.4002 | 1209312.1747 | 2668135.6754 | 1209314.2884
118 | 2668168.8773 | 1209163.0565 | 2668169.0693 | 1209160.5671 | 2668170.4318 | 1209155.7575 | 2668173.4612 | 1209152.0898 | 2668174.0473 | 1209151.755
119 | 2668168.8773 | 1209163.0565 | 2668168.6298 | 1209166.2663
120 | 2668166.5794 | 1209192.8586 | 2668168.6298 | 1209166.2663
121 | 2668192.368 | 1209528.1624 | 2668181.2698 | 1209522.4408 | 2668181.2698 | 1209522.4408
122 | 2668218.0567 | 1209541.4061 | 2668192.368 | 1209528.1624
123 | 2668167.7528 | 1209518.9906 | 2668181.2698 | 1209522.4408
124 | 2668334.9418 | 1209138.1053 | 2668335.6645 | 1209145.4518
125 | 2668349.5708 | 1209157.3705 | 2668336.004 | 1209148.9019 | 2668335.6645 | 1209145.4518
126 | 2668152.8241 | 1208995.5243 | 2668158.4364 | 1208993.3649 | 2668165.8692 | 1208993.5387 | 2668172.1453 | 1208996.49 | 2668177.4239 | 1209000.9086 | 2668180.7054 | 1209005.7935 | 2668181.5641 | 1209008.7817
127 | 2668144.7681 | 1209007.3186 | 2668148.2843 | 1208999.6417 | 2668152.8241 | 1208995.5243 | 2668152.8241 | 1208995.5243
128 | 2668144.7681 | 1209007.3186 | 2668138.4039 | 1209021.2138
129 | 2668133.7204 | 1209031.4395 | 2668138.4039 | 1209021.2138
130 | 2668133.7204 | 1209031.4395 | 2668133.7204 | 1209031.4395 | 2668133.8885 | 1209036.6891 | 2668136.3416 | 1209042.8876 | 2668150.2099 | 1209055.5913
131 | 2668150.2099 | 1209055.5913 | 2668158.5504 | 1209063.2314 | 2668159.9808 | 1209065.2113
132 | 2668159.9808 | 1209065.2113 | 2668165.5402 | 1209072.9061 | 2668167.7314 | 1209082.059 | 2668167.7314 | 1209082.059
133 | 2668167.7314 | 1209082.059 | 2668166.0519 | 1209088.6661 | 2668163.7922 | 1209090.4273
134 | 2668163.7922 | 1209090.4273 | 2668161.4267 | 1209092.2711 | 2668151.091 | 1209094.6657 | 2668120.7628 | 1209102.9913 | 2668114.1663 | 1209102.8159 | 2668090.9506 | 1209095.9883
135 | 2667940.8102 | 1209437.958 | 2667940.2698 | 1209429.3354 | 2667922.3347 | 1209430.403
136 | 2667949.943 | 1209437.6618 | 2667940.8102 | 1209437.958
137 | 2667959.8119 | 1209464.1683 | 2667959.5681 | 1209462.8869 | 2667959.5858 | 1209458.6623 | 2667959.6068 | 1209457.484 | 2667957.9941 | 1209453.5855 | 2667957.2691 | 1209451.8317 | 2667956.766 | 1209450.6252 | 2667948.5363 | 1209449.7087 | 2667941.4501 | 1209449.1833 | 2667941.3995 | 1209448.2822 | 2667941.2213 | 1209445.245 | 2667940.8102 | 1209437.958
138 | 2667959.8119 | 1209464.1683 | 2667958.535 | 1209464.1537

## bus_geodata
| x | y | coords
0 | 2667945.9386 | 1209566.9193
1 | 2667945.8126 | 1209565.807
2 | 2667942.5914 | 1209533.8485
3 | 2667960.2504 | 1209532.6881
4 | 2667925.846 | 1209535.1948
5 | 2667996.0544 | 1209530.3354
6 | 2667916.5113 | 1209536.0707
7 | 2668183.7502 | 1209336.6767
8 | 2668179.7708 | 1209349.949
9 | 2668164.7894 | 1209327.3489
10 | 2668194.2939 | 1209334.6737
11 | 2668185.1231 | 1209306.3515
12 | 2668074.7675 | 1209399.7384
13 | 2668029.5852 | 1209360.9327
14 | 2668100.5449 | 1209404.3686
15 | 2668059.8476 | 1209417.0537
16 | 2668006.4684 | 1209529.6511
17 | 2668026.3738 | 1209528.5235
18 | 2668005.5046 | 1209520.8458
19 | 2668065.2363 | 1209520.2151
20 | 2668082.8035 | 1209536.1809
21 | 2668098.8253 | 1209497.0729
22 | 2668051.0413 | 1209524.9199
23 | 2668219.8917 | 1209207.4433
24 | 2668197.6062 | 1209165.4815
25 | 2668226.5988 | 1209182.5892
26 | 2668232.6226 | 1209159.7816
27 | 2668241.9496 | 1209161.8228
28 | 2668235.5353 | 1209143.7272
29 | 2668242.9441 | 1209137.3524
30 | 2668256.4311 | 1209139.2411
31 | 2668248.9338 | 1209079.6647
32 | 2668162.5376 | 1209390.2453
33 | 2668144.6716 | 1209388.4402
34 | 2668119.6796 | 1209428.2017
35 | 2668122.8998 | 1209461.0698
36 | 2667889.7139 | 1209310.2646
37 | 2667887.3359 | 1209300.1202
38 | 2667918.4159 | 1209363.8575
39 | 2668181.5375 | 1209373.3185
40 | 2668298.1831 | 1209419.9252
41 | 2667978.2942 | 1209487.2485
42 | 2667975.2476 | 1209450.4244
43 | 2667995.6877 | 1209485.6516
44 | 2668226.8265 | 1209218.6016
45 | 2667973.0346 | 1209523.2219
46 | 2668070.9437 | 1209501.8416
47 | 2668130.6424 | 1209467.3509
48 | 2668209.2181 | 1209279.7989
49 | 2667838.2599 | 1209284.6861
50 | 2667757.9736 | 1209429.6302
51 | 2667712.9858 | 1209443.0888
52 | 2668229.6211 | 1209099.8219
53 | 2668120.4209 | 1209478.2759
54 | 2668111.9918 | 1209502.9934
55 | 2667972.3281 | 1209503.7754
56 | 2668147.2964 | 1209445.2247
57 | 2667920.9622 | 1209493.3996
58 | 2667911.2401 | 1209482.0376
59 | 2667937.1369 | 1209500.1879
60 | 2667926.2857 | 1209399.0576
61 | 2667931.3464 | 1209337.0465
62 | 2668034.8253 | 1209356.7121
63 | 2667991.9639 | 1209328.8181
64 | 2668036.3954 | 1209358.7289
65 | 2668190.6734 | 1209286.5367
66 | 2668013.5811 | 1209366.3751
67 | 2668111.9173 | 1209379.0272
68 | 2668084.1321 | 1209578.2887
69 | 2668085.4901 | 1209576.1206
70 | 2668062.3422 | 1209592.8822
71 | 2668089.304 | 1209570.0315
72 | 2668055.2725 | 1209596.6932
73 | 2668090.6633 | 1209551.8014
74 | 2668111.1455 | 1209588.1162
75 | 2668060.5378 | 1209605.5175
76 | 2668041.694 | 1209603.5677
77 | 2668131.3442 | 1209621.543
78 | 2668079.1438 | 1209630.7609
79 | 2668036.1588 | 1209606.3701
80 | 2667946.7057 | 1209332.1265
81 | 2667949.4279 | 1209387.4472
82 | 2667992.7406 | 1209447.855
83 | 2667975.7544 | 1209382.0595
84 | 2668044.1948 | 1209427.6515
85 | 2667958.2476 | 1209313.2241
86 | 2668081.218 | 1209450.993
87 | 2668060.6767 | 1209461.7869
88 | 2668162.4449 | 1209418.0184
89 | 2668197.3961 | 1209057.9215
90 | 2668106.2841 | 1209516.8924
91 | 2668147.7829 | 1209513.8932
92 | 2667993.9913 | 1209370.5331
93 | 2668293.4231 | 1209184.6729
94 | 2668301.9752 | 1209120.6328
95 | 2668251.8504 | 1209045.5441
96 | 2668137.8181 | 1209380.5588
97 | 2668192.0948 | 1209153.7609
98 | 2668219.3295 | 1209244.6573
99 | 2668212.2585 | 1209269.2324
100 | 2668155.1509 | 1209322.6073
101 | 2668028.1133 | 1209478.4241
102 | 2667969.0495 | 1209490.0338
103 | 2667965.6896 | 1209480.7184
104 | 2667938.251 | 1209501.8127
105 | 2668216.4538 | 1209254.6515
106 | 2668216.327 | 1209255.0922
107 | 2668213.2632 | 1209265.7403
108 | 2668135.6754 | 1209314.2884
109 | 2668098.2188 | 1209289.9428
110 | 2668024.2439 | 1209438.9251
111 | 2668021.3408 | 1209614.46
112 | 2668168.8773 | 1209163.0565
113 | 2668174.0473 | 1209151.755
114 | 2668168.6298 | 1209166.2663
115 | 2668166.5794 | 1209192.8586
116 | 2668192.368 | 1209528.1624
117 | 2668181.2698 | 1209522.4408
118 | 2668218.0567 | 1209541.4061
119 | 2668167.7528 | 1209518.9906
120 | 2668334.9418 | 1209138.1053
121 | 2668335.6645 | 1209145.4518
122 | 2668349.5708 | 1209157.3705
123 | 2668340.0759 | 1209209.2464
124 | 2668250.4353 | 1209009.9937
125 | 2668152.8241 | 1208995.5243
126 | 2668181.5641 | 1209008.7817
127 | 2668144.7681 | 1209007.3186
128 | 2668138.4039 | 1209021.2138
129 | 2668133.7204 | 1209031.4395
130 | 2668150.2099 | 1209055.5913
131 | 2668159.9808 | 1209065.2113
132 | 2668167.7314 | 1209082.059
133 | 2668163.7922 | 1209090.4273
134 | 2668090.9506 | 1209095.9883
135 | 2667922.3347 | 1209430.403
136 | 2667940.8102 | 1209437.958
137 | 2667949.943 | 1209437.6618
138 | 2667959.8119 | 1209464.1683
139 | 2667958.535 | 1209464.1537
140 | 2668034.8253 | 1209356.7121

## line_std_types
| c_nf_per_km | r_ohm_per_km | x_ohm_per_km | max_i_ka | type | q_mm2 | alpha | voltage_rating
NAYY 4x50 SE | 210 | 0.642 | 0.083 | 0.142 | cs | 50 | 0.00403 | LV
NAYY 4x120 SE | 264 | 0.225 | 0.08 | 0.242 | cs | 120 | 0.00403 | LV
NAYY 4x150 SE | 261 | 0.208 | 0.08 | 0.27 | cs | 150 | 0.00403 | LV
NA2XS2Y 1x95 RM/25 12/20 kV | 216 | 0.313 | 0.132 | 0.252 | cs | 95 | 0.00403 | MV
NA2XS2Y 1x185 RM/25 12/20 kV | 273 | 0.161 | 0.117 | 0.362 | cs | 185 | 0.00403 | MV
NA2XS2Y 1x240 RM/25 12/20 kV | 304 | 0.122 | 0.112 | 0.421 | cs | 240 | 0.00403 | MV
NA2XS2Y 1x95 RM/25 6/10 kV | 315 | 0.313 | 0.123 | 0.249 | cs | 95 | 0.00403 | MV
NA2XS2Y 1x185 RM/25 6/10 kV | 406 | 0.161 | 0.11 | 0.358 | cs | 185 | 0.00403 | MV
NA2XS2Y 1x240 RM/25 6/10 kV | 456 | 0.122 | 0.105 | 0.416 | cs | 240 | 0.00403 | MV
NA2XS2Y 1x150 RM/25 12/20 kV | 250 | 0.206 | 0.116 | 0.319 | cs | 150 | 0.00403 | MV
NA2XS2Y 1x120 RM/25 12/20 kV | 230 | 0.253 | 0.119 | 0.283 | cs | 120 | 0.00403 | MV
NA2XS2Y 1x70 RM/25 12/20 kV | 190 | 0.443 | 0.132 | 0.22 | cs | 70 | 0.00403 | MV
NA2XS2Y 1x150 RM/25 6/10 kV | 360 | 0.206 | 0.11 | 0.315 | cs | 150 | 0.00403 | MV
NA2XS2Y 1x120 RM/25 6/10 kV | 340 | 0.253 | 0.113 | 0.28 | cs | 120 | 0.00403 | MV
NA2XS2Y 1x70 RM/25 6/10 kV | 280 | 0.443 | 0.123 | 0.217 | cs | 70 | 0.00403 | MV
N2XS(FL)2Y 1x120 RM/35 64/110 kV | 112 | 0.153 | 0.166 | 0.366 | cs | 120 | 0.00393 | HV
N2XS(FL)2Y 1x185 RM/35 64/110 kV | 125 | 0.099 | 0.156 | 0.457 | cs | 185 | 0.00393 | HV
N2XS(FL)2Y 1x240 RM/35 64/110 kV | 135 | 0.075 | 0.149 | 0.526 | cs | 240 | 0.00393 | HV
N2XS(FL)2Y 1x300 RM/35 64/110 kV | 144 | 0.06 | 0.144 | 0.588 | cs | 300 | 0.00393 | HV
15-AL1/3-ST1A 0.4 | 11 | 1.8769 | 0.35 | 0.105 | ol | 16 | 0.00403 | LV
24-AL1/4-ST1A 0.4 | 11.25 | 1.2012 | 0.335 | 0.14 | ol | 24 | 0.00403 | LV
48-AL1/8-ST1A 0.4 | 12.2 | 0.5939 | 0.3 | 0.21 | ol | 48 | 0.00403 | LV
94-AL1/15-ST1A 0.4 | 13.2 | 0.306 | 0.29 | 0.35 | ol | 94 | 0.00403 | LV
34-AL1/6-ST1A 10.0 | 9.7 | 0.8342 | 0.36 | 0.17 | ol | 34 | 0.00403 | MV
48-AL1/8-ST1A 10.0 | 10.1 | 0.5939 | 0.35 | 0.21 | ol | 48 | 0.00403 | MV
70-AL1/11-ST1A 10.0 | 10.4 | 0.4132 | 0.339 | 0.29 | ol | 70 | 0.00403 | MV
94-AL1/15-ST1A 10.0 | 10.75 | 0.306 | 0.33 | 0.35 | ol | 94 | 0.00403 | MV
122-AL1/20-ST1A 10.0 | 11.1 | 0.2376 | 0.323 | 0.41 | ol | 122 | 0.00403 | MV
149-AL1/24-ST1A 10.0 | 11.25 | 0.194 | 0.315 | 0.47 | ol | 149 | 0.00403 | MV
34-AL1/6-ST1A 20.0 | 9.15 | 0.8342 | 0.382 | 0.17 | ol | 34 | 0.00403 | MV
48-AL1/8-ST1A 20.0 | 9.5 | 0.5939 | 0.372 | 0.21 | ol | 48 | 0.00403 | MV
70-AL1/11-ST1A 20.0 | 9.7 | 0.4132 | 0.36 | 0.29 | ol | 70 | 0.00403 | MV
94-AL1/15-ST1A 20.0 | 10 | 0.306 | 0.35 | 0.35 | ol | 94 | 0.00403 | MV
122-AL1/20-ST1A 20.0 | 10.3 | 0.2376 | 0.344 | 0.41 | ol | 122 | 0.00403 | MV
149-AL1/24-ST1A 20.0 | 10.5 | 0.194 | 0.337 | 0.47 | ol | 149 | 0.00403 | MV
184-AL1/30-ST1A 20.0 | 10.75 | 0.1571 | 0.33 | 0.535 | ol | 184 | 0.00403 | MV
243-AL1/39-ST1A 20.0 | 11 | 0.1188 | 0.32 | 0.645 | ol | 243 | 0.00403 | MV
48-AL1/8-ST1A 110.0 | 8 | 0.5939 | 0.46 | 0.21 | ol | 48 | 0.00403 | HV
70-AL1/11-ST1A 110.0 | 8.4 | 0.4132 | 0.45 | 0.29 | ol | 70 | 0.00403 | HV
94-AL1/15-ST1A 110.0 | 8.65 | 0.306 | 0.44 | 0.35 | ol | 94 | 0.00403 | HV
122-AL1/20-ST1A 110.0 | 8.5 | 0.2376 | 0.43 | 0.41 | ol | 122 | 0.00403 | HV
149-AL1/24-ST1A 110.0 | 8.75 | 0.194 | 0.41 | 0.47 | ol | 149 | 0.00403 | HV
184-AL1/30-ST1A 110.0 | 8.8 | 0.1571 | 0.4 | 0.535 | ol | 184 | 0.00403 | HV
243-AL1/39-ST1A 110.0 | 9 | 0.1188 | 0.39 | 0.645 | ol | 243 | 0.00403 | HV
305-AL1/39-ST1A 110.0 | 9.2 | 0.0949 | 0.38 | 0.74 | ol | 305 | 0.00403 | HV
490-AL1/64-ST1A 110.0 | 9.75 | 0.059 | 0.37 | 0.96 | ol | 490 | 0.00403 | HV
679-AL1/86-ST1A 110.0 | 9.95 | 0.042 | 0.36 | 1.15 | ol | 679 | 0.00403 | HV
490-AL1/64-ST1A 220.0 | 10 | 0.059 | 0.285 | 0.96 | ol | 490 | 0.00403 | HV
679-AL1/86-ST1A 220.0 | 11.7 | 0.042 | 0.275 | 1.15 | ol | 679 | 0.00403 | HV
490-AL1/64-ST1A 380.0 | 11 | 0.059 | 0.253 | 0.96 | ol | 490 | 0.00403 | HV
679-AL1/86-ST1A 380.0 | 14.6 | 0.042 | 0.25 | 1.15 | ol | 679 | 0.00403 | HV

## trafo_std_types
| i0_percent | pfe_kw | vkr_percent | sn_mva | vn_lv_kv | vn_hv_kv | vk_percent | shift_degree | vector_group | tap_side | tap_neutral | tap_min | tap_max | tap_step_degree | tap_step_percent | tap_phase_shifter
160 MVA 380/110 kV | 0.06 | 60 | 0.25 | 160 | 110 | 380 | 12.2 | 0 | Yy0 | hv | 0 | -9 | 9 | 0 | 1.5 | FALSE
100 MVA 220/110 kV | 0.06 | 55 | 0.26 | 100 | 110 | 220 | 12 | 0 | Yy0 | hv | 0 | -9 | 9 | 0 | 1.5 | FALSE
63 MVA 110/20 kV | 0.04 | 22 | 0.32 | 63 | 20 | 110 | 18 | 150 | YNd5 | hv | 0 | -9 | 9 | 0 | 1.5 | FALSE
40 MVA 110/20 kV | 0.05 | 18 | 0.34 | 40 | 20 | 110 | 16.2 | 150 | YNd5 | hv | 0 | -9 | 9 | 0 | 1.5 | FALSE
25 MVA 110/20 kV | 0.07 | 14 | 0.41 | 25 | 20 | 110 | 12 | 150 | YNd5 | hv | 0 | -9 | 9 | 0 | 1.5 | FALSE
63 MVA 110/10 kV | 0.04 | 22 | 0.32 | 63 | 10 | 110 | 18 | 150 | YNd5 | hv | 0 | -9 | 9 | 0 | 1.5 | FALSE
40 MVA 110/10 kV | 0.05 | 18 | 0.34 | 40 | 10 | 110 | 16.2 | 150 | YNd5 | hv | 0 | -9 | 9 | 0 | 1.5 | FALSE
25 MVA 110/10 kV | 0.07 | 14 | 0.41 | 25 | 10 | 110 | 12 | 150 | YNd5 | hv | 0 | -9 | 9 | 0 | 1.5 | FALSE
0.25 MVA 20/0.4 kV | 0.32 | 0.8 | 1.44 | 0.25 | 0.4 | 20 | 6 | 150 | Yzn5 | hv | 0 | -2 | 2 | 0 | 2.5 | FALSE
0.4 MVA 20/0.4 kV | 0.3375 | 1.35 | 1.425 | 0.4 | 0.4 | 20 | 6 | 150 | Dyn5 | hv | 0 | -2 | 2 | 0 | 2.5 | FALSE
0.63 MVA 20/0.4 kV | 0.2619 | 1.65 | 1.206 | 0.63 | 0.4 | 20 | 6 | 150 | Dyn5 | hv | 0 | -2 | 2 | 0 | 2.5 | FALSE
0.25 MVA 10/0.4 kV | 0.24 | 0.6 | 1.2 | 0.25 | 0.4 | 10 | 4 | 150 | Dyn5 | hv | 0 | -2 | 2 | 0 | 2.5 | FALSE
0.4 MVA 10/0.4 kV | 0.2375 | 0.95 | 1.325 | 0.4 | 0.4 | 10 | 4 | 150 | Dyn5 | hv | 0 | -2 | 2 | 0 | 2.5 | FALSE
0.63 MVA 10/0.4 kV | 0.1873 | 1.18 | 1.0794 | 0.63 | 0.4 | 10 | 4 | 150 | Dyn5 | hv | 0 | -2 | 2 | 0 | 2.5 | FALSE

## trafo3w_std_types
| sn_hv_mva | sn_mv_mva | sn_lv_mva | vn_hv_kv | vn_mv_kv | vn_lv_kv | vk_hv_percent | vk_mv_percent | vk_lv_percent | vkr_hv_percent | vkr_mv_percent | vkr_lv_percent | pfe_kw | i0_percent | shift_mv_degree | shift_lv_degree | vector_group | tap_side | tap_neutral | tap_min | tap_max | tap_step_percent
63/25/38 MVA 110/20/10 kV | 63 | 25 | 38 | 110 | 20 | 10 | 10.4 | 10.4 | 10.4 | 0.28 | 0.32 | 0.35 | 35 | 0.89 | 0 | 0 | YN0yn0yn0 | hv | 0 | -10 | 10 | 1.2
63/25/38 MVA 110/10/10 kV | 63 | 25 | 38 | 110 | 10 | 10 | 10.4 | 10.4 | 10.4 | 0.28 | 0.32 | 0.35 | 35 | 0.89 | 0 | 0 | YN0yn0yn0 | hv | 0 | -10 | 10 | 1.2

## fuse_std_types
| fuse_type | i_rated_a | t_avg | t_min | t_total | x_avg | x_min | x_total
HV 100A | HV 100A | 100 | 0 | [10.0, 3.64, 0.854, 0.281, 0.1, 0.0531, 0.022, 0.01] | [10.0, 4.267, 1.21, 0.403, 0.1, 0.058, 0.022, 0.01] | 0 | [300.0, 350.0, 450.0, 550.0, 700.0, 850.0, 1200.0, 1752.0] | [600.0, 700.0, 900.0, 1150.0, 1665.0, 2000.0, 3000.0, 4313.0]
HV 10A | HV 10A | 10 | 0 | [10.0, 1675.0, 0.344, 0.156, 0.1, 0.0417, 0.0171, 0.01] | [10.0, 1.3, 0.3, 0.155, 0.1, 0.0555, 0.023, 0.01] | 0 | [30.0, 32.0, 35.0, 37.0, 39.0, 50.0, 70.0, 88.0] | [60.0, 70.0, 80.0, 87.0, 94.0, 110.0, 150.0, 216.0]
HV 125A | HV 125A | 125 | 0 | [10.0, 1.82, 0.344, 0.1, 0.0467, 0.0269, 0.01] | [10.0, 2.478, 0.426, 0.1, 0.0427, 0.0211, 0.01] | 0 | [375.0, 500.0, 700.0, 925.0, 1200.0, 1500.0, 2341.0] | [750.0, 1000.0, 1500.0, 2200.0, 3000.0, 4000.0, 5765.0]
HV 160A | HV 160A | 160 | 0 | [10.0, 4.15, 1.03, 0.198, 0.1, 0.051, 0.0172, 0.01] | [10.0, 2.3, 0.734, 0.274, 0.1, 0.046, 0.0177, 0.01] | 0 | [480.0, 550.0, 700.0, 1000.0, 1260.0, 1600.0, 2500.0, 3227.0] | [960.0, 1300.0, 1700.0, 2200.0, 2996.0, 4000.0, 6000.0, 7946.0]
HV 16A | HV 16A | 16 | 0 | [10.0, 0.352, 0.164, 0.1, 0.0649, 0.0342, 0.01] | [10.0, 2.34, 0.722, 0.181, 0.1, 0.055, 0.0296, 0.01] | 0 | [48.0, 60.0, 65.0, 71.0, 80.0, 100.0, 162.0] | [96.0, 110.0, 125.0, 150.0, 168.0, 200.0, 250.0, 398.0]
HV 200A | HV 200A | 200 | 0 | [10.0, 4.267, 1.21, 0.403, 0.1, 0.058, 0.022, 0.01] | [10.0, 3.73, 1.654, 0.328, 0.1, 0.0531, 0.019, 0.01] | 0 | [600.0, 700.0, 900.0, 1150.0, 1665.0, 2000.0, 3000.0, 4313.0] | [1200.0, 1500.0, 1800.0, 2700.0, 3960.0, 5000.0, 7500.0, 10620.0]
HV 20A | HV 20A | 20 | 0 | [10.0, 1.3, 0.3, 0.155, 0.1, 0.0555, 0.023, 0.01] | [10.0, 1.3, 0.161, 0.1, 0.0611, 0.0399, 0.0141, 0.01] | 0 | [60.0, 70.0, 80.0, 87.0, 94.0, 110.0, 150.0, 216.0] | [120.0, 150.0, 200.0, 223.0, 260.0, 300.0, 450.0, 532.0]
HV 25A | HV 25A | 25 | 0 | [10.0, 2.512, 0.833, 0.299, 0.1, 0.0372, 0.0223, 0.01] | [10.0, 3.125, 0.597, 0.198, 0.1, 0.0378, 0.022, 0.01] | 0 | [75.0, 82.0, 90.0, 100.0, 124.0, 170.0, 200.0, 289.0] | [150.0, 170.0, 210.0, 250.0, 294.0, 400.0, 500.0, 711.0]
HV 31.5A | HV 31.5A | 31.5 | 0 | [10.0, 2.34, 0.722, 0.181, 0.1, 0.055, 0.0296, 0.01] | [10.0, 2.84, 0.368, 0.164, 0.1, 0.0621, 0.0378, 0.0195, 0.01] | 0 | [95.0, 110.0, 125.0, 150.0, 165.0, 200.0, 250.0, 390.0] | [189.0, 220.0, 300.0, 350.0, 393.0, 450.0, 530.0, 700.0, 960.0]
HV 40A | HV 40A | 40 | 0 | [10.0, 1.3, 0.161, 0.1, 0.0611, 0.0399, 0.0141, 0.01] | [10.0, 2.05, 0.369, 0.198, 0.1, 0.051, 0.0298, 0.01] | 0 | [120.0, 150.0, 200.0, 223.0, 260.0, 300.0, 450.0, 532.0] | [240.0, 300.0, 400.0, 450.0, 530.0, 650.0, 800.0, 1311.0]
HV 50A | HV 50A | 50 | 0 | [10.0, 3.215, 0.597, 0.198, 0.1, 0.0378, 0.022, 0.01] | [10.0, 3.64, 0.854, 0.281, 0.1, 0.0531, 0.022, 0.01] | 0 | [150.0, 170.0, 210.0, 250.0, 294.0, 400.0, 500.0, 711.0] | [300.0, 350.0, 450.0, 550.0, 700.0, 850.0, 1200.0, 1752.0]
HV 6.3A | HV 6.3A | 6.3 | 0 | [10.0, 1.39, 0.344, 0.168, 0.1, 0.056, 0.0263, 0.01] | [10.0, 1.711, 0.516, 0.198, 0.1, 0.0634, 0.0303, 0.01] | 0 | [19.0, 19.5, 20.4, 20.8, 22.0, 25.0, 32.0, 48.0] | [38.0, 40.0, 43.0, 48.0, 53.0, 60.0, 75.0, 118.0]
HV 63A | HV 63A | 63 | 0 | [10.0, 2.84, 0.368, 0.164, 0.1, 0.0621, 0.0378, 0.0195, 0.01] | [10.0, 1.82, 0.344, 0.1, 0.0467, 0.0269, 0.01] | 0 | [189.0, 220.0, 300.0, 350.0, 393.0, 450.0, 530.0, 700.0, 961.0] | [378.0, 500.0, 700.0, 934.0, 1200.0, 1500.0, 2366.0]
HV 80A | HV 80A | 80 | 0 | [10.0, 2.05, 0.369, 0.198, 0.1, 0.051, 0.0298, 0.01] | [10.0, 4.15, 1.03, 0.198, 0.1, 0.051, 0.0172, 0.01] | 0 | [240.0, 300.0, 400.0, 450.0, 530.0, 650.0, 800.0, 1311.0] | [480.0, 550.0, 700.0, 1000.0, 1260.0, 1600.0, 2500.0, 3227.0]
Siemens NH-1-100 | Siemens NH-1-100 | 100 | [5400.0, 2000.0, 400.0, 20.0, 1.0, 0.2, 0.012, 0.004] | 0 | 0 | [150.0, 190.0, 250.0, 430.0, 900.0, 1250.0, 2700.0, 3600.0] | 0 | 0
Siemens NH-1-125 | Siemens NH-1-125 | 125 | [4800.0, 120.0, 7.0, 0.1, 0.004] | 0 | 0 | [180.0, 400.0, 740.0, 2000.0, 4250.0] | 0 | 0
Siemens NH-1-16 | Siemens NH-1-16 | 16 | [4000.0, 400.0, 2.0, 0.1, 0.04, 0.01] | 0 | 0 | [26.0, 35.0, 75.0, 150.0, 200.0, 300.0] | 0 | 0
Siemens NH-1-160 | Siemens NH-1-160 | 160 | [4800.0, 120.0, 7.0, 0.1, 0.004] | 0 | 0 | [210.0, 500.0, 900.0, 2300.0, 5000.0] | 0 | 0
Siemens NH-1-25 | Siemens NH-1-25 | 25 | [4000.0, 1000.0, 10.0, 0.2, 0.02, 0.01] | 0 | 0 | [40.0, 50.0, 100.0, 210.0, 400.0, 500.0] | 0 | 0
Siemens NH-1-50 | Siemens NH-1-50 | 50 | [4000.0, 40.0, 4.0, 1.0, 0.02, 0.01] | 0 | 0 | [86.0, 200.0, 300.0, 400.0, 1000.0, 1280.0] | 0 | 0
Siemens NH-1-63 | Siemens NH-1-63 | 63 | [4000.0, 100.0, 10.0, 2.0, 0.04, 0.01] | 0 | 0 | [100.0, 200.0, 300.0, 400.0, 1000.0, 1500.0] | 0 | 0
Siemens NH-1-80 | Siemens NH-1-80 | 80 | [4800.0, 120.0, 7.0, 0.1, 0.01] | 0 | 0 | [150.58, 250.0, 450.0, 1150.0, 2470.0] | 0 | 0
Siemens NH-2-1000 | Siemens NH-2-1000 | 1000 | [4800.0, 120.0, 7.0, 0.1, 0.004] | 0 | 0 | [1900.0, 3500.0, 8400.0, 24000.0, 52000.0] | 0 | 0
Siemens NH-2-200 | Siemens NH-2-200 | 200 | [4800.0, 120.0, 7.0, 0.1, 0.004] | 0 | 0 | [280.0, 650.0, 1200.0, 3000.0, 7000.0] | 0 | 0
Siemens NH-2-224 | Siemens NH-2-224 | 224 | [4800.0, 120.0, 7.0, 0.2, 0.04, 0.004] | 0 | 0 | [400.0, 750.0, 1453.0, 3025.0, 4315.0, 7600.0] | 0 | 0
Siemens NH-2-250 | Siemens NH-2-250 | 250 | [4800.0, 120.0, 7.0, 0.1, 0.004] | 0 | 0 | [450.0, 800.0, 1650.0, 4000.0, 8500.0] | 0 | 0
Siemens NH-2-315 | Siemens NH-2-315 | 315 | [4800.0, 120.0, 7.0, 0.1, 0.004] | 0 | 0 | [550.0, 920.0, 1900.0, 5000.0, 11000.0] | 0 | 0
Siemens NH-2-355 | Siemens NH-2-355 | 355 | [4800.0, 120.0, 6.0, 0.1, 0.004] | 0 | 0 | [650.0, 1116.27, 2350.0, 5840.0, 12790.0] | 0 | 0
Siemens NH-2-400 | Siemens NH-2-400 | 400 | [4800.0, 120.0, 7.0, 0.1, 0.004] | 0 | 0 | [720.0, 1350.0, 2800.0, 6500.0, 15000.0] | 0 | 0
Siemens NH-2-425 | Siemens NH-2-425 | 425 | [4800.0, 120.0, 7.0, 0.1, 0.004] | 0 | 0 | [850.0, 1500.0, 3050.0, 7500.0, 16500.0] | 0 | 0
Siemens NH-2-630 | Siemens NH-2-630 | 630 | [4800.0, 120.0, 7.0, 0.1, 0.004] | 0 | 0 | [1200.0, 2000.0, 4800.0, 12000.0, 26000.0] | 0 | 0

## res_bus
| vm_pu | va_degree | p_mw | q_mvar
0 | 0.97539 | -0.4744 | 0.0040347 | 0.0010112
1 | 0.97539 | -0.47432 | 0.0039735 | 0.00099585
2 | 0.97563 | -0.46961 | 0 | 0
3 | 0.97582 | -0.46601 | 0.0040162 | 0.0010065
4 | 0.97559 | -0.47056 | 0.001531 | 0.0003837
5 | 0.97632 | -0.45608 | 0.0054325 | 0.0013615
6 | 0.97557 | -0.47083 | 0.0015609 | 0.00039121
7 | 0.98677 | -0.25276 | 0 | 0
8 | 0.9872 | -0.24438 | 0.0024028 | 0.0006022
9 | 0.98642 | -0.25944 | 0.0018084 | 0.00045323
10 | 0.98637 | -0.26036 | 0 | 0
11 | 0.98646 | -0.2588 | 0 | 0
12 | 0.99411 | -0.11174 | 0 | 0
13 | 0.99901 | -0.018748 | 0 | 0
14 | 0.99171 | -0.15753 | 0 | 0
15 | 0.99288 | -0.13545 | 0.010412 | 0.0026094
16 | 0.97652 | -0.45216 | 0 | 0
17 | 0.97738 | -0.43524 | 0.0021314 | 0.00053418
18 | 0.97631 | -0.45636 | 0 | 0
19 | 0.97923 | -0.39901 | 0 | 0
20 | 0.97873 | -0.40875 | 0 | 0
21 | 0.9821 | -0.34295 | 0 | 0
22 | 0.97851 | -0.41302 | 0.0028678 | 0.00071873
23 | 0.9797 | -0.39011 | 0 | 0
24 | 0.97869 | -0.40987 | 0.0021342 | 0.00053489
25 | 0.98019 | -0.38049 | 0.0020239 | 0.00050725
26 | 0.98069 | -0.37081 | 0 | 0
27 | 0.98141 | -0.35664 | 0 | 0
28 | 0.97969 | -0.39028 | 0 | 0
29 | 0.97934 | -0.39716 | 0 | 0
30 | 0.97916 | -0.40068 | 0 | 0
31 | 0.9787 | -0.40969 | 0.0052189 | 0.001308
32 | 0.9886 | -0.21728 | 0 | 0
33 | 0.98919 | -0.20606 | 0.0048442 | 0.0012141
34 | 0.9904 | -0.18262 | 0 | 0
35 | 0.98774 | -0.2339 | 0 | 0
36 | 0.98499 | -0.28794 | 0 | 0
37 | 0.98462 | -0.29508 | 0.011249 | 0.0028192
38 | 0.98728 | -0.24363 | 0 | 0
39 | 0.98624 | -0.2629 | 0 | 0
40 | 0.98583 | -0.27095 | 0.0034805 | 0.0008723
41 | 0.98819 | -0.22609 | 0 | 0
42 | 0.98931 | -0.20439 | 0 | 0
43 | 0.98766 | -0.23632 | 0.0043864 | 0.0010993
44 | 0.98365 | -0.31318 | 0.0027229 | 0.00068243
45 | 0.97552 | -0.4718 | 0 | 0
46 | 0.98706 | -0.24707 | 0.011076 | 0.0027758
47 | 0.98652 | -0.25729 | 0 | 0
48 | 0.98499 | -0.28712 | 0.0045659 | 0.0011443
49 | 0.9833 | -0.32071 | 0 | 0
50 | 0.97912 | -0.40236 | 0 | 0
51 | 0.97789 | -0.42655 | 0.026861 | 0.006732
52 | 0.97815 | -0.42048 | 0.0030617 | 0.00076734
53 | 0.98492 | -0.2883 | 0.009714 | 0.0024345
54 | 0.98168 | -0.35122 | 0 | 0
55 | 0.97505 | -0.48104 | 0.0036964 | 0.00092641
56 | 0.98612 | -0.26508 | 0.0083616 | 0.0020956
57 | 0.9745 | -0.49188 | 0 | 0
58 | 0.97446 | -0.4928 | 0.0033424 | 0.00083767
59 | 0.97456 | -0.49076 | 0 | 0
60 | 0.99025 | -0.18619 | 0 | 0
61 | 0.98642 | -0.26039 | 0.011715 | 0.002936
62 | 0.99972 | -0.0053391 | 0 | 0
63 | 0.99867 | -0.025537 | 0.01045 | 0.0026189
64 | 1 | 0 | -0.48803 | -0.12467
65 | 0.98628 | -0.26218 | 0.0091811 | 0.002301
66 | 0.99738 | -0.049681 | 0.0084047 | 0.0021064
67 | 0.99073 | -0.17646 | 0.0060732 | 0.0015221
68 | 0.97785 | -0.4262 | 0.001595 | 0.00039975
69 | 0.97788 | -0.42557 | 0.0023997 | 0.00060141
70 | 0.97755 | -0.43202 | 0.0018186 | 0.00045578
71 | 0.97799 | -0.42346 | 0 | 0
72 | 0.97747 | -0.43352 | 0 | 0
73 | 0.97836 | -0.41606 | 0.00047607 | 0.00011931
74 | 0.97783 | -0.42655 | 0.0022373 | 0.00056073
75 | 0.97743 | -0.43438 | 0.00075688 | 0.00018969
76 | 0.97739 | -0.43508 | 0.0019906 | 0.00049888
77 | 0.97766 | -0.42984 | 0.0037164 | 0.00093141
78 | 0.97725 | -0.43798 | 0.0038334 | 0.00096074
79 | 0.97737 | -0.43549 | 0 | 0
80 | 0.98621 | -0.26443 | 0.01208 | 0.0030275
81 | 0.99176 | -0.15717 | 0.010875 | 0.0027256
82 | 0.98984 | -0.19408 | 0.0058021 | 0.0014542
83 | 0.99357 | -0.12256 | 0.0073259 | 0.001836
84 | 0.99203 | -0.15181 | 0 | 0
85 | 0.99826 | -0.033438 | 0.012031 | 0.0030154
86 | 0.98589 | -0.27093 | 0.010351 | 0.0025942
87 | 0.98611 | -0.2666 | 0.010025 | 0.0025125
88 | 0.98591 | -0.26919 | 0.007349 | 0.0018418
89 | 0.97666 | -0.44959 | 0.0030063 | 0.00075344
90 | 0.98164 | -0.35201 | 0.0023428 | 0.00058717
91 | 0.98066 | -0.37115 | 0.00099172 | 0.00024855
92 | 0.99564 | -0.0829 | 0.014331 | 0.0035916
93 | 0.97881 | -0.40755 | 0.0017472 | 0.00043788
94 | 0.97874 | -0.40896 | 0.0057669 | 0.0014453
95 | 0.97849 | -0.41383 | 0.0027661 | 0.00069326
96 | 0.98956 | -0.1989 | 0.0043547 | 0.0010914
97 | 0.97847 | -0.41428 | 0.0017731 | 0.00044438
98 | 0.98418 | -0.30285 | 0.0049056 | 0.0012295
99 | 0.98474 | -0.29207 | 0.0021721 | 0.00054438
100 | 0.98627 | -0.26249 | 0.0025584 | 0.00064121
101 | 0.98679 | -0.25323 | 0.0080101 | 0.0020075
102 | 0.97476 | -0.48689 | 0 | 0
103 | 0.9746 | -0.48994 | 0.0038883 | 0.00097451
104 | 0.97456 | -0.49083 | 0.002132 | 0.00053433
105 | 0.9844 | -0.29866 | 0.0046313 | 0.0011607
106 | 0.98441 | -0.29847 | 0.0019882 | 0.0004983
107 | 0.98465 | -0.29368 | 0.0019864 | 0.00049783
108 | 0.98601 | -0.26753 | 0.0018972 | 0.00047547
109 | 0.98554 | -0.27669 | 0.011373 | 0.0028503
110 | 0.991 | -0.1716 | 0.0097551 | 0.0024449
111 | 0.97732 | -0.43662 | 0.0036486 | 0.00091442
112 | 0.97798 | -0.42382 | 0.0040275 | 0.0010094
113 | 0.97816 | -0.42035 | 0.0019657 | 0.00049264
114 | 0.97795 | -0.42444 | 0.0027743 | 0.0006953
115 | 0.97776 | -0.42829 | 0.0079183 | 0.0019845
116 | 0.97961 | -0.39171 | 0.0016505 | 0.00041366
117 | 0.97977 | -0.38864 | 0.013591 | 0.0034063
118 | 0.9793 | -0.39795 | 0.011886 | 0.0029789
119 | 0.98012 | -0.38177 | 0.0012967 | 0.00032499
120 | 0.97864 | -0.41097 | 0 | 0
121 | 0.97862 | -0.41137 | 0.002027 | 0.00050802
122 | 0.9786 | -0.4117 | 0.00093288 | 0.0002338
123 | 0.97863 | -0.41116 | 0.0037324 | 0.00093544
124 | 0.97836 | -0.41636 | 0.0038863 | 0.000974
125 | 0.97458 | -0.49059 | 0.0026078 | 0.00065357
126 | 0.97535 | -0.47536 | 0.0042343 | 0.0010612
127 | 0.9743 | -0.49602 | 0.0025885 | 0.00064873
128 | 0.97405 | -0.50099 | 0.001316 | 0.00032983
129 | 0.97388 | -0.50438 | 0.0023986 | 0.00060115
130 | 0.97348 | -0.51228 | 0.0029952 | 0.00075068
131 | 0.97334 | -0.51506 | 0.0022624 | 0.000567
132 | 0.97318 | -0.5181 | 0.0018576 | 0.00046556
133 | 0.97312 | -0.51933 | 0.0020029 | 0.00050198
134 | 0.97278 | -0.52613 | 0.0048713 | 0.0012209
135 | 0.9739 | -0.50377 | 0.0055435 | 0.0013893
136 | 0.97404 | -0.50106 | 0 | 0
137 | 0.97401 | -0.50167 | 0.0035931 | 0.00090051
138 | 0.97438 | -0.49423 | 0 | 0
139 | 0.97438 | -0.49432 | 0.0037089 | 0.00092953
140 | 0.99998 | 149.9956 | 0 | 0

## res_line
| p_from_mw | q_from_mvar | p_to_mw | q_to_mvar | pl_mw | ql_mvar | i_from_ka | i_to_ka | i_ka | vm_from_pu | va_from_degree | vm_to_pu | va_to_degree | loading_percent
0 | -0.0040347 | -0.0010112 | 0.0040347 | 0.0010112 | 1.5904e-08 | -3.7935e-09 | 0.0061552 | 0.0061552 | 0.0061552 | 0.97539 | -0.4744 | 0.97539 | -0.47432 | 1.691
1 | -0.0080082 | -0.002007 | 0.00801 | 0.0020078 | 1.7984e-06 | 7.4981e-07 | 0.012217 | 0.012217 | 0.012217 | 0.97539 | -0.47432 | 0.97563 | -0.46961 | 3.3563
2 | -0.011102 | -0.0027825 | 0.011104 | 0.0027835 | 1.9027e-06 | 9.9672e-07 | 0.016933 | 0.016933 | 0.016933 | 0.97563 | -0.46961 | 0.97582 | -0.46601 | 4.6518
3 | 0.0030921 | 0.00077469 | -0.0030919 | -0.00077481 | 1.4012e-07 | -1.2012e-07 | 0.0047159 | 0.004716 | 0.004716 | 0.97563 | -0.46961 | 0.97559 | -0.47056 | 1.2956
4 | -0.01512 | -0.00379 | 0.015127 | 0.0037941 | 7.1531e-06 | 4.1295e-06 | 0.023057 | 0.023057 | 0.023057 | 0.97582 | -0.46601 | 0.97632 | -0.45608 | 6.3343
5 | 0.001561 | 0.00039111 | -0.0015609 | -0.00039121 | 1.993e-08 | -1.0431e-07 | 0.0023808 | 0.0023809 | 0.0023809 | 0.97559 | -0.47056 | 0.97557 | -0.47083 | 0.65409
6 | -0.02056 | -0.0051557 | 0.020564 | 0.005158 | 3.8431e-06 | 2.329e-06 | 0.031336 | 0.031336 | 0.031336 | 0.97632 | -0.45608 | 0.97652 | -0.45216 | 8.6089
7 | -0.136 | -0.034386 | 0.13606 | 0.034421 | 5.4699e-05 | 3.4299e-05 | 0.2052 | 0.2052 | 0.2052 | 0.98677 | -0.25276 | 0.9872 | -0.24438 | 14.0932
8 | 0.017653 | 0.0044293 | -0.017647 | -0.0044259 | 5.6161e-06 | 3.3244e-06 | 0.026622 | 0.026622 | 0.026622 | 0.98677 | -0.25276 | 0.98642 | -0.25944 | 7.3137
9 | 0.10917 | 0.027654 | -0.10913 | -0.02763 | 3.9789e-05 | 2.4666e-05 | 0.16472 | 0.16472 | 0.16472 | 0.98677 | -0.25276 | 0.98637 | -0.26036 | 11.3135
10 | 0.0091852 | 0.0023029 | -0.0091825 | -0.0023017 | 2.6392e-06 | 1.2207e-06 | 0.013851 | 0.013851 | 0.013851 | 0.98677 | -0.25276 | 0.98646 | -0.2588 | 3.8053
11 | -0.13846 | -0.035023 | 0.13864 | 0.035136 | 0.00018032 | 0.00011315 | 0.20882 | 0.20882 | 0.20882 | 0.9872 | -0.24438 | 0.9886 | -0.21728 | 14.342
12 | 0.015839 | 0.0039727 | -0.015837 | -0.0039714 | 2.2998e-06 | 1.3347e-06 | 0.023894 | 0.023894 | 0.023894 | 0.98642 | -0.25944 | 0.98627 | -0.26249 | 6.5643
13 | 0.10564 | 0.026758 | -0.10551 | -0.026674 | 0.00013559 | 8.3879e-05 | 0.15947 | 0.15947 | 0.15947 | 0.98637 | -0.26036 | 0.98499 | -0.28712 | 10.9528
14 | 0.0034823 | 0.00087126 | -0.0034819 | -0.00087151 | 4.2123e-07 | -2.4997e-07 | 0.0052527 | 0.0052529 | 0.0052529 | 0.98637 | -0.26036 | 0.98624 | -0.2629 | 1.4431
15 | 0.0091825 | 0.0023017 | -0.0091811 | -0.002301 | 1.4805e-06 | 6.8488e-07 | 0.013851 | 0.013852 | 0.013852 | 0.98646 | -0.2588 | 0.98628 | -0.26218 | 3.8054
16 | -0.35786 | -0.091226 | 0.35947 | 0.092256 | 0.0016141 | 0.0010299 | 0.5362 | 0.5362 | 0.5362 | 0.99411 | -0.11174 | 0.99901 | -0.018748 | 36.8271
17 | 0.29882 | 0.076317 | -0.29816 | -0.075897 | 0.00065987 | 0.0004205 | 0.44779 | 0.44779 | 0.44779 | 0.99411 | -0.11174 | 0.99171 | -0.15753 | 30.755
18 | 0.059038 | 0.014909 | -0.058971 | -0.014866 | 6.6996e-05 | 4.2581e-05 | 0.08841 | 0.08841 | 0.08841 | 0.99411 | -0.11174 | 0.99288 | -0.13545 | 24.2885
19 | 0.10397 | 0.026489 | -0.10381 | -0.02639 | 0.00015492 | 9.8921e-05 | 0.15501 | 0.15501 | 0.15501 | 0.99901 | -0.018748 | 0.99738 | -0.049681 | 42.5862
20 | -0.46344 | -0.11874 | 0.46374 | 0.11894 | 0.00030138 | 0.00019253 | 0.69121 | 0.69121 | 0.69121 | 0.99901 | -0.018748 | 0.99972 | -0.0053391 | 47.4735
21 | 0.15434 | 0.039231 | -0.1542 | -0.039142 | 0.00014056 | 8.8521e-05 | 0.23177 | 0.23177 | 0.23177 | 0.99171 | -0.15753 | 0.99073 | -0.17646 | 15.9185
22 | 0.14382 | 0.036666 | -0.14365 | -0.036557 | 0.00017397 | 0.00010929 | 0.21602 | 0.21602 | 0.21602 | 0.99171 | -0.15753 | 0.9904 | -0.18262 | 14.8366
23 | 0.04856 | 0.012257 | -0.048522 | -0.012232 | 3.8013e-05 | 2.4081e-05 | 0.072806 | 0.072806 | 0.072806 | 0.99288 | -0.13545 | 0.99203 | -0.15181 | 20.0018
24 | -0.04652 | -0.01168 | 0.046558 | 0.011704 | 3.7582e-05 | 2.3803e-05 | 0.070895 | 0.070895 | 0.070895 | 0.97652 | -0.45216 | 0.97738 | -0.43524 | 19.4767
25 | 0.025957 | 0.0065225 | -0.025951 | -0.0065193 | 5.1982e-06 | 3.216e-06 | 0.039559 | 0.039559 | 0.039559 | 0.97652 | -0.45216 | 0.97631 | -0.45636 | 10.8678
26 | -0.048689 | -0.012238 | 0.048741 | 0.012271 | 5.1726e-05 | 3.279e-05 | 0.07414 | 0.07414 | 0.07414 | 0.97738 | -0.43524 | 0.97851 | -0.41302 | 20.3681
27 | 0.025951 | 0.0065193 | -0.025932 | -0.0065074 | 1.9108e-05 | 1.1822e-05 | 0.039559 | 0.039559 | 0.039559 | 0.97631 | -0.45636 | 0.97552 | -0.4718 | 10.8679
28 | 0.022508 | 0.0056511 | -0.022497 | -0.0056447 | 1.0448e-05 | 6.3872e-06 | 0.034206 | 0.034206 | 0.034206 | 0.97923 | -0.39901 | 0.97873 | -0.40875 | 9.3972
29 | -0.074151 | -0.018663 | 0.07435 | 0.01879 | 0.00019927 | 0.00012701 | 0.11271 | 0.11271 | 0.11271 | 0.97923 | -0.39901 | 0.9821 | -0.34295 | 30.9633
30 | 0.051643 | 0.013012 | -0.051609 | -0.01299 | 3.4572e-05 | 2.1938e-05 | 0.078501 | 0.078501 | 0.078501 | 0.97923 | -0.39901 | 0.97851 | -0.41302 | 21.5661
31 | 0.022497 | 0.0056447 | -0.022489 | -0.0056399 | 7.8439e-06 | 4.7955e-06 | 0.034206 | 0.034206 | 0.034206 | 0.97873 | -0.40875 | 0.97836 | -0.41606 | 9.3972
32 | -0.10618 | -0.026792 | 0.10646 | 0.02697 | 0.00027868 | 0.00017799 | 0.16094 | 0.16094 | 0.16094 | 0.9821 | -0.34295 | 0.98492 | -0.2883 | 44.2142
33 | 0.031829 | 0.0080022 | -0.031816 | -0.0079944 | 1.2565e-05 | 7.8593e-06 | 0.048234 | 0.048234 | 0.048234 | 0.9821 | -0.34295 | 0.98168 | -0.35122 | 13.251
34 | 0.020626 | 0.0051802 | -0.020606 | -0.0051685 | 1.9424e-05 | 1.1768e-05 | 0.031331 | 0.031331 | 0.031331 | 0.9797 | -0.39011 | 0.97869 | -0.40987 | 8.6075
35 | -0.020626 | -0.0051802 | 0.020635 | 0.005186 | 9.4765e-06 | 5.7406e-06 | 0.031331 | 0.031331 | 0.031331 | 0.9797 | -0.39011 | 0.98019 | -0.38049 | 8.6074
36 | 0.018472 | 0.0046336 | -0.018468 | -0.0046312 | 3.8826e-06 | 2.32e-06 | 0.028086 | 0.028086 | 0.028086 | 0.97869 | -0.40987 | 0.97847 | -0.41428 | 7.716
37 | -0.022659 | -0.0056932 | 0.022669 | 0.0056996 | 1.0476e-05 | 6.4072e-06 | 0.034403 | 0.034403 | 0.034403 | 0.98019 | -0.38049 | 0.98069 | -0.37081 | 9.4515
38 | -0.082194 | -0.020703 | 0.082249 | 0.020738 | 5.5721e-05 | 3.5541e-05 | 0.12475 | 0.12475 | 0.12475 | 0.98069 | -0.37081 | 0.98141 | -0.35664 | 34.2723
39 | 0.059524 | 0.015003 | -0.059469 | -0.014968 | 5.5408e-05 | 3.5233e-05 | 0.090348 | 0.090348 | 0.090348 | 0.98069 | -0.37081 | 0.97969 | -0.39028 | 24.8209
40 | -0.082249 | -0.020738 | 0.082421 | 0.020847 | 0.00017146 | 0.00010825 | 0.12475 | 0.12475 | 0.12475 | 0.98141 | -0.35664 | 0.98365 | -0.31318 | 17.1361
41 | 0.033365 | 0.0084206 | -0.033317 | -0.0083904 | 4.8178e-05 | 3.0206e-05 | 0.050698 | 0.050698 | 0.050698 | 0.97969 | -0.39028 | 0.97815 | -0.42048 | 13.9281
42 | 0.026104 | 0.0065474 | -0.026095 | -0.0065421 | 8.5535e-06 | 5.2916e-06 | 0.03965 | 0.03965 | 0.03965 | 0.97969 | -0.39028 | 0.97934 | -0.39716 | 10.8929
43 | 0.014215 | 0.0035628 | -0.014213 | -0.0035615 | 2.3832e-06 | 1.3538e-06 | 0.021599 | 0.021599 | 0.021599 | 0.97934 | -0.39716 | 0.97916 | -0.40068 | 5.9337
44 | 0.01188 | 0.0029793 | -0.011873 | -0.0029755 | 7.09e-06 | 3.808e-06 | 0.018051 | 0.018052 | 0.018052 | 0.97934 | -0.39716 | 0.9787 | -0.40969 | 4.9593
45 | 0.0054821 | 0.0013733 | -0.0054803 | -0.0013731 | 1.7937e-06 | 2.8142e-07 | 0.0083308 | 0.0083311 | 0.0083311 | 0.97916 | -0.40068 | 0.97881 | -0.40755 | 2.2888
46 | 0.0087306 | 0.0021881 | -0.0087272 | -0.0021866 | 3.444e-06 | 1.5483e-06 | 0.013268 | 0.013268 | 0.013268 | 0.97916 | -0.40068 | 0.97874 | -0.40896 | 3.6451
47 | 0.0066542 | 0.0016675 | -0.0066529 | -0.0016671 | 1.3144e-06 | 4.1099e-07 | 0.010117 | 0.010117 | 0.010117 | 0.9787 | -0.40969 | 0.97849 | -0.41383 | 2.7794
48 | -0.13864 | -0.035136 | 0.13872 | 0.035183 | 7.4788e-05 | 4.6926e-05 | 0.20882 | 0.20882 | 0.20882 | 0.9886 | -0.21728 | 0.98919 | -0.20606 | 14.3419
49 | -0.14356 | -0.036397 | 0.14361 | 0.036428 | 4.9427e-05 | 3.1053e-05 | 0.21611 | 0.2161 | 0.21611 | 0.98919 | -0.20606 | 0.98956 | -0.1989 | 14.8424
50 | 0.14365 | 0.036557 | -0.14329 | -0.036331 | 0.00035415 | 0.00022562 | 0.21602 | 0.21602 | 0.21602 | 0.9904 | -0.18262 | 0.98774 | -0.2339 | 29.6732
51 | 0.011083 | 0.0027794 | -0.011076 | -0.0027758 | 6.9528e-06 | 3.5991e-06 | 0.016697 | 0.016697 | 0.016697 | 0.98774 | -0.2339 | 0.98706 | -0.24707 | 4.5871
52 | 0.13221 | 0.033552 | -0.13206 | -0.033457 | 0.00014854 | 9.4939e-05 | 0.19932 | 0.19932 | 0.19932 | 0.98774 | -0.2339 | 0.98652 | -0.25729 | 54.7593
53 | 0.038292 | 0.0096644 | -0.038279 | -0.0096561 | 1.3086e-05 | 8.2424e-06 | 0.057872 | 0.057872 | 0.057872 | 0.98499 | -0.28794 | 0.98462 | -0.29508 | 15.8988
54 | -0.038292 | -0.0096644 | 0.038374 | 0.0097157 | 8.1457e-05 | 5.1305e-05 | 0.057872 | 0.057871 | 0.057872 | 0.98499 | -0.28794 | 0.98728 | -0.24363 | 15.8988
55 | 0.02703 | 0.006837 | -0.026997 | -0.0068164 | 3.3193e-05 | 2.0571e-05 | 0.040872 | 0.040872 | 0.040872 | 0.98462 | -0.29508 | 0.9833 | -0.32071 | 11.2287
56 | -0.062189 | -0.015692 | 0.062361 | 0.015801 | 0.00017156 | 0.00010913 | 0.093769 | 0.093769 | 0.093769 | 0.98728 | -0.24363 | 0.99025 | -0.18619 | 25.7607
57 | 0.023816 | 0.0059764 | -0.023797 | -0.0059647 | 1.9023e-05 | 1.1672e-05 | 0.035898 | 0.035898 | 0.035898 | 0.98728 | -0.24363 | 0.98642 | -0.26039 | 9.8621
58 | 0.0034819 | 0.00087151 | -0.0034805 | -0.0008723 | 1.3351e-06 | -7.9114e-07 | 0.0052529 | 0.0052535 | 0.0052535 | 0.98624 | -0.2629 | 0.98583 | -0.27095 | 1.4433
59 | -0.032827 | -0.0082467 | 0.032861 | 0.008268 | 3.4022e-05 | 2.1298e-05 | 0.049437 | 0.049437 | 0.049437 | 0.98819 | -0.22609 | 0.98931 | -0.20439 | 13.5816
60 | 0.032827 | 0.0082467 | -0.032811 | -0.0082367 | 1.6021e-05 | 1.003e-05 | 0.049437 | 0.049437 | 0.049437 | 0.98819 | -0.22609 | 0.98766 | -0.23632 | 13.5817
61 | -0.032861 | -0.008268 | 0.032877 | 0.0082782 | 1.6205e-05 | 1.0144e-05 | 0.049437 | 0.049437 | 0.049437 | 0.98931 | -0.20439 | 0.98984 | -0.19408 | 13.5816
62 | 0.028424 | 0.0071374 | -0.028401 | -0.0071231 | 2.291e-05 | 1.4236e-05 | 0.042829 | 0.042829 | 0.042829 | 0.98766 | -0.23632 | 0.98679 | -0.25323 | 11.7662
63 | -0.085144 | -0.021529 | 0.085186 | 0.021555 | 4.2213e-05 | 2.5639e-05 | 0.12887 | 0.12887 | 0.12887 | 0.98365 | -0.31318 | 0.98418 | -0.30285 | 8.8509
64 | 0.025932 | 0.0065074 | -0.025921 | -0.0065004 | 1.1425e-05 | 7.0692e-06 | 0.039559 | 0.039559 | 0.039559 | 0.97552 | -0.4718 | 0.97505 | -0.48104 | 10.8679
65 | 0.11634 | 0.029515 | -0.11617 | -0.029405 | 0.0001732 | 0.00011066 | 0.17562 | 0.17562 | 0.17562 | 0.98652 | -0.25729 | 0.98492 | -0.2883 | 48.246
66 | 0.015718 | 0.0039413 | -0.015712 | -0.003938 | 5.8384e-06 | 3.3831e-06 | 0.023709 | 0.023709 | 0.023709 | 0.98652 | -0.25729 | 0.98612 | -0.26508 | 6.5134
67 | 0.10094 | 0.02553 | -0.10092 | -0.025515 | 2.3996e-05 | 1.4798e-05 | 0.15258 | 0.15258 | 0.15258 | 0.98499 | -0.28712 | 0.98474 | -0.29207 | 10.4791
68 | 0.026997 | 0.0068164 | -0.026892 | -0.0067512 | 0.00010518 | 6.5192e-05 | 0.040872 | 0.040873 | 0.040873 | 0.9833 | -0.32071 | 0.97912 | -0.40236 | 11.2289
69 | 0.026892 | 0.0067512 | -0.026861 | -0.006732 | 3.0991e-05 | 1.9213e-05 | 0.040873 | 0.040873 | 0.040873 | 0.97912 | -0.40236 | 0.97789 | -0.42655 | 11.2289
70 | 0.030255 | 0.007623 | -0.030213 | -0.0075968 | 4.2078e-05 | 2.6266e-05 | 0.046041 | 0.046041 | 0.046041 | 0.97815 | -0.42048 | 0.97666 | -0.44959 | 12.6486
71 | 0.0023429 | 0.00058699 | -0.0023428 | -0.00058717 | 8.8148e-08 | -1.7922e-07 | 0.0035513 | 0.0035514 | 0.0035514 | 0.98168 | -0.35122 | 0.98164 | -0.35201 | 0.97565
72 | 0.029473 | 0.0074074 | -0.029445 | -0.0073899 | 2.8012e-05 | 1.7455e-05 | 0.044682 | 0.044683 | 0.044683 | 0.98168 | -0.35122 | 0.98066 | -0.37115 | 12.2754
73 | 0.022225 | 0.005574 | -0.022218 | -0.0055702 | 6.1888e-06 | 3.7819e-06 | 0.033918 | 0.033918 | 0.033918 | 0.97505 | -0.48104 | 0.97476 | -0.48689 | 9.3182
74 | 0.0073505 | 0.0018424 | -0.007349 | -0.0018418 | 1.4371e-06 | 5.2244e-07 | 0.011092 | 0.011092 | 0.011092 | 0.98612 | -0.26508 | 0.98591 | -0.26919 | 3.0472
75 | 0.0033425 | 0.00083758 | -0.0033424 | -0.00083767 | 1.4614e-07 | -9.2848e-08 | 0.0051038 | 0.0051039 | 0.0051039 | 0.9745 | -0.49188 | 0.97446 | -0.4928 | 1.4022
76 | -0.0033425 | -0.00083758 | 0.0033427 | 0.00083747 | 1.7965e-07 | -1.1418e-07 | 0.0051038 | 0.0051037 | 0.0051038 | 0.9745 | -0.49188 | 0.97456 | -0.49076 | 1.4021
77 | 0.002132 | 0.00053431 | -0.002132 | -0.00053433 | 7.8286e-09 | -1.9537e-08 | 0.0032552 | 0.0032553 | 0.0032553 | 0.97456 | -0.49076 | 0.97456 | -0.49083 | 0.8943
78 | -0.0054747 | -0.0013718 | 0.0054757 | 0.0013719 | 1.009e-06 | 1.6583e-07 | 0.008359 | 0.0083588 | 0.008359 | 0.97456 | -0.49076 | 0.97476 | -0.48689 | 2.2964
79 | -0.062361 | -0.015801 | 0.062448 | 0.015857 | 8.709e-05 | 5.5397e-05 | 0.093769 | 0.093769 | 0.093769 | 0.99025 | -0.18619 | 0.99176 | -0.15717 | 25.7607
80 | 0.012082 | 0.0030287 | -0.01208 | -0.0030275 | 2.3257e-06 | 1.2502e-06 | 0.018226 | 0.018226 | 0.018226 | 0.98642 | -0.26039 | 0.98621 | -0.26443 | 5.0072
81 | 0.022507 | 0.0056499 | -0.022486 | -0.0056367 | 2.1661e-05 | 1.3189e-05 | 0.033504 | 0.033504 | 0.033504 | 0.99972 | -0.0053391 | 0.99867 | -0.025537 | 9.2044
82 | -0.48625 | -0.12459 | 0.48638 | 0.12467 | 0.00012585 | 8.0411e-05 | 0.72472 | 0.72472 | 0.72472 | 0.99972 | -0.0053391 | 1 | 0 | 49.7746
83 | 0.012036 | 0.0030178 | -0.012031 | -0.0030154 | 4.5304e-06 | 2.4082e-06 | 0.017934 | 0.017934 | 0.017934 | 0.99867 | -0.025537 | 0.99826 | -0.033438 | 4.927
84 | 0.095409 | 0.024284 | -0.095257 | -0.024186 | 0.00015253 | 9.7358e-05 | 0.14247 | 0.14247 | 0.14247 | 0.99738 | -0.049681 | 0.99564 | -0.0829 | 39.1414
85 | 0.14812 | 0.03762 | -0.14797 | -0.037519 | 0.00015978 | 0.00010049 | 0.22265 | 0.22265 | 0.22265 | 0.99073 | -0.17646 | 0.98956 | -0.1989 | 15.2921
86 | -0.013649 | -0.0034212 | 0.013649 | 0.0034214 | 4.1385e-07 | 2.3277e-07 | 0.02077 | 0.02077 | 0.02077 | 0.97785 | -0.4262 | 0.97788 | -0.42557 | 5.706
87 | 0.012054 | 0.0030214 | -0.01205 | -0.0030196 | 3.3379e-06 | 1.8045e-06 | 0.018343 | 0.018343 | 0.018343 | 0.97785 | -0.4262 | 0.97755 | -0.43202 | 5.0392
88 | -0.016049 | -0.0040228 | 0.01605 | 0.0040237 | 1.6069e-06 | 9.3827e-07 | 0.024421 | 0.024421 | 0.024421 | 0.97788 | -0.42557 | 0.97799 | -0.42346 | 6.7091
89 | 0.010232 | 0.0025638 | -0.010231 | -0.0025635 | 7.3055e-07 | 3.6687e-07 | 0.015574 | 0.015574 | 0.015574 | 0.97755 | -0.43202 | 0.97747 | -0.43352 | 4.2787
90 | -0.022005 | -0.0055159 | 0.022013 | 0.0055206 | 7.7634e-06 | 4.7367e-06 | 0.033482 | 0.033482 | 0.033482 | 0.97799 | -0.42346 | 0.97836 | -0.41606 | 9.1983
91 | 0.0059552 | 0.0014921 | -0.0059543 | -0.0014919 | 8.7539e-07 | 2.0352e-07 | 0.0090607 | 0.0090608 | 0.0090608 | 0.97799 | -0.42346 | 0.97783 | -0.42655 | 2.4892
92 | 0.0045911 | 0.0011502 | -0.0045909 | -0.0011502 | 1.8822e-07 | -8.3376e-09 | 0.0069889 | 0.006989 | 0.006989 | 0.97747 | -0.43352 | 0.97743 | -0.43438 | 1.9201
93 | 0.0056399 | 0.0014133 | -0.0056394 | -0.0014132 | 4.207e-07 | 7.8486e-08 | 0.0085855 | 0.0085856 | 0.0085856 | 0.97747 | -0.43352 | 0.97739 | -0.43508 | 2.3587
94 | 0.0037169 | 0.00093117 | -0.0037164 | -0.00093141 | 5.8186e-07 | -2.3587e-07 | 0.0056562 | 0.0056564 | 0.0056564 | 0.97783 | -0.42655 | 0.97766 | -0.42984 | 1.5539
95 | 0.0038341 | 0.00096052 | -0.0038334 | -0.00096074 | 6.5879e-07 | -2.2456e-07 | 0.0058367 | 0.005837 | 0.005837 | 0.97743 | -0.43438 | 0.97725 | -0.43798 | 1.6036
96 | 0.0036489 | 0.00091431 | -0.0036488 | -0.00091434 | 7.1796e-08 | -3.1805e-08 | 0.0055551 | 0.0055551 | 0.0055551 | 0.97739 | -0.43508 | 0.97737 | -0.43549 | 1.5261
97 | 0.0036488 | 0.00091434 | -0.0036486 | -0.00091442 | 1.9634e-07 | -8.6957e-08 | 0.0055551 | 0.0055552 | 0.0055552 | 0.97737 | -0.43549 | 0.97732 | -0.43662 | 1.5261
98 | -0.073323 | -0.018582 | 0.073445 | 0.01866 | 0.00012216 | 7.7833e-05 | 0.11009 | 0.11009 | 0.11009 | 0.99176 | -0.15717 | 0.99357 | -0.12256 | 30.2433
99 | -0.038679 | -0.0097323 | 0.03872 | 0.0097585 | 4.1598e-05 | 2.6201e-05 | 0.058159 | 0.058159 | 0.058159 | 0.98984 | -0.19408 | 0.991 | -0.1716 | 15.9778
100 | -0.080771 | -0.020496 | 0.080926 | 0.020595 | 0.00015438 | 9.8436e-05 | 0.12106 | 0.12106 | 0.12106 | 0.99357 | -0.12256 | 0.99564 | -0.0829 | 33.2575
101 | 0.048522 | 0.012232 | -0.048476 | -0.012203 | 4.5913e-05 | 2.9087e-05 | 0.072806 | 0.072807 | 0.072807 | 0.99203 | -0.15181 | 0.991 | -0.1716 | 20.0018
102 | -0.010351 | -0.0025942 | 0.010353 | 0.0025953 | 2.135e-06 | 1.0689e-06 | 0.015623 | 0.015623 | 0.015623 | 0.98589 | -0.27093 | 0.98611 | -0.2666 | 4.292
103 | -0.020378 | -0.0051078 | 0.020391 | 0.0051156 | 1.2994e-05 | 7.8486e-06 | 0.03075 | 0.03075 | 0.03075 | 0.98611 | -0.2666 | 0.98679 | -0.25323 | 8.4479
104 | 0.027207 | 0.0068433 | -0.027173 | -0.0068226 | 3.3442e-05 | 2.0754e-05 | 0.041461 | 0.041461 | 0.041461 | 0.97666 | -0.44959 | 0.97535 | -0.47536 | 11.3903
105 | 0.028454 | 0.0071414 | -0.028439 | -0.0071324 | 1.4409e-05 | 8.9619e-06 | 0.043178 | 0.043178 | 0.043178 | 0.98066 | -0.37115 | 0.98012 | -0.38177 | 11.8621
106 | 0.0037331 | 0.00093518 | -0.0037324 | -0.00093544 | 6.4195e-07 | -2.5711e-07 | 0.005675 | 0.0056752 | 0.0056752 | 0.97881 | -0.40755 | 0.97863 | -0.41116 | 1.5591
107 | 0.0029603 | 0.00074125 | -0.00296 | -0.00074153 | 2.8358e-07 | -2.8768e-07 | 0.0045004 | 0.0045005 | 0.0045005 | 0.97874 | -0.40896 | 0.97864 | -0.41097 | 1.2364
108 | 0.0038868 | 0.00097385 | -0.0038863 | -0.000974 | 4.6863e-07 | -1.4933e-07 | 0.0059106 | 0.0059108 | 0.0059108 | 0.97849 | -0.41383 | 0.97836 | -0.41636 | 1.6238
109 | 0.016695 | 0.0041869 | -0.01669 | -0.004184 | 4.8279e-06 | 2.8391e-06 | 0.02539 | 0.02539 | 0.02539 | 0.97847 | -0.41428 | 0.97816 | -0.42035 | 6.9753
110 | -0.090092 | -0.022784 | 0.09011 | 0.022795 | 1.8109e-05 | 1.1061e-05 | 0.13629 | 0.13629 | 0.13629 | 0.98418 | -0.30285 | 0.9844 | -0.29866 | 9.3603
111 | 0.098746 | 0.024971 | -0.098739 | -0.024966 | 7.5929e-06 | 4.6746e-06 | 0.14929 | 0.14929 | 0.14929 | 0.98474 | -0.29207 | 0.98465 | -0.29368 | 10.2537
112 | 0.013278 | 0.0033302 | -0.013275 | -0.0033284 | 3.1894e-06 | 1.7709e-06 | 0.020034 | 0.020034 | 0.020034 | 0.98627 | -0.26249 | 0.98601 | -0.26753 | 5.5039
113 | 0.016743 | 0.0041982 | -0.01674 | -0.0041968 | 2.4351e-06 | 1.4346e-06 | 0.025559 | 0.025559 | 0.025559 | 0.97476 | -0.48689 | 0.9746 | -0.48994 | 7.0218
114 | 0.012852 | 0.0032223 | -0.012849 | -0.0032208 | 2.6282e-06 | 1.4553e-06 | 0.019623 | 0.019623 | 0.019623 | 0.9746 | -0.48994 | 0.97438 | -0.49423 | 5.3909
115 | -0.094741 | -0.023956 | 0.094742 | 0.023956 | 8.8256e-07 | 5.4152e-07 | 0.14329 | 0.14329 | 0.14329 | 0.9844 | -0.29866 | 0.98441 | -0.29847 | 9.8411
116 | -0.09673 | -0.024455 | 0.096752 | 0.024468 | 2.2231e-05 | 1.3664e-05 | 0.14629 | 0.14629 | 0.14629 | 0.98441 | -0.29847 | 0.98465 | -0.29368 | 10.0475
117 | 0.011378 | 0.0028529 | -0.011373 | -0.0028503 | 4.9683e-06 | 2.6068e-06 | 0.017171 | 0.017171 | 0.017171 | 0.98601 | -0.26753 | 0.98554 | -0.27669 | 4.7174
118 | -0.014722 | -0.00369 | 0.014724 | 0.0036914 | 2.4324e-06 | 1.3945e-06 | 0.0224 | 0.0224 | 0.0224 | 0.97798 | -0.42382 | 0.97816 | -0.42035 | 6.1538
119 | 0.010694 | 0.0026806 | -0.010694 | -0.0026804 | 3.1964e-07 | 1.6418e-07 | 0.016272 | 0.016272 | 0.016272 | 0.97798 | -0.42382 | 0.97795 | -0.42444 | 4.4703
120 | 0.0079198 | 0.0019851 | -0.0079183 | -0.0019845 | 1.4524e-06 | 5.9497e-07 | 0.012051 | 0.012051 | 0.012051 | 0.97795 | -0.42444 | 0.97776 | -0.42829 | 3.3106
121 | -0.01354 | -0.0033945 | 0.013542 | 0.0033956 | 1.9808e-06 | 1.1105e-06 | 0.020568 | 0.020568 | 0.020568 | 0.97961 | -0.39171 | 0.97977 | -0.38864 | 5.6504
122 | 0.01189 | 0.0029808 | -0.011886 | -0.0029789 | 3.5352e-06 | 1.8988e-06 | 0.01806 | 0.018061 | 0.018061 | 0.97961 | -0.39171 | 0.9793 | -0.39795 | 4.9617
123 | -0.027133 | -0.0068019 | 0.027142 | 0.0068074 | 8.8839e-06 | 5.51e-06 | 0.041209 | 0.041209 | 0.041209 | 0.97977 | -0.38864 | 0.98012 | -0.38177 | 11.3212
124 | 0.00296 | 0.00074153 | -0.0029599 | -0.00074159 | 5.607e-08 | -5.6865e-08 | 0.0045005 | 0.0045006 | 0.0045006 | 0.97864 | -0.41097 | 0.97862 | -0.41137 | 1.2364
125 | 0.00093289 | 0.00023357 | -0.00093288 | -0.0002338 | 1.4682e-08 | -2.351e-07 | 0.0014184 | 0.0014185 | 0.0014185 | 0.97862 | -0.41137 | 0.9786 | -0.4117 | 0.3897
126 | -0.022922 | -0.0057511 | 0.022939 | 0.0057614 | 1.6658e-05 | 1.0209e-05 | 0.035001 | 0.035001 | 0.035001 | 0.97458 | -0.49059 | 0.97535 | -0.47536 | 9.6157
127 | 0.020315 | 0.0050976 | -0.020309 | -0.0050944 | 5.2582e-06 | 3.1837e-06 | 0.031019 | 0.031019 | 0.031019 | 0.97458 | -0.49059 | 0.9743 | -0.49602 | 8.5218
128 | 0.017721 | 0.0044457 | -0.017717 | -0.0044432 | 4.1986e-06 | 2.4968e-06 | 0.027066 | 0.027066 | 0.027066 | 0.9743 | -0.49602 | 0.97405 | -0.50099 | 7.4358
129 | 0.016401 | 0.0041133 | -0.016398 | -0.0041118 | 2.6479e-06 | 1.5547e-06 | 0.025056 | 0.025056 | 0.025056 | 0.97405 | -0.50099 | 0.97388 | -0.50438 | 6.8835
130 | 0.013999 | 0.0035106 | -0.013994 | -0.0035076 | 5.2722e-06 | 2.9921e-06 | 0.021391 | 0.021391 | 0.021391 | 0.97388 | -0.50438 | 0.97348 | -0.51228 | 5.8767
131 | 0.010999 | 0.002757 | -0.010997 | -0.0027562 | 1.4579e-06 | 7.6206e-07 | 0.016813 | 0.016813 | 0.016813 | 0.97348 | -0.51228 | 0.97334 | -0.51506 | 4.6189
132 | 0.0087351 | 0.0021892 | -0.0087338 | -0.0021886 | 1.2642e-06 | 5.7418e-07 | 0.013354 | 0.013354 | 0.013354 | 0.97334 | -0.51506 | 0.97318 | -0.5181 | 3.6687
133 | 0.0068762 | 0.0017231 | -0.0068758 | -0.0017229 | 4.0135e-07 | 1.3657e-07 | 0.010514 | 0.010514 | 0.010514 | 0.97318 | -0.5181 | 0.97312 | -0.51933 | 2.8884
134 | 0.0048729 | 0.0012209 | -0.0048713 | -0.0012209 | 1.5794e-06 | 6.8737e-08 | 0.0074511 | 0.0074515 | 0.0074515 | 0.97312 | -0.51933 | 0.97278 | -0.52613 | 2.0471
135 | -0.0055435 | -0.0013893 | 0.0055442 | 0.0013895 | 7.1576e-07 | 1.2696e-07 | 0.0084699 | 0.0084698 | 0.0084699 | 0.9739 | -0.50377 | 0.97404 | -0.50106 | 2.3269
136 | 0.0035932 | 0.00090046 | -0.0035931 | -0.00090051 | 1.0295e-07 | -4.7513e-08 | 0.0054892 | 0.0054892 | 0.0054892 | 0.97404 | -0.50106 | 0.97401 | -0.50167 | 1.508
137 | -0.0091374 | -0.0022899 | 0.0091404 | 0.0022913 | 2.9753e-06 | 1.3972e-06 | 0.013959 | 0.013959 | 0.013959 | 0.97404 | -0.50106 | 0.97438 | -0.49423 | 3.8349
138 | 0.0037089 | 0.00092952 | -0.0037089 | -0.00092953 | 1.5314e-08 | -6.0549e-09 | 0.0056639 | 0.0056639 | 0.0056639 | 0.97438 | -0.49423 | 0.97438 | -0.49432 | 1.556

## res_trafo
| p_hv_mw | q_hv_mvar | p_lv_mw | q_lv_mvar | pl_mw | ql_mvar | i_hv_ka | i_lv_ka | vm_hv_pu | va_hv_degree | vm_lv_pu | va_lv_degree | loading_percent
0 | -1.2729e-15 | -1.3162e-15 | 0.00165 | 1.2699e-07 | 0.00165 | 1.2699e-07 | 5.2857e-17 | 0.0023815 | 0.99998 | 149.9956 | 1 | 0 | 0.2619

## res_ext_grid
| p_mw | q_mvar
0 | 0.49911 | 0.12745

## res_load
| p_mw | q_mvar
0 | 0.0040347 | 0.0010112
1 | 0.0039735 | 0.00099585
2 | 0.0040162 | 0.0010065
3 | 0.001531 | 0.0003837
4 | 0.0054325 | 0.0013615
5 | 0.0015609 | 0.00039121
6 | 0.0024028 | 0.0006022
7 | 0.0018084 | 0.00045323
8 | 0.010412 | 0.0026094
9 | 0.0021314 | 0.00053418
10 | 0.0028678 | 0.00071873
11 | 0.0021342 | 0.00053489
12 | 0.0020239 | 0.00050725
13 | 0.0052189 | 0.001308
14 | 0.0048442 | 0.0012141
15 | 0.011249 | 0.0028192
16 | 0.0034805 | 0.0008723
17 | 0.0043864 | 0.0010993
18 | 0.0027229 | 0.00068243
19 | 0.011076 | 0.0027758
20 | 0.0045659 | 0.0011443
21 | 0.026861 | 0.006732
22 | 0.0030617 | 0.00076734
23 | 0.009714 | 0.0024345
24 | 0.0036964 | 0.00092641
25 | 0.0083616 | 0.0020956
26 | 0.0033424 | 0.00083767
27 | 0.011715 | 0.002936
28 | 0.01045 | 0.0026189
29 | 0.011083 | 0.0027776
30 | 0.0091811 | 0.002301
31 | 0.0084047 | 0.0021064
32 | 0.0060732 | 0.0015221
33 | 0.001595 | 0.00039975
34 | 0.0023997 | 0.00060141
35 | 0.0018186 | 0.00045578
36 | 0.00047607 | 0.00011931
37 | 0.0022373 | 0.00056073
38 | 0.00075688 | 0.00018969
39 | 0.0019906 | 0.00049888
40 | 0.0037164 | 0.00093141
41 | 0.0038334 | 0.00096074
42 | 0.01208 | 0.0030275
43 | 0.010875 | 0.0027256
44 | 0.0058021 | 0.0014542
45 | 0.0073259 | 0.001836
46 | 0.012031 | 0.0030154
47 | 0.010351 | 0.0025942
48 | 0.010025 | 0.0025125
49 | 0.007349 | 0.0018418
50 | 0.0030063 | 0.00075344
51 | 0.0023428 | 0.00058717
52 | 0.00099172 | 0.00024855
53 | 0.014331 | 0.0035916
54 | 0.0017472 | 0.00043788
55 | 0.0057669 | 0.0014453
56 | 0.0027661 | 0.00069326
57 | 0.0043547 | 0.0010914
58 | 0.0017731 | 0.00044438
59 | 0.0049056 | 0.0012295
60 | 0.0021721 | 0.00054438
61 | 0.0025584 | 0.00064121
62 | 0.0080101 | 0.0020075
63 | 0.0038883 | 0.00097451
64 | 0.002132 | 0.00053433
65 | 0.0046313 | 0.0011607
66 | 0.0019882 | 0.0004983
67 | 0.0019864 | 0.00049783
68 | 0.0018972 | 0.00047547
69 | 0.011373 | 0.0028503
70 | 0.0097551 | 0.0024449
71 | 0.0036486 | 0.00091442
72 | 0.0040275 | 0.0010094
73 | 0.0019657 | 0.00049264
74 | 0.0027743 | 0.0006953
75 | 0.0079183 | 0.0019845
76 | 0.0016505 | 0.00041366
77 | 0.013591 | 0.0034063
78 | 0.011886 | 0.0029789
79 | 0.0012967 | 0.00032499
80 | 0.002027 | 0.00050802
81 | 0.00093288 | 0.0002338
82 | 0.0037324 | 0.00093544
83 | 0.0038863 | 0.000974
84 | 0.0026078 | 0.00065357
85 | 0.0042343 | 0.0010612
86 | 0.0025885 | 0.00064873
87 | 0.001316 | 0.00032983
88 | 0.0023986 | 0.00060115
89 | 0.0029952 | 0.00075068
90 | 0.0022624 | 0.000567
91 | 0.0018576 | 0.00046556
92 | 0.0020029 | 0.00050198
93 | 0.0048713 | 0.0012209
94 | 0.0055435 | 0.0013893
95 | 0.0035931 | 0.00090051
96 | 0.0037089 | 0.00092953

## dtypes
| element | column | dtype
0 | bus | name | object
1 | bus | vn_kv | float64
2 | bus | type | object
3 | bus | zone | object
4 | bus | in_service | bool
5 | load | name | object
6 | load | bus | uint32
7 | load | p_mw | float64
8 | load | q_mvar | float64
9 | load | const_z_percent | float64
10 | load | const_i_percent | float64
11 | load | sn_mva | float64
12 | load | scaling | float64
13 | load | in_service | bool
14 | load | type | object
15 | ext_grid | name | object
16 | ext_grid | bus | uint32
17 | ext_grid | vm_pu | float64
18 | ext_grid | va_degree | float64
19 | ext_grid | slack_weight | float64
20 | ext_grid | in_service | bool
21 | line | name | object
22 | line | std_type | object
23 | line | from_bus | uint32
24 | line | to_bus | uint32
25 | line | length_km | float64
26 | line | r_ohm_per_km | float64
27 | line | x_ohm_per_km | float64
28 | line | c_nf_per_km | float64
29 | line | g_us_per_km | float64
30 | line | max_i_ka | float64
31 | line | df | float64
32 | line | parallel | uint32
33 | line | type | object
34 | line | in_service | bool
35 | trafo | name | object
36 | trafo | std_type | object
37 | trafo | hv_bus | uint32
38 | trafo | lv_bus | uint32
39 | trafo | sn_mva | float64
40 | trafo | vn_hv_kv | float64
41 | trafo | vn_lv_kv | float64
42 | trafo | vk_percent | float64
43 | trafo | vkr_percent | float64
44 | trafo | pfe_kw | float64
45 | trafo | i0_percent | float64
46 | trafo | shift_degree | float64
47 | trafo | tap_side | object
48 | trafo | tap_neutral | int32
49 | trafo | tap_min | int32
50 | trafo | tap_max | int32
51 | trafo | tap_step_percent | float64
52 | trafo | tap_step_degree | float64
53 | trafo | tap_pos | int32
54 | trafo | tap_phase_shifter | bool
55 | trafo | parallel | uint32
56 | trafo | df | float64
57 | trafo | in_service | bool
58 | line_geodata | coords | object
59 | bus_geodata | x | float64
60 | bus_geodata | y | float64
61 | bus_geodata | coords | object
62 | res_bus | vm_pu | float64
63 | res_bus | va_degree | float64
64 | res_bus | p_mw | float64
65 | res_bus | q_mvar | float64
66 | res_line | p_from_mw | float64
67 | res_line | q_from_mvar | float64
68 | res_line | p_to_mw | float64
69 | res_line | q_to_mvar | float64
70 | res_line | pl_mw | float64
71 | res_line | ql_mvar | float64
72 | res_line | i_from_ka | float64
73 | res_line | i_to_ka | float64
74 | res_line | i_ka | float64
75 | res_line | vm_from_pu | float64
76 | res_line | va_from_degree | float64
77 | res_line | vm_to_pu | float64
78 | res_line | va_to_degree | float64
79 | res_line | loading_percent | float64
80 | res_trafo | p_hv_mw | float64
81 | res_trafo | q_hv_mvar | float64
82 | res_trafo | p_lv_mw | float64
83 | res_trafo | q_lv_mvar | float64
84 | res_trafo | pl_mw | float64
85 | res_trafo | ql_mvar | float64
86 | res_trafo | i_hv_ka | float64
87 | res_trafo | i_lv_ka | float64
88 | res_trafo | vm_hv_pu | float64
89 | res_trafo | va_hv_degree | float64
90 | res_trafo | vm_lv_pu | float64
91 | res_trafo | va_lv_degree | float64
92 | res_trafo | loading_percent | float64
93 | res_ext_grid | p_mw | float64
94 | res_ext_grid | q_mvar | float64
95 | res_load | p_mw | float64
96 | res_load | q_mvar | float64

## parameters
| version | format_version | converged | OPF_converged | name | f_hz | sn_mva
0 | 2.14.6 | 2.14.0 | TRUE | FALSE |  | 50 | 1