## bus
| name | vn_kv | type | zone | in_service
0 | bus_LV_1059-1_0_5_node_0 | 0.4 | n |  | TRUE
1 | bus_LV_1059-1_0_5_node_2 | 0.4 | n |  | TRUE
2 | bus_LV_1059-1_0_5_node_3 | 0.4 | n |  | TRUE
3 | bus_LV_1059-1_0_5_node_12 | 0.4 | n |  | TRUE
4 | bus_LV_1059-1_0_5_node_120 | 0.4 | n |  | TRUE
5 | bus_LV_1059-1_0_5_node_4 | 0.4 | n |  | TRUE
6 | bus_LV_1059-1_0_5_node_5 | 0.4 | n |  | TRUE
7 | bus_LV_1059-1_0_5_node_44 | 0.4 | n |  | TRUE
8 | bus_LV_1059-1_0_5_node_91 | 0.4 | n |  | TRUE
9 | bus_LV_1059-1_0_5_node_6 | 0.4 | n |  | TRUE
10 | bus_LV_1059-1_0_5_node_117 | 0.4 | n |  | TRUE
11 | bus_LV_1059-1_0_5_node_13 | 0.4 | n |  | TRUE
12 | bus_LV_1059-1_0_5_node_7 | 0.4 | n |  | TRUE
13 | bus_LV_1059-1_0_5_node_122 | 0.4 | n |  | TRUE
14 | bus_LV_1059-1_0_5_node_121 | 0.4 | n |  | TRUE
15 | bus_LV_1059-1_0_5_node_8 | 0.4 | n |  | TRUE
16 | bus_LV_1059-1_0_5_node_116 | 0.4 | n |  | TRUE
17 | bus_LV_1059-1_0_5_node_128 | 0.4 | n |  | TRUE
18 | bus_LV_1059-1_0_5_node_39 | 0.4 | n |  | TRUE
19 | bus_LV_1059-1_0_5_node_127 | 0.4 | n |  | TRUE
20 | bus_LV_1059-1_0_5_node_41 | 0.4 | n |  | TRUE
21 | bus_LV_1059-1_0_5_node_38 | 0.4 | n |  | TRUE
22 | bus_LV_1059-1_0_5_node_45 | 0.4 | n |  | TRUE
23 | bus_LV_1059-1_0_5_node_115 | 0.4 | n |  | TRUE
24 | bus_LV_1059-1_0_5_node_89 | 0.4 | n |  | TRUE
25 | bus_LV_1059-1_0_5_node_51 | 0.4 | n |  | TRUE
26 | bus_LV_1059-1_0_5_node_52 | 0.4 | n |  | TRUE
27 | bus_LV_1059-1_0_5_node_46 | 0.4 | n |  | TRUE
28 | bus_LV_1059-1_0_5_node_62 | 0.4 | n |  | TRUE
29 | bus_LV_1059-1_0_5_node_42 | 0.4 | n |  | TRUE
30 | bus_LV_1059-1_0_5_node_125 | 0.4 | n |  | TRUE
31 | bus_LV_1059-1_0_5_node_14 | 0.4 | n |  | TRUE
32 | bus_LV_1059-1_0_5_node_15 | 0.4 | n |  | TRUE
33 | bus_LV_1059-1_0_5_node_17 | 0.4 | n |  | TRUE
34 | bus_LV_1059-1_0_5_node_16 | 0.4 | n |  | TRUE
35 | bus_LV_1059-1_0_5_node_18 | 0.4 | n |  | TRUE
36 | bus_LV_1059-1_0_5_node_19 | 0.4 | n |  | TRUE
37 | bus_LV_1059-1_0_5_node_21 | 0.4 | n |  | TRUE
38 | bus_LV_1059-1_0_5_node_94 | 0.4 | n |  | TRUE
39 | bus_LV_1059-1_0_5_node_103 | 0.4 | n |  | TRUE
40 | bus_LV_1059-1_0_5_node_20 | 0.4 | n |  | TRUE
41 | bus_LV_1059-1_0_5_node_95 | 0.4 | n |  | TRUE
42 | bus_LV_1059-1_0_5_node_101 | 0.4 | n |  | TRUE
43 | bus_LV_1059-1_0_5_node_22 | 0.4 | n |  | TRUE
44 | bus_LV_1059-1_0_5_node_23 | 0.4 | n |  | TRUE
45 | bus_LV_1059-1_0_5_node_24 | 0.4 | n |  | TRUE
46 | bus_LV_1059-1_0_5_node_25 | 0.4 | n |  | TRUE
47 | bus_LV_1059-1_0_5_node_27 | 0.4 | n |  | TRUE
48 | bus_LV_1059-1_0_5_node_63 | 0.4 | n |  | TRUE
49 | bus_LV_1059-1_0_5_node_26 | 0.4 | n |  | TRUE
50 | bus_LV_1059-1_0_5_node_28 | 0.4 | n |  | TRUE
51 | bus_LV_1059-1_0_5_node_119 | 0.4 | n |  | TRUE
52 | bus_LV_1059-1_0_5_node_53 | 0.4 | n |  | TRUE
53 | bus_LV_1059-1_0_5_node_80 | 0.4 | n |  | TRUE
54 | bus_LV_1059-1_0_5_node_134 | 0.4 | n |  | TRUE
55 | bus_LV_1059-1_0_5_node_132 | 0.4 | n |  | TRUE
56 | bus_LV_1059-1_0_5_node_64 | 0.4 | n |  | TRUE
57 | bus_LV_1059-1_0_5_node_92 | 0.4 | n |  | TRUE
58 | bus_LV_1059-1_0_5_node_93 | 0.4 | n |  | TRUE
59 | bus_LV_1059-1_0_5_node_85 | 0.4 | n |  | TRUE
60 | bus_LV_1059-1_0_5_node_118 | 0.4 | n |  | TRUE
61 | bus_LV_1059-1_0_5_node_81 | 0.4 | n |  | TRUE
62 | bus_LV_1059-1_0_5_node_130 | 0.4 | n |  | TRUE
63 | bus_LV_1059-1_0_5_node_141 | 0.4 | n |  | TRUE
64 | bus_LV_1059-1_0_5_node_142 | 0.4 | n |  | TRUE
65 | bus_LV_1059-1_0_5_node_140 | 0.4 | n |  | TRUE
66 | bus_LV_1059-1_0_5_node_108 | 0.4 | n |  | TRUE
67 | bus_LV_1059-1_0_5_node_69 | 0.4 | n |  | TRUE
68 | bus_LV_1059-1_0_5_node_67 | 0.4 | n |  | TRUE
69 | bus_LV_1059-1_0_5_node_31 | 0.4 | n |  | TRUE
70 | bus_LV_1059-1_0_5_node_32 | 0.4 | n |  | TRUE
71 | bus_LV_1059-1_0_5_node_33 | 0.4 | n |  | TRUE
72 | bus_LV_1059-1_0_5_node_34 | 0.4 | n |  | TRUE
73 | bus_LV_1059-1_0_5_node_35 | 0.4 | n |  | TRUE
74 | bus_LV_1059-1_0_5_node_37 | 0.4 | n |  | TRUE
75 | bus_LV_1059-1_0_5_node_90 | 0.4 | n |  | TRUE
76 | bus_LV_1059-1_0_5_node_98 | 0.4 | n |  | TRUE
77 | bus_LV_1059-1_0_5_node_68 | 0.4 | n |  | TRUE
78 | bus_LV_1059-1_0_5_node_109 | 0.4 | n |  | TRUE
79 | bus_LV_1059-1_0_5_node_36 | 0.4 | n |  | TRUE
80 | bus_LV_1059-1_0_5_node_60 | 0.4 | n |  | TRUE
81 | bus_LV_1059-1_0_5_node_99 | 0.4 | n |  | TRUE
82 | bus_LV_1059-1_0_5_node_97 | 0.4 | n |  | TRUE
83 | bus_LV_1059-1_0_5_node_70 | 0.4 | n |  | TRUE
84 | bus_LV_1059-1_0_5_node_66 | 0.4 | n |  | TRUE
85 | bus_LV_1059-1_0_5_node_61 | 0.4 | n |  | TRUE
86 | bus_LV_1059-1_0_5_node_40 | 0.4 | n |  | TRUE
87 | bus_LV_1059-1_0_5_node_43 | 0.4 | n |  | TRUE
88 | bus_LV_1059-1_0_5_node_47 | 0.4 | n |  | TRUE
89 | bus_LV_1059-1_0_5_node_48 | 0.4 | n |  | TRUE
90 | bus_LV_1059-1_0_5_node_49 | 0.4 | n |  | TRUE
91 | bus_LV_1059-1_0_5_node_50 | 0.4 | n |  | TRUE
92 | bus_LV_1059-1_0_5_node_54 | 0.4 | n |  | TRUE
93 | bus_LV_1059-1_0_5_node_55 | 0.4 | n |  | TRUE
94 | bus_LV_1059-1_0_5_node_56 | 0.4 | n |  | TRUE
95 | bus_LV_1059-1_0_5_node_57 | 0.4 | n |  | TRUE
96 | bus_LV_1059-1_0_5_node_58 | 0.4 | n |  | TRUE
97 | bus_LV_1059-1_0_5_node_59 | 0.4 | n |  | TRUE
98 | bus_LV_1059-1_0_5_node_139 | 0.4 | n |  | TRUE
99 | bus_LV_1059-1_0_5_node_137 | 0.4 | n |  | TRUE
100 | bus_LV_1059-1_0_5_node_65 | 0.4 | n |  | TRUE
101 | bus_LV_1059-1_0_5_node_102 | 0.4 | n |  | TRUE
102 | bus_LV_1059-1_0_5_node_104 | 0.4 | n |  | TRUE
103 | bus_LV_1059-1_0_5_node_100 | 0.4 | n |  | TRUE
104 | bus_LV_1059-1_0_5_node_71 | 0.4 | n |  | TRUE
105 | bus_LV_1059-1_0_5_node_72 | 0.4 | n |  | TRUE
106 | bus_LV_1059-1_0_5_node_73 | 0.4 | n |  | TRUE
107 | bus_LV_1059-1_0_5_node_74 | 0.4 | n |  | TRUE
108 | bus_LV_1059-1_0_5_node_75 | 0.4 | n |  | TRUE
109 | bus_LV_1059-1_0_5_node_76 | 0.4 | n |  | TRUE
110 | bus_LV_1059-1_0_5_node_107 | 0.4 | n |  | TRUE
111 | bus_LV_1059-1_0_5_node_83 | 0.4 | n |  | TRUE
112 | bus_LV_1059-1_0_5_node_105 | 0.4 | n |  | TRUE
113 | bus_LV_1059-1_0_5_node_84 | 0.4 | n |  | TRUE
114 | bus_LV_1059-1_0_5_node_106 | 0.4 | n |  | TRUE
115 | bus_LV_1059-1_0_5_node_77 | 0.4 | n |  | TRUE
116 | bus_LV_1059-1_0_5_node_78 | 0.4 | n |  | TRUE
117 | bus_LV_1059-1_0_5_node_79 | 0.4 | n |  | TRUE
118 | bus_LV_1059-1_0_5_node_82 | 0.4 | n |  | TRUE
119 | bus_LV_1059-1_0_5_node_135 | 0.4 | n |  | TRUE
120 | bus_LV_1059-1_0_5_node_138 | 0.4 | n |  | TRUE
121 | bus_LV_1059-1_0_5_node_86 | 0.4 | n |  | TRUE
122 | bus_LV_1059-1_0_5_node_113 | 0.4 | n |  | TRUE
123 | bus_LV_1059-1_0_5_node_114 | 0.4 | n |  | TRUE
124 | bus_LV_1059-1_0_5_node_87 | 0.4 | n |  | TRUE
125 | bus_LV_1059-1_0_5_node_88 | 0.4 | n |  | TRUE
126 | bus_LV_1059-1_0_5_node_111 | 0.4 | n |  | TRUE
127 | bus_LV_1059-1_0_5_node_112 | 0.4 | n |  | TRUE
128 | bus_LV_1059-1_0_5_node_96 | 0.4 | n |  | TRUE
129 | bus_LV_1059-1_0_5_node_110 | 0.4 | n |  | TRUE
130 | bus_LV_1059-1_0_5_node_143 | 0.4 | n |  | TRUE
131 | bus_LV_1059-1_0_5_node_123 | 0.4 | n |  | TRUE
132 | bus_LV_1059-1_0_5_node_124 | 0.4 | n |  | TRUE
133 | bus_LV_1059-1_0_5_node_126 | 0.4 | n |  | TRUE
134 | bus_LV_1059-1_0_5_node_129 | 0.4 | n |  | TRUE
135 | bus_LV_1059-1_0_5_node_131 | 0.4 | n |  | TRUE
136 | bus_LV_1059-1_0_5_node_133 | 0.4 | n |  | TRUE
137 | bus_LV_1059-1_0_5_node_136 | 0.4 | n |  | TRUE
138 | bus_MV_23_0_node_176 | 20 | n |  | TRUE

## load
| name | bus | p_mw | q_mvar | const_z_percent | const_i_percent | sn_mva | scaling | in_service | type
0 | LV_1059-1_0_5_load_0 | 0 | 0.009139 | 0.0022905 | 0 | 0 |  | 1 | TRUE | wye
1 | LV_1059-1_0_5_load_120 | 4 | 0.0080304 | 0.0020126 | 0 | 0 |  | 1 | TRUE | wye
2 | LV_1059-1_0_5_load_44 | 7 | 0.0016827 | 0.00042172 | 0 | 0 |  | 1 | TRUE | wye
3 | LV_1059-1_0_5_load_117 | 10 | 0.0083084 | 0.0020823 | 0 | 0 |  | 1 | TRUE | wye
4 | LV_1059-1_0_5_load_122 | 13 | 0.00057991 | 0.00014534 | 0 | 0 |  | 1 | TRUE | wye
5 | LV_1059-1_0_5_load_121 | 14 | 0.00026793 | 6.715e-05 | 0 | 0 |  | 1 | TRUE | wye
6 | LV_1059-1_0_5_load_116 | 16 | 0.017914 | 0.0044897 | 0 | 0 |  | 1 | TRUE | wye
7 | LV_1059-1_0_5_load_128 | 17 | 0.00054367 | 0.00013626 | 0 | 0 |  | 1 | TRUE | wye
8 | LV_1059-1_0_5_load_127 | 19 | 0.0021322 | 0.00053439 | 0 | 0 |  | 1 | TRUE | wye
9 | LV_1059-1_0_5_load_38 | 21 | 0.00088598 | 0.00022205 | 0 | 0 |  | 1 | TRUE | wye
10 | LV_1059-1_0_5_load_45 | 22 | 0.0054313 | 0.0013612 | 0 | 0 |  | 1 | TRUE | wye
11 | LV_1059-1_0_5_load_115 | 23 | 0.0019345 | 0.00048484 | 0 | 0 |  | 1 | TRUE | wye
12 | LV_1059-1_0_5_load_51 | 25 | 0.027529 | 0.0068994 | 0 | 0 |  | 1 | TRUE | wye
13 | LV_1059-1_0_5_load_52 | 26 | 0.017979 | 0.0045059 | 0 | 0 |  | 1 | TRUE | wye
14 | LV_1059-1_0_5_load_42 | 29 | 0.0019573 | 0.00049056 | 0 | 0 |  | 1 | TRUE | wye
15 | LV_1059-1_0_5_load_14 | 31 | 0.0024706 | 0.00061919 | 0 | 0 |  | 1 | TRUE | wye
16 | LV_1059-1_0_5_load_15 | 32 | 0.0022351 | 0.00056016 | 0 | 0 |  | 1 | TRUE | wye
17 | LV_1059-1_0_5_load_17 | 33 | 0.0029064 | 0.00072842 | 0 | 0 |  | 1 | TRUE | wye
18 | LV_1059-1_0_5_load_18 | 35 | 0.0025338 | 0.00063502 | 0 | 0 |  | 1 | TRUE | wye
19 | LV_1059-1_0_5_load_19 | 36 | 0.0015485 | 0.00038809 | 0 | 0 |  | 1 | TRUE | wye
20 | LV_1059-1_0_5_load_21 | 37 | 0.0031361 | 0.00078599 | 0 | 0 |  | 1 | TRUE | wye
21 | LV_1059-1_0_5_load_94 | 38 | 0.0011178 | 0.00028016 | 0 | 0 |  | 1 | TRUE | wye
22 | LV_1059-1_0_5_load_103 | 39 | 0.0028488 | 0.00071397 | 0 | 0 |  | 1 | TRUE | wye
23 | LV_1059-1_0_5_load_20 | 40 | 0.0037215 | 0.0009327 | 0 | 0 |  | 1 | TRUE | wye
24 | LV_1059-1_0_5_load_95 | 41 | 0.0024942 | 0.00062511 | 0 | 0 |  | 1 | TRUE | wye
25 | LV_1059-1_0_5_load_101 | 42 | 0.0019 | 0.00047617 | 0 | 0 |  | 1 | TRUE | wye
26 | LV_1059-1_0_5_load_23 | 44 | 0.0025302 | 0.00063412 | 0 | 0 |  | 1 | TRUE | wye
27 | LV_1059-1_0_5_load_63 | 48 | 0.0028077 | 0.00070368 | 0 | 0 |  | 1 | TRUE | wye
28 | LV_1059-1_0_5_load_119 | 51 | 0.0022478 | 0.00056334 | 0 | 0 |  | 1 | TRUE | wye
29 | LV_1059-1_0_5_load_53 | 52 | 0.0032935 | 0.00082544 | 0 | 0 |  | 1 | TRUE | wye
30 | LV_1059-1_0_5_load_80 | 53 | 0.003252 | 0.00081504 | 0 | 0 |  | 1 | TRUE | wye
31 | LV_1059-1_0_5_load_134 | 54 | 0.001875 | 0.00046992 | 0 | 0 |  | 1 | TRUE | wye
32 | LV_1059-1_0_5_load_132 | 55 | 0.0018755 | 0.00047005 | 0 | 0 |  | 1 | TRUE | wye
33 | LV_1059-1_0_5_load_64 | 56 | 0.0018208 | 0.00045632 | 0 | 0 |  | 1 | TRUE | wye
34 | LV_1059-1_0_5_load_85 | 59 | 0.0028508 | 0.00071448 | 0 | 0 |  | 1 | TRUE | wye
35 | LV_1059-1_0_5_load_118 | 60 | 0.004772 | 0.001196 | 0 | 0 |  | 1 | TRUE | wye
36 | LV_1059-1_0_5_load_81 | 61 | 0.0016048 | 0.0004022 | 0 | 0 |  | 1 | TRUE | wye
37 | LV_1059-1_0_5_load_130 | 62 | 0.0050153 | 0.001257 | 0 | 0 |  | 1 | TRUE | wye
38 | LV_1059-1_0_5_load_141 | 63 | 0.0013922 | 0.00034891 | 0 | 0 |  | 1 | TRUE | wye
39 | LV_1059-1_0_5_load_142 | 64 | 0.0013922 | 0.00034892 | 0 | 0 |  | 1 | TRUE | wye
40 | LV_1059-1_0_5_load_140 | 65 | 0.0016235 | 0.00040688 | 0 | 0 |  | 1 | TRUE | wye
41 | LV_1059-1_0_5_load_108 | 66 | 0.0016221 | 0.00040653 | 0 | 0 |  | 1 | TRUE | wye
42 | LV_1059-1_0_5_load_69 | 67 | 0.003118 | 0.00078143 | 0 | 0 |  | 1 | TRUE | wye
43 | LV_1059-1_0_5_load_67 | 68 | 0.0057123 | 0.0014316 | 0 | 0 |  | 1 | TRUE | wye
44 | LV_1059-1_0_5_load_31 | 69 | 0.046241 | 0.011589 | 0 | 0 |  | 1 | TRUE | wye
45 | LV_1059-1_0_5_load_37 | 74 | 0.037633 | 0.0094318 | 0 | 0 |  | 1 | TRUE | wye
46 | LV_1059-1_0_5_load_90 | 75 | 0.0018315 | 0.00045903 | 0 | 0 |  | 1 | TRUE | wye
47 | LV_1059-1_0_5_load_109 | 78 | 0.031148 | 0.0078065 | 0 | 0 |  | 1 | TRUE | wye
48 | LV_1059-1_0_5_load_36 | 79 | 0.044046 | 0.011039 | 0 | 0 |  | 1 | TRUE | wye
49 | LV_1059-1_0_5_load_99 | 81 | 0.002798 | 0.00070124 | 0 | 0 |  | 1 | TRUE | wye
50 | LV_1059-1_0_5_load_97 | 82 | 0.0033308 | 0.00083478 | 0 | 0 |  | 1 | TRUE | wye
51 | LV_1059-1_0_5_load_70 | 83 | 0.003996 | 0.0010015 | 0 | 0 |  | 1 | TRUE | wye
52 | LV_1059-1_0_5_load_66 | 84 | 0.0053533 | 0.0013417 | 0 | 0 |  | 1 | TRUE | wye
53 | LV_1059-1_0_5_load_61 | 85 | 0.018393 | 0.0046098 | 0 | 0 |  | 1 | TRUE | wye
54 | LV_1059-1_0_5_load_40 | 86 | 0.0012568 | 0.00031499 | 0 | 0 |  | 1 | TRUE | wye
55 | LV_1059-1_0_5_load_43 | 87 | 0.001057 | 0.00026491 | 0 | 0 |  | 1 | TRUE | wye
56 | LV_1059-1_0_5_load_47 | 88 | 0.0024153 | 0.00060534 | 0 | 0 |  | 1 | TRUE | wye
57 | LV_1059-1_0_5_load_48 | 89 | 0.0072377 | 0.0018139 | 0 | 0 |  | 1 | TRUE | wye
58 | LV_1059-1_0_5_load_49 | 90 | 0.002601 | 0.00065187 | 0 | 0 |  | 1 | TRUE | wye
59 | LV_1059-1_0_5_load_50 | 91 | 0.0083373 | 0.0020895 | 0 | 0 |  | 1 | TRUE | wye
60 | LV_1059-1_0_5_load_54 | 92 | 0.0020473 | 0.0005131 | 0 | 0 |  | 1 | TRUE | wye
61 | LV_1059-1_0_5_load_55 | 93 | 0.0015068 | 0.00037765 | 0 | 0 |  | 1 | TRUE | wye
62 | LV_1059-1_0_5_load_56 | 94 | 0.001328 | 0.00033284 | 0 | 0 |  | 1 | TRUE | wye
63 | LV_1059-1_0_5_load_57 | 95 | 0.0043336 | 0.0010861 | 0 | 0 |  | 1 | TRUE | wye
64 | LV_1059-1_0_5_load_58 | 96 | 0.0021021 | 0.00052683 | 0 | 0 |  | 1 | TRUE | wye
65 | LV_1059-1_0_5_load_59 | 97 | 0.0024308 | 0.00060921 | 0 | 0 |  | 1 | TRUE | wye
66 | LV_1059-1_0_5_load_139 | 98 | 0.0022753 | 0.00057025 | 0 | 0 |  | 1 | TRUE | wye
67 | LV_1059-1_0_5_load_137 | 99 | 0.0022757 | 0.00057036 | 0 | 0 |  | 1 | TRUE | wye
68 | LV_1059-1_0_5_load_65 | 100 | 0.0026918 | 0.00067463 | 0 | 0 |  | 1 | TRUE | wye
69 | LV_1059-1_0_5_load_104 | 102 | 0.0027217 | 0.00068213 | 0 | 0 |  | 1 | TRUE | wye
70 | LV_1059-1_0_5_load_100 | 103 | 0.0029119 | 0.0007298 | 0 | 0 |  | 1 | TRUE | wye
71 | LV_1059-1_0_5_load_71 | 104 | 0.0028307 | 0.00070943 | 0 | 0 |  | 1 | TRUE | wye
72 | LV_1059-1_0_5_load_72 | 105 | 0.0028537 | 0.0007152 | 0 | 0 |  | 1 | TRUE | wye
73 | LV_1059-1_0_5_load_74 | 107 | 0.0016221 | 0.00040655 | 0 | 0 |  | 1 | TRUE | wye
74 | LV_1059-1_0_5_load_75 | 108 | 0.0019659 | 0.00049269 | 0 | 0 |  | 1 | TRUE | wye
75 | LV_1059-1_0_5_load_76 | 109 | 0.0013917 | 0.00034879 | 0 | 0 |  | 1 | TRUE | wye
76 | LV_1059-1_0_5_load_107 | 110 | 0.0016235 | 0.00040689 | 0 | 0 |  | 1 | TRUE | wye
77 | LV_1059-1_0_5_load_83 | 111 | 0.0020362 | 0.00051031 | 0 | 0 |  | 1 | TRUE | wye
78 | LV_1059-1_0_5_load_105 | 112 | 0.0013917 | 0.00034879 | 0 | 0 |  | 1 | TRUE | wye
79 | LV_1059-1_0_5_load_106 | 114 | 0.0013917 | 0.00034879 | 0 | 0 |  | 1 | TRUE | wye
80 | LV_1059-1_0_5_load_77 | 115 | 0.003362 | 0.0008426 | 0 | 0 |  | 1 | TRUE | wye
81 | LV_1059-1_0_5_load_78 | 116 | 0.0027951 | 0.00070051 | 0 | 0 |  | 1 | TRUE | wye
82 | LV_1059-1_0_5_load_79 | 117 | 0.0039499 | 0.00098995 | 0 | 0 |  | 1 | TRUE | wye
83 | LV_1059-1_0_5_load_82 | 118 | 0.0023639 | 0.00059245 | 0 | 0 |  | 1 | TRUE | wye
84 | LV_1059-1_0_5_load_135 | 119 | 0.002823 | 0.00070751 | 0 | 0 |  | 1 | TRUE | wye
85 | LV_1059-1_0_5_load_138 | 120 | 0.0019422 | 0.00048677 | 0 | 0 |  | 1 | TRUE | wye
86 | LV_1059-1_0_5_load_86 | 121 | 0.0022478 | 0.00056334 | 0 | 0 |  | 1 | TRUE | wye
87 | LV_1059-1_0_5_load_113 | 122 | 0.0022478 | 0.00056336 | 0 | 0 |  | 1 | TRUE | wye
88 | LV_1059-1_0_5_load_114 | 123 | 0.0022478 | 0.00056334 | 0 | 0 |  | 1 | TRUE | wye
89 | LV_1059-1_0_5_load_87 | 124 | 0.0010229 | 0.00025636 | 0 | 0 |  | 1 | TRUE | wye
90 | LV_1059-1_0_5_load_88 | 125 | 0.0018428 | 0.00046184 | 0 | 0 |  | 1 | TRUE | wye
91 | LV_1059-1_0_5_load_111 | 126 | 0.005588 | 0.0014005 | 0 | 0 |  | 1 | TRUE | wye
92 | LV_1059-1_0_5_load_112 | 127 | 0.0010031 | 0.00025141 | 0 | 0 |  | 1 | TRUE | wye
93 | LV_1059-1_0_5_load_96 | 128 | 0.001385 | 0.00034711 | 0 | 0 |  | 1 | TRUE | wye
94 | LV_1059-1_0_5_load_110 | 129 | 0.0026263 | 0.00065823 | 0 | 0 |  | 1 | TRUE | wye
95 | LV_1059-1_0_5_load_143 | 130 | 0.0013922 | 0.00034891 | 0 | 0 |  | 1 | TRUE | wye
96 | LV_1059-1_0_5_load_123 | 131 | 0.0037038 | 0.00092826 | 0 | 0 |  | 1 | TRUE | wye
97 | LV_1059-1_0_5_load_124 | 132 | 0.0025354 | 0.00063543 | 0 | 0 |  | 1 | TRUE | wye
98 | LV_1059-1_0_5_load_126 | 133 | 0.0041622 | 0.0010431 | 0 | 0 |  | 1 | TRUE | wye
99 | LV_1059-1_0_5_load_129 | 134 | 0.0018736 | 0.00046958 | 0 | 0 |  | 1 | TRUE | wye
100 | LV_1059-1_0_5_load_131 | 135 | 0.0024287 | 0.00060868 | 0 | 0 |  | 1 | TRUE | wye
101 | LV_1059-1_0_5_load_133 | 136 | 0.0021257 | 0.00053276 | 0 | 0 |  | 1 | TRUE | wye
102 | LV_1059-1_0_5_load_136 | 137 | 0.0024304 | 0.00060911 | 0 | 0 |  | 1 | TRUE | wye

## ext_grid
| name | bus | vm_pu | va_degree | slack_weight | in_service
0 |  | 72 | 1 | 0 | 1 | TRUE

## line
| name | std_type | from_bus | to_bus | length_km | r_ohm_per_km | x_ohm_per_km | c_nf_per_km | g_us_per_km | max_i_ka | df | parallel | type | in_service
0 | LV_1059-1_0_5_line_0 |  | 0 | 1 | 0.040229 | 0.125 | 0.08 | 261 | 0 | 0.364 | 1 | 1 | cs | TRUE
1 | LV_1059-1_0_5_line_1 |  | 1 | 2 | 0.051465 | 0.125 | 0.08 | 261 | 0 | 0.364 | 1 | 1 | cs | TRUE
2 | LV_1059-1_0_5_line_2 |  | 2 | 3 | 0.11125 | 0.125 | 0.08 | 261 | 0 | 0.364 | 1 | 1 | cs | TRUE
3 | LV_1059-1_0_5_line_3 |  | 2 | 4 | 0.019229 | 0.125 | 0.08 | 261 | 0 | 0.364 | 1 | 1 | cs | TRUE
4 | LV_1059-1_0_5_line_4 |  | 3 | 13 | 0.01347 | 0.125 | 0.08 | 261 | 0 | 0.364 | 1 | 1 | cs | TRUE
5 | LV_1059-1_0_5_line_5 |  | 3 | 15 | 0.039246 | 0.125 | 0.08 | 261 | 0 | 0.364 | 1 | 1 | cs | TRUE
6 | LV_1059-1_0_5_line_6 |  | 5 | 6 | 0.11769 | 0.125 | 0.08 | 261 | 0 | 0.364 | 1 | 1 | cs | TRUE
7 | LV_1059-1_0_5_line_7 |  | 5 | 7 | 0.096259 | 0.125 | 0.08 | 261 | 0 | 0.364 | 1 | 1 | cs | TRUE
8 | LV_1059-1_0_5_line_8 |  | 6 | 8 | 0.042861 | 0.125 | 0.08 | 261 | 0 | 0.364 | 1 | 1 | cs | TRUE
9 | LV_1059-1_0_5_line_9 |  | 6 | 9 | 0.09978 | 0.125 | 0.08 | 261 | 0 | 0.364 | 1 | 1 | cs | TRUE
10 | LV_1059-1_0_5_line_10 |  | 6 | 10 | 0.027904 | 0.125 | 0.08 | 261 | 0 | 0.364 | 1 | 1 | cs | TRUE
11 | LV_1059-1_0_5_line_11 |  | 7 | 22 | 0.047492 | 0.125 | 0.08 | 261 | 0 | 0.364 | 1 | 1 | cs | TRUE
12 | LV_1059-1_0_5_line_12 |  | 8 | 23 | 0.02103 | 0.125 | 0.08 | 261 | 0 | 0.364 | 1 | 1 | cs | TRUE
13 | LV_1059-1_0_5_line_13 |  | 8 | 24 | 0.022094 | 0.125 | 0.08 | 261 | 0 | 0.364 | 1 | 1 | cs | TRUE
14 | LV_1059-1_0_5_line_14 |  | 9 | 11 | 0.39449 | 0.125 | 0.08 | 261 | 0 | 0.364 | 1 | 1 | cs | TRUE
15 | LV_1059-1_0_5_line_15 |  | 11 | 17 | 0.036529 | 0.125 | 0.08 | 261 | 0 | 0.364 | 1 | 1 | cs | TRUE
16 | LV_1059-1_0_5_line_16 |  | 11 | 18 | 0.24188 | 0.125 | 0.08 | 261 | 0 | 0.364 | 1 | 1 | cs | TRUE
17 | LV_1059-1_0_5_line_17 |  | 11 | 19 | 0.046776 | 0.125 | 0.08 | 261 | 0 | 0.364 | 1 | 1 | cs | TRUE
18 | LV_1059-1_0_5_line_18 |  | 12 | 13 | 0.024078 | 0.125 | 0.08 | 261 | 0 | 0.364 | 1 | 1 | cs | TRUE
19 | LV_1059-1_0_5_line_19 |  | 12 | 14 | 0.013234 | 0.125 | 0.08 | 261 | 0 | 0.364 | 1 | 1 | cs | TRUE
20 | LV_1059-1_0_5_line_20 |  | 15 | 16 | 0.04815 | 0.125 | 0.08 | 261 | 0 | 0.364 | 1 | 1 | cs | TRUE
21 | LV_1059-1_0_5_line_21 |  | 16 | 27 | 0.03272 | 0.125 | 0.08 | 261 | 0 | 0.364 | 1 | 1 | cs | TRUE
22 | LV_1059-1_0_5_line_22 |  | 18 | 20 | 0.42367 | 0.125 | 0.08 | 261 | 0 | 0.364 | 1 | 1 | cs | TRUE
23 | LV_1059-1_0_5_line_23 |  | 18 | 21 | 0.12511 | 0.125 | 0.08 | 261 | 0 | 0.364 | 1 | 1 | cs | TRUE
24 | LV_1059-1_0_5_line_24 |  | 19 | 30 | 0.171 | 0.125 | 0.08 | 261 | 0 | 0.364 | 1 | 1 | cs | TRUE
25 | LV_1059-1_0_5_line_25 |  | 20 | 29 | 0.095995 | 0.125 | 0.08 | 261 | 0 | 0.364 | 1 | 1 | cs | TRUE
26 | LV_1059-1_0_5_line_26 |  | 21 | 86 | 0.003172 | 0.125 | 0.08 | 261 | 0 | 0.364 | 1 | 1 | cs | TRUE
27 | LV_1059-1_0_5_line_27 |  | 23 | 91 | 0.015449 | 0.125 | 0.08 | 261 | 0 | 0.364 | 1 | 1 | cs | TRUE
28 | LV_1059-1_0_5_line_28 |  | 24 | 58 | 0.020475 | 0.125 | 0.08 | 261 | 0 | 0.364 | 1 | 1 | cs | TRUE
29 | LV_1059-1_0_5_line_29 |  | 24 | 124 | 0.0053384 | 0.125 | 0.08 | 261 | 0 | 0.364 | 1 | 1 | cs | TRUE
30 | LV_1059-1_0_5_line_30 |  | 25 | 26 | 0.043547 | 0.125 | 0.08 | 261 | 0 | 0.364 | 1 | 1 | cs | TRUE
31 | LV_1059-1_0_5_line_31 |  | 26 | 52 | 0.020756 | 0.125 | 0.08 | 261 | 0 | 0.364 | 1 | 1 | cs | TRUE
32 | LV_1059-1_0_5_line_32 |  | 27 | 28 | 0.010454 | 0.125 | 0.08 | 261 | 0 | 0.364 | 1 | 1 | cs | TRUE
33 | LV_1059-1_0_5_line_33 |  | 28 | 80 | 0.025733 | 0.125 | 0.08 | 261 | 0 | 0.364 | 1 | 1 | cs | TRUE
34 | LV_1059-1_0_5_line_34 |  | 29 | 87 | 0.0098502 | 0.125 | 0.08 | 261 | 0 | 0.364 | 1 | 1 | cs | TRUE
35 | LV_1059-1_0_5_line_35 |  | 30 | 131 | 0.047216 | 0.125 | 0.08 | 261 | 0 | 0.364 | 1 | 1 | cs | TRUE
36 | LV_1059-1_0_5_line_36 |  | 31 | 32 | 0.019683 | 0.125 | 0.08 | 261 | 0 | 0.364 | 1 | 1 | cs | TRUE
37 | LV_1059-1_0_5_line_37 |  | 32 | 33 | 0.01304 | 0.125 | 0.08 | 261 | 0 | 0.364 | 1 | 1 | cs | TRUE
38 | LV_1059-1_0_5_line_38 |  | 33 | 37 | 0.028111 | 0.125 | 0.08 | 261 | 0 | 0.364 | 1 | 1 | cs | TRUE
39 | LV_1059-1_0_5_line_39 |  | 34 | 35 | 0.0092132 | 0.125 | 0.08 | 261 | 0 | 0.364 | 1 | 1 | cs | TRUE
40 | LV_1059-1_0_5_line_40 |  | 34 | 36 | 0.024931 | 0.125 | 0.08 | 261 | 0 | 0.364 | 1 | 1 | cs | TRUE
41 | LV_1059-1_0_5_line_41 |  | 35 | 38 | 0.0018807 | 0.125 | 0.08 | 261 | 0 | 0.364 | 1 | 1 | cs | TRUE
42 | LV_1059-1_0_5_line_42 |  | 36 | 39 | 0.026504 | 0.125 | 0.08 | 261 | 0 | 0.364 | 1 | 1 | cs | TRUE
43 | LV_1059-1_0_5_line_43 |  | 37 | 40 | 0.0074724 | 0.125 | 0.08 | 261 | 0 | 0.364 | 1 | 1 | cs | TRUE
44 | LV_1059-1_0_5_line_44 |  | 38 | 41 | 0.0099118 | 0.125 | 0.08 | 261 | 0 | 0.364 | 1 | 1 | cs | TRUE
45 | LV_1059-1_0_5_line_45 |  | 39 | 42 | 0.02459 | 0.125 | 0.08 | 261 | 0 | 0.364 | 1 | 1 | cs | TRUE
46 | LV_1059-1_0_5_line_46 |  | 40 | 43 | 0.017472 | 0.125 | 0.08 | 261 | 0 | 0.364 | 1 | 1 | cs | TRUE
47 | LV_1059-1_0_5_line_47 |  | 41 | 128 | 0.0037263 | 0.125 | 0.08 | 261 | 0 | 0.364 | 1 | 1 | cs | TRUE
48 | LV_1059-1_0_5_line_48 |  | 42 | 103 | 0.02609 | 0.125 | 0.08 | 261 | 0 | 0.364 | 1 | 1 | cs | TRUE
49 | LV_1059-1_0_5_line_49 |  | 43 | 44 | 0.0020228 | 0.125 | 0.08 | 261 | 0 | 0.364 | 1 | 1 | cs | TRUE
50 | LV_1059-1_0_5_line_50 |  | 44 | 45 | 0.035646 | 0.125 | 0.08 | 261 | 0 | 0.364 | 1 | 1 | cs | TRUE
51 | LV_1059-1_0_5_line_51 |  | 45 | 46 | 0.034744 | 0.125 | 0.08 | 261 | 0 | 0.364 | 1 | 1 | cs | TRUE
52 | LV_1059-1_0_5_line_52 |  | 46 | 47 | 0.042708 | 0.125 | 0.08 | 261 | 0 | 0.364 | 1 | 1 | cs | TRUE
53 | LV_1059-1_0_5_line_53 |  | 46 | 48 | 0.021165 | 0.125 | 0.08 | 261 | 0 | 0.364 | 1 | 1 | cs | TRUE
54 | LV_1059-1_0_5_line_54 |  | 47 | 52 | 0.046355 | 0.125 | 0.08 | 261 | 0 | 0.364 | 1 | 1 | cs | TRUE
55 | LV_1059-1_0_5_line_55 |  | 47 | 53 | 0.011323 | 0.125 | 0.08 | 261 | 0 | 0.364 | 1 | 1 | cs | TRUE
56 | LV_1059-1_0_5_line_56 |  | 47 | 49 | 0.029465 | 0.125 | 0.08 | 261 | 0 | 0.364 | 1 | 2 | cs | TRUE
57 | LV_1059-1_0_5_line_57 |  | 48 | 56 | 0.015723 | 0.125 | 0.08 | 261 | 0 | 0.364 | 1 | 1 | cs | TRUE
58 | LV_1059-1_0_5_line_58 |  | 49 | 50 | 0.025502 | 0.125 | 0.08 | 261 | 0 | 0.364 | 1 | 1 | cs | TRUE
59 | LV_1059-1_0_5_line_59 |  | 49 | 51 | 0.013861 | 0.125 | 0.08 | 261 | 0 | 0.364 | 1 | 2 | cs | TRUE
60 | LV_1059-1_0_5_line_60 |  | 50 | 54 | 0.0026935 | 0.125 | 0.08 | 261 | 0 | 0.364 | 1 | 1 | cs | TRUE
61 | LV_1059-1_0_5_line_61 |  | 50 | 55 | 0.0076661 | 0.125 | 0.08 | 261 | 0 | 0.364 | 1 | 1 | cs | TRUE
62 | LV_1059-1_0_5_line_62 |  | 51 | 60 | 0.0038457 | 0.125 | 0.08 | 261 | 0 | 0.364 | 1 | 2 | cs | TRUE
63 | LV_1059-1_0_5_line_63 |  | 53 | 61 | 0.0049441 | 0.125 | 0.08 | 261 | 0 | 0.364 | 1 | 1 | cs | TRUE
64 | LV_1059-1_0_5_line_64 |  | 55 | 62 | 0.0048022 | 0.125 | 0.08 | 261 | 0 | 0.364 | 1 | 1 | cs | TRUE
65 | LV_1059-1_0_5_line_65 |  | 56 | 100 | 0.012596 | 0.125 | 0.08 | 261 | 0 | 0.364 | 1 | 1 | cs | TRUE
66 | LV_1059-1_0_5_line_66 |  | 57 | 58 | 0.045712 | 0.125 | 0.08 | 261 | 0 | 0.364 | 1 | 2 | cs | TRUE
67 | LV_1059-1_0_5_line_67 |  | 57 | 59 | 0.012906 | 0.125 | 0.08 | 261 | 0 | 0.364 | 1 | 2 | cs | TRUE
68 | LV_1059-1_0_5_line_68 |  | 58 | 126 | 0.035774 | 0.125 | 0.08 | 261 | 0 | 0.364 | 1 | 2 | cs | TRUE
69 | LV_1059-1_0_5_line_69 |  | 59 | 113 | 0.025461 | 0.125 | 0.08 | 261 | 0 | 0.364 | 1 | 2 | cs | TRUE
70 | LV_1059-1_0_5_line_70 |  | 60 | 123 | 0.020513 | 0.125 | 0.08 | 261 | 0 | 0.364 | 1 | 2 | cs | TRUE
71 | LV_1059-1_0_5_line_71 |  | 61 | 118 | 0.025263 | 0.125 | 0.08 | 261 | 0 | 0.364 | 1 | 1 | cs | TRUE
72 | LV_1059-1_0_5_line_72 |  | 62 | 134 | 0.0055602 | 0.125 | 0.08 | 261 | 0 | 0.364 | 1 | 1 | cs | TRUE
73 | LV_1059-1_0_5_line_73 |  | 63 | 64 | 0.0064394 | 0.125 | 0.08 | 261 | 0 | 0.364 | 1 | 1 | cs | TRUE
74 | LV_1059-1_0_5_line_74 |  | 64 | 130 | 0.0064394 | 0.125 | 0.08 | 261 | 0 | 0.364 | 1 | 1 | cs | TRUE
75 | LV_1059-1_0_5_line_75 |  | 65 | 66 | 0.0067089 | 0.125 | 0.08 | 261 | 0 | 0.364 | 1 | 1 | cs | TRUE
76 | LV_1059-1_0_5_line_76 |  | 66 | 110 | 0.0067091 | 0.125 | 0.08 | 261 | 0 | 0.364 | 1 | 1 | cs | TRUE
77 | LV_1059-1_0_5_line_77 |  | 67 | 68 | 0.018278 | 0.125 | 0.08 | 261 | 0 | 0.364 | 1 | 1 | cs | TRUE
78 | LV_1059-1_0_5_line_78 |  | 68 | 84 | 0.014591 | 0.125 | 0.08 | 261 | 0 | 0.364 | 1 | 1 | cs | TRUE
79 | LV_1059-1_0_5_line_79 |  | 69 | 70 | 0.048454 | 0.125 | 0.08 | 261 | 0 | 0.364 | 1 | 1 | cs | TRUE
80 | LV_1059-1_0_5_line_80 |  | 69 | 71 | 0.026039 | 0.125 | 0.08 | 261 | 0 | 0.364 | 1 | 1 | cs | TRUE
81 | LV_1059-1_0_5_line_81 |  | 70 | 72 | 0.027718 | 0.125 | 0.08 | 261 | 0 | 0.364 | 1 | 2 | cs | TRUE
82 | LV_1059-1_0_5_line_82 |  | 70 | 73 | 0.031833 | 0.125 | 0.08 | 261 | 0 | 0.364 | 1 | 2 | cs | TRUE
83 | LV_1059-1_0_5_line_83 |  | 71 | 74 | 0.055274 | 0.125 | 0.08 | 261 | 0 | 0.364 | 1 | 1 | cs | TRUE
84 | LV_1059-1_0_5_line_84 |  | 72 | 75 | 0.032734 | 0.125 | 0.08 | 261 | 0 | 0.364 | 1 | 1 | cs | TRUE
85 | LV_1059-1_0_5_line_85 |  | 72 | 76 | 0.002391 | 0.125 | 0.08 | 261 | 0 | 0.364 | 1 | 2 | cs | TRUE
86 | LV_1059-1_0_5_line_86 |  | 73 | 77 | 0.006458 | 0.125 | 0.08 | 261 | 0 | 0.364 | 1 | 1 | cs | TRUE
87 | LV_1059-1_0_5_line_87 |  | 73 | 78 | 0.044898 | 0.125 | 0.08 | 261 | 0 | 0.364 | 1 | 1 | cs | TRUE
88 | LV_1059-1_0_5_line_88 |  | 76 | 81 | 0.028902 | 0.125 | 0.08 | 261 | 0 | 0.364 | 1 | 2 | cs | TRUE
89 | LV_1059-1_0_5_line_89 |  | 76 | 82 | 0.020736 | 0.125 | 0.08 | 261 | 0 | 0.364 | 1 | 1 | cs | TRUE
90 | LV_1059-1_0_5_line_90 |  | 77 | 83 | 0.018566 | 0.125 | 0.08 | 261 | 0 | 0.364 | 1 | 1 | cs | TRUE
91 | LV_1059-1_0_5_line_91 |  | 77 | 84 | 0.03937 | 0.125 | 0.08 | 261 | 0 | 0.364 | 1 | 1 | cs | TRUE
92 | LV_1059-1_0_5_line_92 |  | 78 | 85 | 0.017595 | 0.125 | 0.08 | 261 | 0 | 0.364 | 1 | 1 | cs | TRUE
93 | LV_1059-1_0_5_line_93 |  | 79 | 80 | 0.023324 | 0.125 | 0.08 | 261 | 0 | 0.364 | 1 | 1 | cs | TRUE
94 | LV_1059-1_0_5_line_94 |  | 80 | 85 | 0.019525 | 0.125 | 0.08 | 261 | 0 | 0.364 | 1 | 1 | cs | TRUE
95 | LV_1059-1_0_5_line_95 |  | 81 | 127 | 0.0070101 | 0.125 | 0.08 | 261 | 0 | 0.364 | 1 | 2 | cs | TRUE
96 | LV_1059-1_0_5_line_96 |  | 82 | 117 | 0.0025746 | 0.125 | 0.08 | 261 | 0 | 0.364 | 1 | 1 | cs | TRUE
97 | LV_1059-1_0_5_line_97 |  | 88 | 89 | 0.031748 | 0.125 | 0.08 | 261 | 0 | 0.364 | 1 | 1 | cs | TRUE
98 | LV_1059-1_0_5_line_98 |  | 88 | 90 | 0.010744 | 0.125 | 0.08 | 261 | 0 | 0.364 | 1 | 1 | cs | TRUE
99 | LV_1059-1_0_5_line_99 |  | 89 | 91 | 0.032115 | 0.125 | 0.08 | 261 | 0 | 0.364 | 1 | 1 | cs | TRUE
100 | LV_1059-1_0_5_line_100 |  | 92 | 93 | 8.7251e-06 | 0.125 | 0.08 | 261 | 0 | 0.364 | 1 | 1 | cs | TRUE
101 | LV_1059-1_0_5_line_101 |  | 92 | 94 | 9.5906e-05 | 0.125 | 0.08 | 261 | 0 | 0.364 | 1 | 1 | cs | TRUE
102 | LV_1059-1_0_5_line_102 |  | 94 | 95 | 0.0041869 | 0.125 | 0.08 | 261 | 0 | 0.364 | 1 | 1 | cs | TRUE
103 | LV_1059-1_0_5_line_103 |  | 95 | 96 | 0.0093573 | 0.125 | 0.08 | 261 | 0 | 0.364 | 1 | 1 | cs | TRUE
104 | LV_1059-1_0_5_line_104 |  | 96 | 97 | 0.005406 | 0.125 | 0.08 | 261 | 0 | 0.364 | 1 | 1 | cs | TRUE
105 | LV_1059-1_0_5_line_105 |  | 97 | 98 | 0.0052422 | 0.125 | 0.08 | 261 | 0 | 0.364 | 1 | 1 | cs | TRUE
106 | LV_1059-1_0_5_line_106 |  | 98 | 99 | 0.015275 | 0.125 | 0.08 | 261 | 0 | 0.364 | 1 | 1 | cs | TRUE
107 | LV_1059-1_0_5_line_107 |  | 99 | 137 | 0.0052437 | 0.125 | 0.08 | 261 | 0 | 0.364 | 1 | 1 | cs | TRUE
108 | LV_1059-1_0_5_line_108 |  | 100 | 101 | 0.024228 | 0.125 | 0.08 | 261 | 0 | 0.364 | 1 | 1 | cs | TRUE
109 | LV_1059-1_0_5_line_109 |  | 101 | 102 | 0.009128 | 0.125 | 0.08 | 261 | 0 | 0.364 | 1 | 1 | cs | TRUE
110 | LV_1059-1_0_5_line_110 |  | 101 | 103 | 0.0051031 | 0.125 | 0.08 | 261 | 0 | 0.364 | 1 | 1 | cs | TRUE
111 | LV_1059-1_0_5_line_111 |  | 104 | 105 | 0.014058 | 0.125 | 0.08 | 261 | 0 | 0.364 | 1 | 1 | cs | TRUE
112 | LV_1059-1_0_5_line_112 |  | 104 | 106 | 0.0067306 | 0.125 | 0.08 | 261 | 0 | 0.364 | 1 | 1 | cs | TRUE
113 | LV_1059-1_0_5_line_113 |  | 105 | 107 | 0.019953 | 0.125 | 0.08 | 261 | 0 | 0.364 | 1 | 1 | cs | TRUE
114 | LV_1059-1_0_5_line_114 |  | 106 | 108 | 0.013963 | 0.125 | 0.08 | 261 | 0 | 0.364 | 1 | 1 | cs | TRUE
115 | LV_1059-1_0_5_line_115 |  | 106 | 109 | 0.013004 | 0.125 | 0.08 | 261 | 0 | 0.364 | 1 | 1 | cs | TRUE
116 | LV_1059-1_0_5_line_116 |  | 107 | 110 | 0.0067091 | 0.125 | 0.08 | 261 | 0 | 0.364 | 1 | 1 | cs | TRUE
117 | LV_1059-1_0_5_line_117 |  | 108 | 111 | 0.013045 | 0.125 | 0.08 | 261 | 0 | 0.364 | 1 | 1 | cs | TRUE
118 | LV_1059-1_0_5_line_118 |  | 109 | 112 | 0.0064386 | 0.125 | 0.08 | 261 | 0 | 0.364 | 1 | 1 | cs | TRUE
119 | LV_1059-1_0_5_line_119 |  | 111 | 113 | 0.0012148 | 0.125 | 0.08 | 261 | 0 | 0.364 | 1 | 1 | cs | TRUE
120 | LV_1059-1_0_5_line_120 |  | 112 | 114 | 0.0064402 | 0.125 | 0.08 | 261 | 0 | 0.364 | 1 | 1 | cs | TRUE
121 | LV_1059-1_0_5_line_121 |  | 113 | 121 | 0.013777 | 0.125 | 0.08 | 261 | 0 | 0.364 | 1 | 2 | cs | TRUE
122 | LV_1059-1_0_5_line_122 |  | 114 | 130 | 0.006439 | 0.125 | 0.08 | 261 | 0 | 0.364 | 1 | 1 | cs | TRUE
123 | LV_1059-1_0_5_line_123 |  | 115 | 116 | 0.010652 | 0.125 | 0.08 | 261 | 0 | 0.364 | 1 | 1 | cs | TRUE
124 | LV_1059-1_0_5_line_124 |  | 116 | 117 | 0.0047138 | 0.125 | 0.08 | 261 | 0 | 0.364 | 1 | 1 | cs | TRUE
125 | LV_1059-1_0_5_line_125 |  | 118 | 119 | 0.00022287 | 0.125 | 0.08 | 261 | 0 | 0.364 | 1 | 1 | cs | TRUE
126 | LV_1059-1_0_5_line_126 |  | 119 | 120 | 0.00034243 | 0.125 | 0.08 | 261 | 0 | 0.364 | 1 | 1 | cs | TRUE
127 | LV_1059-1_0_5_line_127 |  | 120 | 137 | 0.017971 | 0.125 | 0.08 | 261 | 0 | 0.364 | 1 | 1 | cs | TRUE
128 | LV_1059-1_0_5_line_128 |  | 121 | 122 | 0.0065923 | 0.125 | 0.08 | 261 | 0 | 0.364 | 1 | 2 | cs | TRUE
129 | LV_1059-1_0_5_line_129 |  | 122 | 123 | 0.0066497 | 0.125 | 0.08 | 261 | 0 | 0.364 | 1 | 2 | cs | TRUE
130 | LV_1059-1_0_5_line_130 |  | 124 | 125 | 0.010502 | 0.125 | 0.08 | 261 | 0 | 0.364 | 1 | 1 | cs | TRUE
131 | LV_1059-1_0_5_line_131 |  | 126 | 127 | 0.019434 | 0.125 | 0.08 | 261 | 0 | 0.364 | 1 | 2 | cs | TRUE
132 | LV_1059-1_0_5_line_132 |  | 128 | 129 | 0.0019926 | 0.125 | 0.08 | 261 | 0 | 0.364 | 1 | 1 | cs | TRUE
133 | LV_1059-1_0_5_line_133 |  | 131 | 132 | 0.030286 | 0.125 | 0.08 | 261 | 0 | 0.364 | 1 | 1 | cs | TRUE
134 | LV_1059-1_0_5_line_134 |  | 132 | 133 | 0.030088 | 0.125 | 0.08 | 261 | 0 | 0.364 | 1 | 1 | cs | TRUE
135 | LV_1059-1_0_5_line_135 |  | 134 | 135 | 0.00077821 | 0.125 | 0.08 | 261 | 0 | 0.364 | 1 | 1 | cs | TRUE
136 | LV_1059-1_0_5_line_136 |  | 135 | 136 | 0.0010404 | 0.125 | 0.08 | 261 | 0 | 0.364 | 1 | 1 | cs | TRUE

## trafo
| name | std_type | hv_bus | lv_bus | sn_mva | vn_hv_kv | vn_lv_kv | vk_percent | vkr_percent | pfe_kw | i0_percent | shift_degree | tap_side | tap_neutral | tap_min | tap_max | tap_step_percent | tap_step_degree | tap_pos | tap_phase_shifter | parallel | df | in_service
0 | LV_1059-1_0_5_trafo_34 | 0.63 MVA 20/0.4 kV | 138 | 72 | 0.63 | 20 | 0.4 | 6 | 1.206 | 1.65 | 0.2619 | 150 | hv | 0 | -2 | 2 | 2.5 | 0 | 0 | FALSE | 1 | 1 | TRUE

## line_geodata
| x0 | y0 | x1 | y1 | x2 | y2 | x3 | y3 | x4 | y4 | x5 | y5 | x6 | y6 | x7 | y7 | x8 | y8 | x9 | y9 | x10 | y10 | x11 | y11 | x12 | y12 | x13 | y13 | x14 | y14 | x15 | y15 | x16 | y16 | x17 | y17 | x18 | y18 | x19 | y19 | x20 | y20 | x21 | y21 | x22 | y22 | x23 | y23 | x24 | y24 | x25 | y25 | x26 | y26 | x27 | y27 | x28 | y28 | x29 | y29 | x30 | y30 | x31 | y31 | x32 | y32 | x33 | y33 | x34 | y34 | x35 | y35 | x36 | y36 | x37 | y37 | x38 | y38 | x39 | y39 | x40 | y40 | x41 | y41 | x42 | y42 | x43 | y43 | x44 | y44 | x45 | y45
0 | 2665596.9126 | 1207772.2679 | 2665573.8944 | 1207739.2755
1 | 2665634.9322 | 1207745.1581 | 2665634.5784 | 1207750.3685 | 2665632.3589 | 1207755.1359 | 2665626.9154 | 1207758.5337 | 2665604.3047 | 1207772.8273 | 2665600.0215 | 1207773.7363 | 2665596.9126 | 1207772.2679
2 | 2665634.9322 | 1207745.1581 | 2665650.039 | 1207770.8843 | 2665653.6808 | 1207779.8965 | 2665655.1964 | 1207784.5049 | 2665658.9857 | 1207784.2575 | 2665662.6469 | 1207785.2873 | 2665665.7401 | 1207787.5004 | 2665667.9032 | 1207790.615 | 2665668.8262 | 1207793.8049 | 2665668.7669 | 1207797.1173 | 2665667.7286 | 1207800.2634 | 2665665.7904 | 1207802.9659 | 2665663.1451 | 1207804.9714 | 2665672.4844 | 1207812.3786 | 2665680.6623 | 1207816.1487 | 2665691.367 | 1207816.9447 | 2665693.8184 | 1207814.5924
3 | 2665634.9322 | 1207745.1581 | 2665623.8086 | 1207729.473
4 | 2665693.8184 | 1207814.5924 | 2665703.535 | 1207805.2635
5 | 2665693.8184 | 1207814.5924 | 2665704.1347 | 1207827.1803 | 2665706.6528 | 1207827.0524 | 2665706.8546 | 1207834.2812 | 2665707.2261 | 1207847.4933
6 | 2665365.1803 | 1207915.0247 | 2665358.4839 | 1207930.7832 | 2665351.4883 | 1207943.3254 | 2665343.496 | 1207953.155 | 2665330.6924 | 1207965.6114 | 2665330.6689 | 1207969.1466 | 2665335.8197 | 1207975.7848 | 2665352.2907 | 1207965.8701 | 2665362.8199 | 1207961.8385 | 2665373.4947 | 1207961.166 | 2665376.0071 | 1207961.5605
7 | 2665365.1803 | 1207915.0247 | 2665371.011 | 1207900.5464 | 2665378.9281 | 1207889.2706 | 2665389.7134 | 1207877.8373 | 2665417.5461 | 1207855.2729 | 2665428.375 | 1207848.8988 | 2665431.0933 | 1207848.4252
8 | 2665418.4669 | 1207968.2518 | 2665376.0071 | 1207961.5605
9 | 2665288.5509 | 1207985.4069 | 2665292.7385 | 1207982.1063 | 2665295.6962 | 1207986.2745 | 2665301.0177 | 1207989.8237 | 2665306.9334 | 1207991.1782 | 2665313.9204 | 1207989.8315 | 2665335.8197 | 1207975.7848 | 2665352.2907 | 1207965.8701 | 2665362.8199 | 1207961.8385 | 2665373.4947 | 1207961.166 | 2665376.0071 | 1207961.5605
10 | 2665376.0071 | 1207961.5605 | 2665375.5722 | 1207933.6596
11 | 2665431.0933 | 1207848.4252 | 2665457.674 | 1207843.7946 | 2665478.1512 | 1207842.6251
12 | 2665418.4669 | 1207968.2518 | 2665418.5422 | 1207947.2221
13 | 2665418.4669 | 1207968.2518 | 2665429.4337 | 1207971.4739 | 2665439.3259 | 1207975.6071
14 | 2665170.1584 | 1207860.9044 | 2665166.9903 | 1207864.1496 | 2665162.8939 | 1207868.1518 | 2665158.4403 | 1207872.1501 | 2665151.2318 | 1207877.7526 | 2665147.9504 | 1207895.561 | 2665148.481 | 1207901.2813 | 2665151.1633 | 1207908.4038 | 2665153.0497 | 1207916.6961 | 2665151.769 | 1207925.3541 | 2665148.7235 | 1207933.3924 | 2665147.069 | 1207940.0784 | 2665148.2163 | 1207943.6376 | 2665159.3594 | 1207954.399 | 2665166.1174 | 1207958.0083 | 2665173.7998 | 1207959.8155 | 2665179.6306 | 1207960.6018 | 2665180.9702 | 1207961.1724 | 2665181.8959 | 1207962.0386 | 2665182.5502 | 1207963.391 | 2665182.6294 | 1207964.4925 | 2665182.231 | 1207966.167 | 2665178.3177 | 1207974.2959 | 2665150.0456 | 1208028.8872 | 2665165.6109 | 1208024.5767 | 2665193.3045 | 1208003.4661 | 2665209.3244 | 1207987.4869 | 2665211.8533 | 1207981.4997 | 2665211.9068 | 1207975.2187 | 2665217.4742 | 1207971.5773 | 2665224.3819 | 1207967.05 | 2665229.3695 | 1207969.8506 | 2665231.9757 | 1207974.1818 | 2665234.1113 | 1207977.7406 | 2665234.7611 | 1207978.815 | 2665235.9409 | 1207980.7847 | 2665238.7785 | 1207985.5074 | 2665239.2639 | 1207986.3132 | 2665263.1403 | 1207972.9215 | 2665267.592 | 1207971.1914 | 2665273.1905 | 1207970.2742 | 2665277.446 | 1207971.188 | 2665280.8699 | 1207973.7492 | 2665283.3708 | 1207977.2787 | 2665286.5307 | 1207983.1168 | 2665288.5509 | 1207985.4069
15 | 2665159.8 | 1207827.7045 | 2665158.2142 | 1207834.3579 | 2665157.9875 | 1207837.0126 | 2665158.3643 | 1207839.4182 | 2665161.3465 | 1207846.922 | 2665170.1584 | 1207860.9044
16 | 2665170.1584 | 1207860.9044 | 2665166.9903 | 1207864.1496 | 2665162.8939 | 1207868.1518 | 2665158.4403 | 1207872.1501 | 2665151.2318 | 1207877.7526 | 2665127.3892 | 1207892.9128 | 2665125.4981 | 1207849.5214 | 2665112.3846 | 1207846.4987 | 2665103.9081 | 1207827.5614 | 2665091.7718 | 1207829.0523 | 2665081.8794 | 1207803.2732 | 2665073.6161 | 1207805.2065 | 2665068.7806 | 1207789.1329 | 2665057.4197 | 1207792.0331 | 2665053.3686 | 1207775.1454 | 2665036.995 | 1207774.033
17 | 2665170.1584 | 1207860.9044 | 2665171.7501 | 1207859.2764 | 2665175.755 | 1207854.595 | 2665180.0863 | 1207848.572 | 2665196.4492 | 1207822.3371
18 | 2665722.5757 | 1207793.8185 | 2665715.6976 | 1207800.4357 | 2665709.503 | 1207799.5336 | 2665703.535 | 1207805.2635
19 | 2665722.5757 | 1207793.8185 | 2665713.6057 | 1207784.0882
20 | 2665707.2261 | 1207847.4933 | 2665704.2054 | 1207849.0722 | 2665699.8418 | 1207853.1378 | 2665689.3064 | 1207849.4085 | 2665661.9175 | 1207845.989
21 | 2665631.2282 | 1207835.1278 | 2665656.1019 | 1207845.2629 | 2665661.9175 | 1207845.989
22 | 2664902.5378 | 1207546.3984 | 2664899.956 | 1207554.4641 | 2664896.9878 | 1207579.1802 | 2664909.8253 | 1207592.261 | 2664929.854 | 1207655.8285 | 2664944.4763 | 1207675.366 | 2664953.2265 | 1207680.4087 | 2664959.3888 | 1207694.073 | 2664970.8918 | 1207717.946 | 2664970.4329 | 1207727.9693 | 2664955.6809 | 1207753.2019 | 2664932.035 | 1207771.2557 | 2664922.6719 | 1207774.3335 | 2664921.2857 | 1207779.4438 | 2664942.1662 | 1207799.6053 | 2664961.4269 | 1207809.9989 | 2664979.0789 | 1207816.595 | 2664992.5693 | 1207812.9396 | 2665002.0386 | 1207807.0947 | 2665012.5305 | 1207805.0855 | 2665031.0042 | 1207783.7292 | 2665036.995 | 1207774.033
23 | 2665036.995 | 1207774.033 | 2665039.5215 | 1207766.8673 | 2665038.6474 | 1207758.4638 | 2665029.8536 | 1207747.6725 | 2665027.5718 | 1207736.5743 | 2665028.8442 | 1207733.5418 | 2665031.255 | 1207730.7108 | 2665035.8143 | 1207728.8816 | 2665047.7745 | 1207735.1935 | 2665051.5193 | 1207739.7259 | 2665055.0859 | 1207741.766 | 2665060.8859 | 1207739.1276 | 2665068.2595 | 1207731.6256 | 2665075.6181 | 1207722.0222 | 2665083.0953 | 1207713.3984 | 2665088.6911 | 1207707.7073
24 | 2665314.6324 | 1207700.3965 | 2665309.9436 | 1207705.0147 | 2665296.2479 | 1207720.4409 | 2665281.7256 | 1207735.6692 | 2665273.9992 | 1207742.7223 | 2665265.4669 | 1207749.7667 | 2665248.7762 | 1207761.6582 | 2665242.4651 | 1207766.5366 | 2665234.5112 | 1207773.5429 | 2665224.2828 | 1207783.426 | 2665217.0912 | 1207791.6414 | 2665210.7633 | 1207800.1552 | 2665204.743 | 1207809.0393 | 2665196.4492 | 1207822.3371
25 | 2664902.5378 | 1207546.3984 | 2664910.2443 | 1207555.8323 | 2664915.1431 | 1207564.0461 | 2664922.4834 | 1207568.7065 | 2664934.2214 | 1207572.4142 | 2664944.1889 | 1207573.9124 | 2664973.0335 | 1207583.3875 | 2664976.4223 | 1207583.6245 | 2664982.2461 | 1207580.8973 | 2664984.3077 | 1207578.7498
26 | 2665090.915 | 1207705.4455 | 2665088.6911 | 1207707.7073
27 | 2665418.5975 | 1207931.7729 | 2665418.5422 | 1207947.2221
28 | 2665439.3259 | 1207975.6071 | 2665443.9633 | 1207985.375 | 2665446.2768 | 1207991.4151 | 2665449.4159 | 1207990.8269
29 | 2665439.3259 | 1207975.6071 | 2665444.5656 | 1207974.5853
30 | 2665444.3566 | 1207995.1185 | 2665459.9249 | 1208032.9901 | 2665460.8603 | 1208035.4159
31 | 2665468.3275 | 1208054.7822 | 2665460.8603 | 1208035.4159
32 | 2665622.1326 | 1207840.1308 | 2665624.7493 | 1207837.9583 | 2665626.8489 | 1207837.1698 | 2665631.2282 | 1207835.1278
33 | 2665624.1468 | 1207865.7797 | 2665622.1326 | 1207840.1308
34 | 2664991.1293 | 1207571.6439 | 2664984.3077 | 1207578.7498
35 | 2665314.6324 | 1207700.3965 | 2665307.1224 | 1207682.8036 | 2665306.4679 | 1207678.694 | 2665306.8535 | 1207675.4184 | 2665308.4174 | 1207672.1669 | 2665311.397 | 1207668.097 | 2665320.6579 | 1207660.5041
36 | 2665411.0811 | 1208194.6422 | 2665401.6477 | 1208211.1044 | 2665401.3122 | 1208211.7291
37 | 2665420.2311 | 1208185.4257 | 2665418.6448 | 1208186.4423 | 2665411.0811 | 1208194.6422 | 2665411.0811 | 1208194.6422
38 | 2665420.2311 | 1208185.4257 | 2665427.6339 | 1208180.6817 | 2665438.8179 | 1208176.5351 | 2665446.1931 | 1208176.0595
39 | 2665347.3357 | 1208214.2005 | 2665338.7569 | 1208210.841
40 | 2665347.3357 | 1208214.2005 | 2665361.3041 | 1208193.5504
41 | 2665338.7569 | 1208210.841 | 2665337.0057 | 1208210.1552
42 | 2665361.3041 | 1208193.5504 | 2665367.9545 | 1208183.7188 | 2665377.1497 | 1208172.3347
43 | 2665446.1931 | 1208176.0595 | 2665453.65 | 1208175.5786
44 | 2665337.0057 | 1208210.1552 | 2665327.7764 | 1208206.541
45 | 2665396.5334 | 1208157.3037 | 2665390.81 | 1208160.7662 | 2665377.1497 | 1208172.3347 | 2665377.1497 | 1208172.3347
46 | 2665471.0854 | 1208174.4542 | 2665453.65 | 1208175.5786
47 | 2665324.3067 | 1208205.1822 | 2665327.7764 | 1208206.541
48 | 2665420.8398 | 1208148.4962 | 2665418.0296 | 1208148.9349 | 2665403.3011 | 1208153.2095 | 2665396.5334 | 1208157.3037
49 | 2665471.0854 | 1208174.4542 | 2665473.104 | 1208174.3236
50 | 2665508.6515 | 1208171.7535 | 2665503.2617 | 1208172.3725 | 2665473.104 | 1208174.3236
51 | 2665498.9893 | 1208138.3827 | 2665502.0615 | 1208148.0334 | 2665507.1081 | 1208166.211 | 2665508.6515 | 1208171.7535
52 | 2665484.3601 | 1208098.2756 | 2665485.2399 | 1208100.5533 | 2665486.6076 | 1208104.0927 | 2665489.6979 | 1208112.0981 | 2665490.9988 | 1208115.4922 | 2665495.0206 | 1208125.9093 | 2665498.9893 | 1208138.3827
53 | 2665498.9893 | 1208138.3827 | 2665478.0367 | 1208141.3733
54 | 2665484.3601 | 1208098.2756 | 2665471.2213 | 1208062.2873 | 2665468.3275 | 1208054.7822
55 | 2665484.3601 | 1208098.2756 | 2665473.8564 | 1208102.5034
56 | 2665477.1948 | 1208072.2256 | 2665481.1638 | 1208082.6087 | 2665486.7886 | 1208097.3016 | 2665484.3601 | 1208098.2756
57 | 2665478.0367 | 1208141.3733 | 2665473.7454 | 1208141.9858 | 2665462.4275 | 1208143.2464
58 | 2665477.1948 | 1208072.2256 | 2665481.1638 | 1208082.6087 | 2665467.5855 | 1208087.3627
59 | 2665477.1948 | 1208072.2256 | 2665491.0535 | 1208071.9616
60 | 2665467.5855 | 1208087.3627 | 2665468.5037 | 1208089.8949
61 | 2665467.5855 | 1208087.3627 | 2665464.9774 | 1208080.1539
62 | 2665494.8985 | 1208071.8883 | 2665491.0535 | 1208071.9616
63 | 2665473.8564 | 1208102.5034 | 2665469.2699 | 1208104.3495
64 | 2665464.9774 | 1208080.1539 | 2665463.3437 | 1208075.6382
65 | 2665449.9091 | 1208144.6407 | 2665462.4275 | 1208143.2464
66 | 2665449.4159 | 1207990.8269 | 2665446.2768 | 1207991.4151 | 2665461.466 | 1208031.128
67 | 2665461.466 | 1208031.128 | 2665474.371 | 1208030.9593
68 | 2665449.4159 | 1207990.8269 | 2665447.4221 | 1207985.4351 | 2665447.0885 | 1207983.9639 | 2665447.8707 | 1207979.8922 | 2665450.3853 | 1207977.3071 | 2665470.9797 | 1207974.6587
69 | 2665499.83 | 1208030.6263 | 2665474.371 | 1208030.9593
70 | 2665494.8985 | 1208071.8883 | 2665501.264 | 1208071.7671 | 2665500.7311 | 1208057.6305
71 | 2665469.2699 | 1208104.3495 | 2665449.6198 | 1208112.2587 | 2665445.5415 | 1208112.4031
72 | 2665461.4521 | 1208070.4097 | 2665463.3437 | 1208075.6382
73 | 2665529.1776 | 1208075.4447 | 2665529.0169 | 1208069.0073
74 | 2665529.0169 | 1208069.0073 | 2665528.8562 | 1208062.5699
75 | 2665556.9886 | 1208062.6767 | 2665556.8194 | 1208055.9699
76 | 2665556.8194 | 1208055.9699 | 2665556.6503 | 1208049.2629
77 | 2665587.9521 | 1207987.7693 | 2665591.1723 | 1208005.7619
78 | 2665585.3816 | 1207973.4067 | 2665587.9521 | 1207987.7693
79 | 2665548.7482 | 1207944.9108 | 2665543.7533 | 1207896.7149
80 | 2665541.0691 | 1207870.8147 | 2665543.7533 | 1207896.7149
81 | 2665523.5736 | 1207956.6639 | 2665548.7482 | 1207944.9108
82 | 2665576.155 | 1207928.613 | 2665563.9805 | 1207936.3618 | 2665548.7482 | 1207944.9108
83 | 2665541.0691 | 1207870.8147 | 2665539.7201 | 1207855.1793 | 2665538.2199 | 1207838.7751 | 2665561.2447 | 1207836.8132
84 | 2665523.5736 | 1207956.6639 | 2665511.3515 | 1207961.833 | 2665502.4876 | 1207965.1488 | 2665494.7968 | 1207967.5771 | 2665492.9053 | 1207967.9852
85 | 2665523.5736 | 1207956.6639 | 2665523.6082 | 1207959.0546
86 | 2665576.155 | 1207928.613 | 2665578.4457 | 1207934.6529
87 | 2665576.155 | 1207928.613 | 2665583.056 | 1207922.6518 | 2665597.7814 | 1207910.4172 | 2665608.753 | 1207897.9151
88 | 2665523.6082 | 1207959.0546 | 2665508.9235 | 1207966.2201 | 2665504.0741 | 1207968.157 | 2665497.294 | 1207970.0393 | 2665496.9978 | 1207970.1069
89 | 2665523.6082 | 1207959.0546 | 2665523.9055 | 1207979.7882
90 | 2665578.4457 | 1207934.6529 | 2665565.6517 | 1207937.881 | 2665560.855 | 1207940.2968
91 | 2665578.4457 | 1207934.6529 | 2665585.3816 | 1207973.4067
92 | 2665608.753 | 1207897.9151 | 2665610.7404 | 1207895.6506 | 2665620.1446 | 1207884.7028 | 2665620.2029 | 1207884.5644
93 | 2665624.1468 | 1207865.7797 | 2665600.9446 | 1207868.162
94 | 2665624.1468 | 1207865.7797 | 2665623.8452 | 1207875.9159 | 2665620.2029 | 1207884.5644
95 | 2665490.1632 | 1207971.6658 | 2665496.9978 | 1207970.1069
96 | 2665523.9055 | 1207979.7882 | 2665523.9424 | 1207982.3626
97 | 2665445.8104 | 1207892.3683 | 2665418.7287 | 1207895.1324 | 2665418.7125 | 1207899.6577
98 | 2665456.4993 | 1207891.2773 | 2665445.8104 | 1207892.3683
99 | 2665418.5975 | 1207931.7729 | 2665418.7125 | 1207899.6577
100 | 2665382.2184 | 1208113.5293 | 2665382.2096 | 1208113.5293
101 | 2665382.3143 | 1208113.5294 | 2665382.2184 | 1208113.5293
102 | 2665386.5011 | 1208113.5345 | 2665382.3143 | 1208113.5294
103 | 2665386.5011 | 1208113.5345 | 2665395.8585 | 1208113.5458
104 | 2665395.8585 | 1208113.5458 | 2665401.2644 | 1208113.5523
105 | 2665401.2644 | 1208113.5523 | 2665406.5066 | 1208113.5586
106 | 2665421.7764 | 1208113.2447 | 2665412.6997 | 1208113.5661 | 2665406.5066 | 1208113.5586
107 | 2665427.0168 | 1208113.0591 | 2665421.7764 | 1208113.2447
108 | 2665425.8818 | 1208147.7091 | 2665434.6708 | 1208146.3379 | 2665449.9091 | 1208144.6407
109 | 2665425.8818 | 1208147.7091 | 2665427.7378 | 1208156.646
110 | 2665425.8818 | 1208147.7091 | 2665420.8398 | 1208148.4962
111 | 2665534.7798 | 1208030.1714 | 2665548.8368 | 1208029.9908
112 | 2665528.0498 | 1208030.2579 | 2665534.7798 | 1208030.1714
113 | 2665556.4811 | 1208042.556 | 2665556.1627 | 1208029.933 | 2665551.8438 | 1208029.9522 | 2665548.8368 | 1208029.9908
114 | 2665528.0498 | 1208030.2579 | 2665514.0882 | 1208030.4401
115 | 2665528.0498 | 1208030.2579 | 2665528.3743 | 1208043.2581
116 | 2665556.4811 | 1208042.556 | 2665556.6503 | 1208049.2629
117 | 2665501.0447 | 1208030.6104 | 2665514.0882 | 1208030.4401
118 | 2665528.3743 | 1208043.2581 | 2665528.5349 | 1208049.6948
119 | 2665499.83 | 1208030.6263 | 2665501.0447 | 1208030.6104
120 | 2665528.6956 | 1208056.1329 | 2665528.5349 | 1208049.6948
121 | 2665499.83 | 1208030.6263 | 2665500.2676 | 1208044.3967
122 | 2665528.8562 | 1208062.5699 | 2665528.6956 | 1208056.1329
123 | 2665524.1627 | 1207997.727 | 2665524.01 | 1207987.0759
124 | 2665524.01 | 1207987.0759 | 2665523.9424 | 1207982.3626
125 | 2665445.5415 | 1208112.4031 | 2665445.3188 | 1208112.411
126 | 2665445.3188 | 1208112.411 | 2665444.9766 | 1208112.4232
127 | 2665427.0168 | 1208113.0591 | 2665444.9766 | 1208112.4232
128 | 2665500.2676 | 1208044.3967 | 2665500.4573 | 1208050.3674 | 2665500.4806 | 1208050.9855
129 | 2665500.7311 | 1208057.6305 | 2665500.4806 | 1208050.9855
130 | 2665444.5656 | 1207974.5853 | 2665447.6923 | 1207973.9756 | 2665454.9714 | 1207973.2397
131 | 2665470.9797 | 1207974.6587 | 2665484.8771 | 1207972.8715 | 2665490.1632 | 1207971.6658
132 | 2665322.4512 | 1208204.4556 | 2665324.3067 | 1208205.1822
133 | 2665344.0782 | 1207641.3024 | 2665320.6579 | 1207660.5041
134 | 2665367.3458 | 1207622.2257 | 2665344.0782 | 1207641.3024
135 | 2665461.1873 | 1208069.6779 | 2665461.4521 | 1208070.4097
136 | 2665460.8333 | 1208068.6996 | 2665461.1873 | 1208069.6779

## bus_geodata
| x | y | coords
0 | 2665573.8944 | 1207739.2755
1 | 2665596.9126 | 1207772.2679
2 | 2665634.9322 | 1207745.1581
3 | 2665693.8184 | 1207814.5924
4 | 2665623.8086 | 1207729.473
5 | 2665365.1803 | 1207915.0247
6 | 2665376.0071 | 1207961.5605
7 | 2665431.0933 | 1207848.4252
8 | 2665418.4669 | 1207968.2518
9 | 2665288.5509 | 1207985.4069
10 | 2665375.5722 | 1207933.6596
11 | 2665170.1584 | 1207860.9044
12 | 2665722.5757 | 1207793.8185
13 | 2665703.535 | 1207805.2635
14 | 2665713.6057 | 1207784.0882
15 | 2665707.2261 | 1207847.4933
16 | 2665661.9175 | 1207845.989
17 | 2665159.8 | 1207827.7045
18 | 2665036.995 | 1207774.033
19 | 2665196.4492 | 1207822.3371
20 | 2664902.5378 | 1207546.3984
21 | 2665088.6911 | 1207707.7073
22 | 2665478.1512 | 1207842.6251
23 | 2665418.5422 | 1207947.2221
24 | 2665439.3259 | 1207975.6071
25 | 2665444.3566 | 1207995.1185
26 | 2665460.8603 | 1208035.4159
27 | 2665631.2282 | 1207835.1278
28 | 2665622.1326 | 1207840.1308
29 | 2664984.3077 | 1207578.7498
30 | 2665314.6324 | 1207700.3965
31 | 2665401.3122 | 1208211.7291
32 | 2665411.0811 | 1208194.6422
33 | 2665420.2311 | 1208185.4257
34 | 2665347.3357 | 1208214.2005
35 | 2665338.7569 | 1208210.841
36 | 2665361.3041 | 1208193.5504
37 | 2665446.1931 | 1208176.0595
38 | 2665337.0057 | 1208210.1552
39 | 2665377.1497 | 1208172.3347
40 | 2665453.65 | 1208175.5786
41 | 2665327.7764 | 1208206.541
42 | 2665396.5334 | 1208157.3037
43 | 2665471.0854 | 1208174.4542
44 | 2665473.104 | 1208174.3236
45 | 2665508.6515 | 1208171.7535
46 | 2665498.9893 | 1208138.3827
47 | 2665484.3601 | 1208098.2756
48 | 2665478.0367 | 1208141.3733
49 | 2665477.1948 | 1208072.2256
50 | 2665467.5855 | 1208087.3627
51 | 2665491.0535 | 1208071.9616
52 | 2665468.3275 | 1208054.7822
53 | 2665473.8564 | 1208102.5034
54 | 2665468.5037 | 1208089.8949
55 | 2665464.9774 | 1208080.1539
56 | 2665462.4275 | 1208143.2464
57 | 2665461.466 | 1208031.128
58 | 2665449.4159 | 1207990.8269
59 | 2665474.371 | 1208030.9593
60 | 2665494.8985 | 1208071.8883
61 | 2665469.2699 | 1208104.3495
62 | 2665463.3437 | 1208075.6382
63 | 2665529.1776 | 1208075.4447
64 | 2665529.0169 | 1208069.0073
65 | 2665556.9886 | 1208062.6767
66 | 2665556.8194 | 1208055.9699
67 | 2665591.1723 | 1208005.7619
68 | 2665587.9521 | 1207987.7693
69 | 2665543.7533 | 1207896.7149
70 | 2665548.7482 | 1207944.9108
71 | 2665541.0691 | 1207870.8147
72 | 2665523.5736 | 1207956.6639
73 | 2665576.155 | 1207928.613
74 | 2665561.2447 | 1207836.8132
75 | 2665492.9053 | 1207967.9852
76 | 2665523.6082 | 1207959.0546
77 | 2665578.4457 | 1207934.6529
78 | 2665608.753 | 1207897.9151
79 | 2665600.9446 | 1207868.162
80 | 2665624.1468 | 1207865.7797
81 | 2665496.9977 | 1207970.1069
82 | 2665523.9055 | 1207979.7882
83 | 2665560.855 | 1207940.2968
84 | 2665585.3816 | 1207973.4067
85 | 2665620.2029 | 1207884.5644
86 | 2665090.915 | 1207705.4455
87 | 2664991.1293 | 1207571.6439
88 | 2665445.8104 | 1207892.3683
89 | 2665418.7125 | 1207899.6577
90 | 2665456.4993 | 1207891.2773
91 | 2665418.5975 | 1207931.7729
92 | 2665382.2184 | 1208113.5293
93 | 2665382.2096 | 1208113.5293
94 | 2665382.3143 | 1208113.5294
95 | 2665386.5011 | 1208113.5345
96 | 2665395.8585 | 1208113.5458
97 | 2665401.2644 | 1208113.5523
98 | 2665406.5066 | 1208113.5586
99 | 2665421.7764 | 1208113.2447
100 | 2665449.9091 | 1208144.6407
101 | 2665425.8818 | 1208147.7091
102 | 2665427.7378 | 1208156.646
103 | 2665420.8398 | 1208148.4962
104 | 2665534.7798 | 1208030.1714
105 | 2665548.8368 | 1208029.9908
106 | 2665528.0498 | 1208030.2579
107 | 2665556.4811 | 1208042.556
108 | 2665514.0882 | 1208030.4401
109 | 2665528.3743 | 1208043.2581
110 | 2665556.6503 | 1208049.2629
111 | 2665501.0447 | 1208030.6104
112 | 2665528.5349 | 1208049.6948
113 | 2665499.83 | 1208030.6263
114 | 2665528.6956 | 1208056.1329
115 | 2665524.1627 | 1207997.727
116 | 2665524.01 | 1207987.0759
117 | 2665523.9424 | 1207982.3626
118 | 2665445.5415 | 1208112.4031
119 | 2665445.3188 | 1208112.411
120 | 2665444.9766 | 1208112.4232
121 | 2665500.2676 | 1208044.3967
122 | 2665500.4806 | 1208050.9855
123 | 2665500.7311 | 1208057.6305
124 | 2665444.5656 | 1207974.5853
125 | 2665454.9714 | 1207973.2397
126 | 2665470.9797 | 1207974.6587
127 | 2665490.1632 | 1207971.6658
128 | 2665324.3067 | 1208205.1822
129 | 2665322.4512 | 1208204.4556
130 | 2665528.8562 | 1208062.5699
131 | 2665320.6579 | 1207660.5041
132 | 2665344.0782 | 1207641.3024
133 | 2665367.3458 | 1207622.2257
134 | 2665461.4521 | 1208070.4097
135 | 2665461.1873 | 1208069.6779
136 | 2665460.8333 | 1208068.6996
137 | 2665427.0168 | 1208113.0591
138 | 2665523.6082 | 1207959.0546

## line_std_types
| c_nf_per_km | r_ohm_per_km | x_ohm_per_km | max_i_ka | type | q_mm2 | alpha | voltage_rating
NAYY 4x50 SE | 210 | 0.642 | 0.083 | 0.142 | cs | 50 | 0.00403 | LV
NAYY 4x120 SE | 264 | 0.225 | 0.08 | 0.242 | cs | 120 | 0.00403 | LV
NAYY 4x150 SE | 261 | 0.208 | 0.08 | 0.27 | cs | 150 | 0.00403 | LV
NA2XS2Y 1x95 RM/25 12/20 kV | 216 | 0.313 | 0.132 | 0.252 | cs | 95 | 0.00403 | MV
NA2XS2Y 1x185 RM/25 12/20 kV | 273 | 0.161 | 0.117 | 0.362 | cs | 185 | 0.00403 | MV
NA2XS2Y 1x240 RM/25 12/20 kV | 304 | 0.122 | 0.112 | 0.421 | cs | 240 | 0.00403 | MV
NA2XS2Y 1x95 RM/25 6/10 kV | 315 | 0.313 | 0.123 | 0.249 | cs | 95 | 0.00403 | MV
NA2XS2Y 1x185 RM/25 6/10 kV | 406 | 0.161 | 0.11 | 0.358 | cs | 185 | 0.00403 | MV
NA2XS2Y 1x240 RM/25 6/10 kV | 456 | 0.122 | 0.105 | 0.416 | cs | 240 | 0.00403 | MV
NA2XS2Y 1x150 RM/25 12/20 kV | 250 | 0.206 | 0.116 | 0.319 | cs | 150 | 0.00403 | MV
NA2XS2Y 1x120 RM/25 12/20 kV | 230 | 0.253 | 0.119 | 0.283 | cs | 120 | 0.00403 | MV
NA2XS2Y 1x70 RM/25 12/20 kV | 190 | 0.443 | 0.132 | 0.22 | cs | 70 | 0.00403 | MV
NA2XS2Y 1x150 RM/25 6/10 kV | 360 | 0.206 | 0.11 | 0.315 | cs | 150 | 0.00403 | MV
NA2XS2Y 1x120 RM/25 6/10 kV | 340 | 0.253 | 0.113 | 0.28 | cs | 120 | 0.00403 | MV
NA2XS2Y 1x70 RM/25 6/10 kV | 280 | 0.443 | 0.123 | 0.217 | cs | 70 | 0.00403 | MV
N2XS(FL)2Y 1x120 RM/35 64/110 kV | 112 | 0.153 | 0.166 | 0.366 | cs | 120 | 0.00393 | HV
N2XS(FL)2Y 1x185 RM/35 64/110 kV | 125 | 0.099 | 0.156 | 0.457 | cs | 185 | 0.00393 | HV
N2XS(FL)2Y 1x240 RM/35 64/110 kV | 135 | 0.075 | 0.149 | 0.526 | cs | 240 | 0.00393 | HV
N2XS(FL)2Y 1x300 RM/35 64/110 kV | 144 | 0.06 | 0.144 | 0.588 | cs | 300 | 0.00393 | HV
15-AL1/3-ST1A 0.4 | 11 | 1.8769 | 0.35 | 0.105 | ol | 16 | 0.00403 | LV
24-AL1/4-ST1A 0.4 | 11.25 | 1.2012 | 0.335 | 0.14 | ol | 24 | 0.00403 | LV
48-AL1/8-ST1A 0.4 | 12.2 | 0.5939 | 0.3 | 0.21 | ol | 48 | 0.00403 | LV
94-AL1/15-ST1A 0.4 | 13.2 | 0.306 | 0.29 | 0.35 | ol | 94 | 0.00403 | LV
34-AL1/6-ST1A 10.0 | 9.7 | 0.8342 | 0.36 | 0.17 | ol | 34 | 0.00403 | MV
48-AL1/8-ST1A 10.0 | 10.1 | 0.5939 | 0.35 | 0.21 | ol | 48 | 0.00403 | MV
70-AL1/11-ST1A 10.0 | 10.4 | 0.4132 | 0.339 | 0.29 | ol | 70 | 0.00403 | MV
94-AL1/15-ST1A 10.0 | 10.75 | 0.306 | 0.33 | 0.35 | ol | 94 | 0.00403 | MV
122-AL1/20-ST1A 10.0 | 11.1 | 0.2376 | 0.323 | 0.41 | ol | 122 | 0.00403 | MV
149-AL1/24-ST1A 10.0 | 11.25 | 0.194 | 0.315 | 0.47 | ol | 149 | 0.00403 | MV
34-AL1/6-ST1A 20.0 | 9.15 | 0.8342 | 0.382 | 0.17 | ol | 34 | 0.00403 | MV
48-AL1/8-ST1A 20.0 | 9.5 | 0.5939 | 0.372 | 0.21 | ol | 48 | 0.00403 | MV
70-AL1/11-ST1A 20.0 | 9.7 | 0.4132 | 0.36 | 0.29 | ol | 70 | 0.00403 | MV
94-AL1/15-ST1A 20.0 | 10 | 0.306 | 0.35 | 0.35 | ol | 94 | 0.00403 | MV
122-AL1/20-ST1A 20.0 | 10.3 | 0.2376 | 0.344 | 0.41 | ol | 122 | 0.00403 | MV
149-AL1/24-ST1A 20.0 | 10.5 | 0.194 | 0.337 | 0.47 | ol | 149 | 0.00403 | MV
184-AL1/30-ST1A 20.0 | 10.75 | 0.1571 | 0.33 | 0.535 | ol | 184 | 0.00403 | MV
243-AL1/39-ST1A 20.0 | 11 | 0.1188 | 0.32 | 0.645 | ol | 243 | 0.00403 | MV
48-AL1/8-ST1A 110.0 | 8 | 0.5939 | 0.46 | 0.21 | ol | 48 | 0.00403 | HV
70-AL1/11-ST1A 110.0 | 8.4 | 0.4132 | 0.45 | 0.29 | ol | 70 | 0.00403 | HV
94-AL1/15-ST1A 110.0 | 8.65 | 0.306 | 0.44 | 0.35 | ol | 94 | 0.00403 | HV
122-AL1/20-ST1A 110.0 | 8.5 | 0.2376 | 0.43 | 0.41 | ol | 122 | 0.00403 | HV
149-AL1/24-ST1A 110.0 | 8.75 | 0.194 | 0.41 | 0.47 | ol | 149 | 0.00403 | HV
184-AL1/30-ST1A 110.0 | 8.8 | 0.1571 | 0.4 | 0.535 | ol | 184 | 0.00403 | HV
243-AL1/39-ST1A 110.0 | 9 | 0.1188 | 0.39 | 0.645 | ol | 243 | 0.00403 | HV
305-AL1/39-ST1A 110.0 | 9.2 | 0.0949 | 0.38 | 0.74 | ol | 305 | 0.00403 | HV
490-AL1/64-ST1A 110.0 | 9.75 | 0.059 | 0.37 | 0.96 | ol | 490 | 0.00403 | HV
679-AL1/86-ST1A 110.0 | 9.95 | 0.042 | 0.36 | 1.15 | ol | 679 | 0.00403 | HV
490-AL1/64-ST1A 220.0 | 10 | 0.059 | 0.285 | 0.96 | ol | 490 | 0.00403 | HV
679-AL1/86-ST1A 220.0 | 11.7 | 0.042 | 0.275 | 1.15 | ol | 679 | 0.00403 | HV
490-AL1/64-ST1A 380.0 | 11 | 0.059 | 0.253 | 0.96 | ol | 490 | 0.00403 | HV
679-AL1/86-ST1A 380.0 | 14.6 | 0.042 | 0.25 | 1.15 | ol | 679 | 0.00403 | HV

## trafo_std_types
| i0_percent | pfe_kw | vkr_percent | sn_mva | vn_lv_kv | vn_hv_kv | vk_percent | shift_degree | vector_group | tap_side | tap_neutral | tap_min | tap_max | tap_step_degree | tap_step_percent | tap_phase_shifter
160 MVA 380/110 kV | 0.06 | 60 | 0.25 | 160 | 110 | 380 | 12.2 | 0 | Yy0 | hv | 0 | -9 | 9 | 0 | 1.5 | FALSE
100 MVA 220/110 kV | 0.06 | 55 | 0.26 | 100 | 110 | 220 | 12 | 0 | Yy0 | hv | 0 | -9 | 9 | 0 | 1.5 | FALSE
63 MVA 110/20 kV | 0.04 | 22 | 0.32 | 63 | 20 | 110 | 18 | 150 | YNd5 | hv | 0 | -9 | 9 | 0 | 1.5 | FALSE
40 MVA 110/20 kV | 0.05 | 18 | 0.34 | 40 | 20 | 110 | 16.2 | 150 | YNd5 | hv | 0 | -9 | 9 | 0 | 1.5 | FALSE
25 MVA 110/20 kV | 0.07 | 14 | 0.41 | 25 | 20 | 110 | 12 | 150 | YNd5 | hv | 0 | -9 | 9 | 0 | 1.5 | FALSE
63 MVA 110/10 kV | 0.04 | 22 | 0.32 | 63 | 10 | 110 | 18 | 150 | YNd5 | hv | 0 | -9 | 9 | 0 | 1.5 | FALSE
40 MVA 110/10 kV | 0.05 | 18 | 0.34 | 40 | 10 | 110 | 16.2 | 150 | YNd5 | hv | 0 | -9 | 9 | 0 | 1.5 | FALSE
25 MVA 110/10 kV | 0.07 | 14 | 0.41 | 25 | 10 | 110 | 12 | 150 | YNd5 | hv | 0 | -9 | 9 | 0 | 1.5 | FALSE
0.25 MVA 20/0.4 kV | 0.32 | 0.8 | 1.44 | 0.25 | 0.4 | 20 | 6 | 150 | Yzn5 | hv | 0 | -2 | 2 | 0 | 2.5 | FALSE
0.4 MVA 20/0.4 kV | 0.3375 | 1.35 | 1.425 | 0.4 | 0.4 | 20 | 6 | 150 | Dyn5 | hv | 0 | -2 | 2 | 0 | 2.5 | FALSE
0.63 MVA 20/0.4 kV | 0.2619 | 1.65 | 1.206 | 0.63 | 0.4 | 20 | 6 | 150 | Dyn5 | hv | 0 | -2 | 2 | 0 | 2.5 | FALSE
0.25 MVA 10/0.4 kV | 0.24 | 0.6 | 1.2 | 0.25 | 0.4 | 10 | 4 | 150 | Dyn5 | hv | 0 | -2 | 2 | 0 | 2.5 | FALSE
0.4 MVA 10/0.4 kV | 0.2375 | 0.95 | 1.325 | 0.4 | 0.4 | 10 | 4 | 150 | Dyn5 | hv | 0 | -2 | 2 | 0 | 2.5 | FALSE
0.63 MVA 10/0.4 kV | 0.1873 | 1.18 | 1.0794 | 0.63 | 0.4 | 10 | 4 | 150 | Dyn5 | hv | 0 | -2 | 2 | 0 | 2.5 | FALSE

## trafo3w_std_types
| sn_hv_mva | sn_mv_mva | sn_lv_mva | vn_hv_kv | vn_mv_kv | vn_lv_kv | vk_hv_percent | vk_mv_percent | vk_lv_percent | vkr_hv_percent | vkr_mv_percent | vkr_lv_percent | pfe_kw | i0_percent | shift_mv_degree | shift_lv_degree | vector_group | tap_side | tap_neutral | tap_min | tap_max | tap_step_percent
63/25/38 MVA 110/20/10 kV | 63 | 25 | 38 | 110 | 20 | 10 | 10.4 | 10.4 | 10.4 | 0.28 | 0.32 | 0.35 | 35 | 0.89 | 0 | 0 | YN0yn0yn0 | hv | 0 | -10 | 10 | 1.2
63/25/38 MVA 110/10/10 kV | 63 | 25 | 38 | 110 | 10 | 10 | 10.4 | 10.4 | 10.4 | 0.28 | 0.32 | 0.35 | 35 | 0.89 | 0 | 0 | YN0yn0yn0 | hv | 0 | -10 | 10 | 1.2

## fuse_std_types
| fuse_type | i_rated_a | t_avg | t_min | t_total | x_avg | x_min | x_total
HV 100A | HV 100A | 100 | 0 | [10.0, 3.64, 0.854, 0.281, 0.1, 0.0531, 0.022, 0.01] | [10.0, 4.267, 1.21, 0.403, 0.1, 0.058, 0.022, 0.01] | 0 | [300.0, 350.0, 450.0, 550.0, 700.0, 850.0, 1200.0, 1752.0] | [600.0, 700.0, 900.0, 1150.0, 1665.0, 2000.0, 3000.0, 4313.0]
HV 10A | HV 10A | 10 | 0 | [10.0, 1675.0, 0.344, 0.156, 0.1, 0.0417, 0.0171, 0.01] | [10.0, 1.3, 0.3, 0.155, 0.1, 0.0555, 0.023, 0.01] | 0 | [30.0, 32.0, 35.0, 37.0, 39.0, 50.0, 70.0, 88.0] | [60.0, 70.0, 80.0, 87.0, 94.0, 110.0, 150.0, 216.0]
HV 125A | HV 125A | 125 | 0 | [10.0, 1.82, 0.344, 0.1, 0.0467, 0.0269, 0.01] | [10.0, 2.478, 0.426, 0.1, 0.0427, 0.0211, 0.01] | 0 | [375.0, 500.0, 700.0, 925.0, 1200.0, 1500.0, 2341.0] | [750.0, 1000.0, 1500.0, 2200.0, 3000.0, 4000.0, 5765.0]
HV 160A | HV 160A | 160 | 0 | [10.0, 4.15, 1.03, 0.198, 0.1, 0.051, 0.0172, 0.01] | [10.0, 2.3, 0.734, 0.274, 0.1, 0.046, 0.0177, 0.01] | 0 | [480.0, 550.0, 700.0, 1000.0, 1260.0, 1600.0, 2500.0, 3227.0] | [960.0, 1300.0, 1700.0, 2200.0, 2996.0, 4000.0, 6000.0, 7946.0]
HV 16A | HV 16A | 16 | 0 | [10.0, 0.352, 0.164, 0.1, 0.0649, 0.0342, 0.01] | [10.0, 2.34, 0.722, 0.181, 0.1, 0.055, 0.0296, 0.01] | 0 | [48.0, 60.0, 65.0, 71.0, 80.0, 100.0, 162.0] | [96.0, 110.0, 125.0, 150.0, 168.0, 200.0, 250.0, 398.0]
HV 200A | HV 200A | 200 | 0 | [10.0, 4.267, 1.21, 0.403, 0.1, 0.058, 0.022, 0.01] | [10.0, 3.73, 1.654, 0.328, 0.1, 0.0531, 0.019, 0.01] | 0 | [600.0, 700.0, 900.0, 1150.0, 1665.0, 2000.0, 3000.0, 4313.0] | [1200.0, 1500.0, 1800.0, 2700.0, 3960.0, 5000.0, 7500.0, 10620.0]
HV 20A | HV 20A | 20 | 0 | [10.0, 1.3, 0.3, 0.155, 0.1, 0.0555, 0.023, 0.01] | [10.0, 1.3, 0.161, 0.1, 0.0611, 0.0399, 0.0141, 0.01] | 0 | [60.0, 70.0, 80.0, 87.0, 94.0, 110.0, 150.0, 216.0] | [120.0, 150.0, 200.0, 223.0, 260.0, 300.0, 450.0, 532.0]
HV 25A | HV 25A | 25 | 0 | [10.0, 2.512, 0.833, 0.299, 0.1, 0.0372, 0.0223, 0.01] | [10.0, 3.125, 0.597, 0.198, 0.1, 0.0378, 0.022, 0.01] | 0 | [75.0, 82.0, 90.0, 100.0, 124.0, 170.0, 200.0, 289.0] | [150.0, 170.0, 210.0, 250.0, 294.0, 400.0, 500.0, 711.0]
HV 31.5A | HV 31.5A | 31.5 | 0 | [10.0, 2.34, 0.722, 0.181, 0.1, 0.055, 0.0296, 0.01] | [10.0, 2.84, 0.368, 0.164, 0.1, 0.0621, 0.0378, 0.0195, 0.01] | 0 | [95.0, 110.0, 125.0, 150.0, 165.0, 200.0, 250.0, 390.0] | [189.0, 220.0, 300.0, 350.0, 393.0, 450.0, 530.0, 700.0, 960.0]
HV 40A | HV 40A | 40 | 0 | [10.0, 1.3, 0.161, 0.1, 0.0611, 0.0399, 0.0141, 0.01] | [10.0, 2.05, 0.369, 0.198, 0.1, 0.051, 0.0298, 0.01] | 0 | [120.0, 150.0, 200.0, 223.0, 260.0, 300.0, 450.0, 532.0] | [240.0, 300.0, 400.0, 450.0, 530.0, 650.0, 800.0, 1311.0]
HV 50A | HV 50A | 50 | 0 | [10.0, 3.215, 0.597, 0.198, 0.1, 0.0378, 0.022, 0.01] | [10.0, 3.64, 0.854, 0.281, 0.1, 0.0531, 0.022, 0.01] | 0 | [150.0, 170.0, 210.0, 250.0, 294.0, 400.0, 500.0, 711.0] | [300.0, 350.0, 450.0, 550.0, 700.0, 850.0, 1200.0, 1752.0]
HV 6.3A | HV 6.3A | 6.3 | 0 | [10.0, 1.39, 0.344, 0.168, 0.1, 0.056, 0.0263, 0.01] | [10.0, 1.711, 0.516, 0.198, 0.1, 0.0634, 0.0303, 0.01] | 0 | [19.0, 19.5, 20.4, 20.8, 22.0, 25.0, 32.0, 48.0] | [38.0, 40.0, 43.0, 48.0, 53.0, 60.0, 75.0, 118.0]
HV 63A | HV 63A | 63 | 0 | [10.0, 2.84, 0.368, 0.164, 0.1, 0.0621, 0.0378, 0.0195, 0.01] | [10.0, 1.82, 0.344, 0.1, 0.0467, 0.0269, 0.01] | 0 | [189.0, 220.0, 300.0, 350.0, 393.0, 450.0, 530.0, 700.0, 961.0] | [378.0, 500.0, 700.0, 934.0, 1200.0, 1500.0, 2366.0]
HV 80A | HV 80A | 80 | 0 | [10.0, 2.05, 0.369, 0.198, 0.1, 0.051, 0.0298, 0.01] | [10.0, 4.15, 1.03, 0.198, 0.1, 0.051, 0.0172, 0.01] | 0 | [240.0, 300.0, 400.0, 450.0, 530.0, 650.0, 800.0, 1311.0] | [480.0, 550.0, 700.0, 1000.0, 1260.0, 1600.0, 2500.0, 3227.0]
Siemens NH-1-100 | Siemens NH-1-100 | 100 | [5400.0, 2000.0, 400.0, 20.0, 1.0, 0.2, 0.012, 0.004] | 0 | 0 | [150.0, 190.0, 250.0, 430.0, 900.0, 1250.0, 2700.0, 3600.0] | 0 | 0
Siemens NH-1-125 | Siemens NH-1-125 | 125 | [4800.0, 120.0, 7.0, 0.1, 0.004] | 0 | 0 | [180.0, 400.0, 740.0, 2000.0, 4250.0] | 0 | 0
Siemens NH-1-16 | Siemens NH-1-16 | 16 | [4000.0, 400.0, 2.0, 0.1, 0.04, 0.01] | 0 | 0 | [26.0, 35.0, 75.0, 150.0, 200.0, 300.0] | 0 | 0
Siemens NH-1-160 | Siemens NH-1-160 | 160 | [4800.0, 120.0, 7.0, 0.1, 0.004] | 0 | 0 | [210.0, 500.0, 900.0, 2300.0, 5000.0] | 0 | 0
Siemens NH-1-25 | Siemens NH-1-25 | 25 | [4000.0, 1000.0, 10.0, 0.2, 0.02, 0.01] | 0 | 0 | [40.0, 50.0, 100.0, 210.0, 400.0, 500.0] | 0 | 0
Siemens NH-1-50 | Siemens NH-1-50 | 50 | [4000.0, 40.0, 4.0, 1.0, 0.02, 0.01] | 0 | 0 | [86.0, 200.0, 300.0, 400.0, 1000.0, 1280.0] | 0 | 0
Siemens NH-1-63 | Siemens NH-1-63 | 63 | [4000.0, 100.0, 10.0, 2.0, 0.04, 0.01] | 0 | 0 | [100.0, 200.0, 300.0, 400.0, 1000.0, 1500.0] | 0 | 0
Siemens NH-1-80 | Siemens NH-1-80 | 80 | [4800.0, 120.0, 7.0, 0.1, 0.01] | 0 | 0 | [150.58, 250.0, 450.0, 1150.0, 2470.0] | 0 | 0
Siemens NH-2-1000 | Siemens NH-2-1000 | 1000 | [4800.0, 120.0, 7.0, 0.1, 0.004] | 0 | 0 | [1900.0, 3500.0, 8400.0, 24000.0, 52000.0] | 0 | 0
Siemens NH-2-200 | Siemens NH-2-200 | 200 | [4800.0, 120.0, 7.0, 0.1, 0.004] | 0 | 0 | [280.0, 650.0, 1200.0, 3000.0, 7000.0] | 0 | 0
Siemens NH-2-224 | Siemens NH-2-224 | 224 | [4800.0, 120.0, 7.0, 0.2, 0.04, 0.004] | 0 | 0 | [400.0, 750.0, 1453.0, 3025.0, 4315.0, 7600.0] | 0 | 0
Siemens NH-2-250 | Siemens NH-2-250 | 250 | [4800.0, 120.0, 7.0, 0.1, 0.004] | 0 | 0 | [450.0, 800.0, 1650.0, 4000.0, 8500.0] | 0 | 0
Siemens NH-2-315 | Siemens NH-2-315 | 315 | [4800.0, 120.0, 7.0, 0.1, 0.004] | 0 | 0 | [550.0, 920.0, 1900.0, 5000.0, 11000.0] | 0 | 0
Siemens NH-2-355 | Siemens NH-2-355 | 355 | [4800.0, 120.0, 6.0, 0.1, 0.004] | 0 | 0 | [650.0, 1116.27, 2350.0, 5840.0, 12790.0] | 0 | 0
Siemens NH-2-400 | Siemens NH-2-400 | 400 | [4800.0, 120.0, 7.0, 0.1, 0.004] | 0 | 0 | [720.0, 1350.0, 2800.0, 6500.0, 15000.0] | 0 | 0
Siemens NH-2-425 | Siemens NH-2-425 | 425 | [4800.0, 120.0, 7.0, 0.1, 0.004] | 0 | 0 | [850.0, 1500.0, 3050.0, 7500.0, 16500.0] | 0 | 0
Siemens NH-2-630 | Siemens NH-2-630 | 630 | [4800.0, 120.0, 7.0, 0.1, 0.004] | 0 | 0 | [1200.0, 2000.0, 4800.0, 12000.0, 26000.0] | 0 | 0

## res_bus
| vm_pu | va_degree | p_mw | q_mvar
0 | 0.98023 | -0.38176 | 0.009139 | 0.0022905
1 | 0.98057 | -0.3751 | 0 | 0
2 | 0.981 | -0.36657 | 0 | 0
3 | 0.98277 | -0.33203 | 0 | 0
4 | 0.98086 | -0.36937 | 0.0080304 | 0.0020126
5 | 0.98483 | -0.28952 | 0 | 0
6 | 0.9856 | -0.27447 | 0 | 0
7 | 0.9842 | -0.30184 | 0.0016827 | 0.00042172
8 | 0.98694 | -0.24857 | 0 | 0
9 | 0.98391 | -0.30727 | 0 | 0
10 | 0.98539 | -0.27863 | 0.0083084 | 0.0020823
11 | 0.97722 | -0.438 | 0 | 0
12 | 0.98275 | -0.33235 | 0 | 0
13 | 0.98276 | -0.33224 | 0.00057991 | 0.00014534
14 | 0.98275 | -0.33242 | 0.00026793 | 6.715e-05
15 | 0.98342 | -0.31927 | 0 | 0
16 | 0.98422 | -0.30364 | 0.017914 | 0.0044897
17 | 0.9772 | -0.43836 | 0.00054367 | 0.00013626
18 | 0.97606 | -0.4609 | 0 | 0
19 | 0.97667 | -0.44871 | 0.0021322 | 0.00053439
20 | 0.97487 | -0.48438 | 0 | 0
21 | 0.97581 | -0.46582 | 0.00088598 | 0.00022205
22 | 0.98396 | -0.30648 | 0.0054313 | 0.0013612
23 | 0.9865 | -0.25705 | 0.0019345 | 0.00048484
24 | 0.98808 | -0.22636 | 0 | 0
25 | 0.97158 | -0.54773 | 0.027529 | 0.0068994
26 | 0.9727 | -0.52562 | 0.017979 | 0.0045059
27 | 0.98531 | -0.2825 | 0 | 0
28 | 0.98566 | -0.27576 | 0 | 0
29 | 0.97461 | -0.48969 | 0.0019573 | 0.00049056
30 | 0.97502 | -0.48129 | 0 | 0
31 | 0.97208 | -0.53777 | 0.0024706 | 0.00061919
32 | 0.97213 | -0.53687 | 0.0022351 | 0.00056016
33 | 0.97219 | -0.53574 | 0.0029064 | 0.00072842
34 | 0.97072 | -0.56464 | 0 | 0
35 | 0.97064 | -0.56637 | 0.0025338 | 0.00063502
36 | 0.97096 | -0.55996 | 0.0015485 | 0.00038809
37 | 0.97239 | -0.53179 | 0.0031361 | 0.00078599
38 | 0.97062 | -0.56664 | 0.0011178 | 0.00028016
39 | 0.97125 | -0.55422 | 0.0028488 | 0.00071397
40 | 0.97246 | -0.53031 | 0.0037215 | 0.0009327
41 | 0.97056 | -0.56783 | 0.0024942 | 0.00062511
42 | 0.97158 | -0.54761 | 0.0019 | 0.00047617
43 | 0.9727 | -0.52565 | 0 | 0
44 | 0.97272 | -0.52512 | 0.0025302 | 0.00063412
45 | 0.97329 | -0.51396 | 0 | 0
46 | 0.97384 | -0.50309 | 0 | 0
47 | 0.97569 | -0.46673 | 0 | 0
48 | 0.97326 | -0.51454 | 0.0028077 | 0.00070368
49 | 0.97745 | -0.43228 | 0 | 0
50 | 0.97709 | -0.43935 | 0 | 0
51 | 0.97837 | -0.41419 | 0.0022478 | 0.00056334
52 | 0.97358 | -0.50824 | 0.0032935 | 0.00082544
53 | 0.97534 | -0.47351 | 0.003252 | 0.00081504
54 | 0.97708 | -0.43944 | 0.001875 | 0.00046992
55 | 0.97699 | -0.44121 | 0.0018755 | 0.00047005
56 | 0.97287 | -0.52224 | 0.0018208 | 0.00045632
57 | 0.98528 | -0.2801 | 0 | 0
58 | 0.9892 | -0.20477 | 0 | 0
59 | 0.98417 | -0.30148 | 0.0028508 | 0.00071448
60 | 0.97863 | -0.40911 | 0.004772 | 0.001196
61 | 0.97521 | -0.47618 | 0.0016048 | 0.0004022
62 | 0.97694 | -0.44222 | 0.0050153 | 0.001257
63 | 0.98123 | -0.35856 | 0.0013922 | 0.00034891
64 | 0.98124 | -0.3584 | 0.0013922 | 0.00034892
65 | 0.98108 | -0.36155 | 0.0016235 | 0.00040688
66 | 0.98109 | -0.36136 | 0.0016221 | 0.00040653
67 | 0.99411 | -0.11261 | 0.003118 | 0.00078143
68 | 0.99416 | -0.1116 | 0.0057123 | 0.0014316
69 | 0.99334 | -0.12763 | 0.046241 | 0.011589
70 | 0.99705 | -0.05611 | 0 | 0
71 | 0.99244 | -0.14496 | 0 | 0
72 | 1 | 0 | -0.50897 | -0.13012
73 | 0.99489 | -0.097421 | 0 | 0
74 | 0.99054 | -0.18184 | 0.037633 | 0.0094318
75 | 0.99995 | -0.0010453 | 0.0018315 | 0.00045903
76 | 0.9997 | -0.0055496 | 0 | 0
77 | 0.99479 | -0.099489 | 0 | 0
78 | 0.98954 | -0.20039 | 0.031148 | 0.0078065
79 | 0.98556 | -0.2776 | 0.044046 | 0.011039
80 | 0.98651 | -0.25918 | 0 | 0
81 | 0.99631 | -0.069481 | 0.002798 | 0.00070124
82 | 0.99945 | -0.010411 | 0.0033308 | 0.00083478
83 | 0.99472 | -0.1008 | 0.003996 | 0.0010015
84 | 0.99428 | -0.10933 | 0.0053533 | 0.0013417
85 | 0.98795 | -0.23125 | 0.018393 | 0.0046098
86 | 0.97581 | -0.46589 | 0.0012568 | 0.00031499
87 | 0.9746 | -0.48988 | 0.001057 | 0.00026491
88 | 0.9857 | -0.27267 | 0.0024153 | 0.00060534
89 | 0.98585 | -0.26981 | 0.0072377 | 0.0018139
90 | 0.98568 | -0.27317 | 0.002601 | 0.00065187
91 | 0.98621 | -0.26275 | 0.0083373 | 0.0020895
92 | 0.97365 | -0.50685 | 0.0020473 | 0.0005131
93 | 0.97365 | -0.50685 | 0.0015068 | 0.00037765
94 | 0.97365 | -0.50685 | 0.001328 | 0.00033284
95 | 0.97367 | -0.50647 | 0.0043336 | 0.0010861
96 | 0.97375 | -0.50488 | 0.0021021 | 0.00052683
97 | 0.97381 | -0.50376 | 0.0024308 | 0.00060921
98 | 0.97388 | -0.50244 | 0.0022753 | 0.00057025
99 | 0.9741 | -0.49794 | 0.0022757 | 0.00057036
100 | 0.97258 | -0.52799 | 0.0026918 | 0.00067463
101 | 0.97208 | -0.53786 | 0 | 0
102 | 0.97205 | -0.53832 | 0.0027217 | 0.00068213
103 | 0.97198 | -0.53968 | 0.0029119 | 0.0007298
104 | 0.98138 | -0.35565 | 0.0028307 | 0.00070943
105 | 0.98126 | -0.35802 | 0.0028537 | 0.0007152
106 | 0.98146 | -0.35416 | 0 | 0
107 | 0.98114 | -0.36037 | 0.0016221 | 0.00040655
108 | 0.98172 | -0.34898 | 0.0019659 | 0.00049269
109 | 0.98136 | -0.35613 | 0.0013917 | 0.00034879
110 | 0.98111 | -0.36096 | 0.0016235 | 0.00040689
111 | 0.98199 | -0.34367 | 0.0020362 | 0.00051031
112 | 0.98132 | -0.35694 | 0.0013917 | 0.00034879
113 | 0.98202 | -0.34313 | 0 | 0
114 | 0.98128 | -0.35759 | 0.0013917 | 0.00034879
115 | 0.99937 | -0.011996 | 0.003362 | 0.0008426
116 | 0.9994 | -0.011371 | 0.0027951 | 0.00070051
117 | 0.99943 | -0.010865 | 0.0039499 | 0.00098995
118 | 0.97455 | -0.48909 | 0.0023639 | 0.00059245
119 | 0.97455 | -0.48919 | 0.002823 | 0.00070751
120 | 0.97454 | -0.48934 | 0.0019422 | 0.00048677
121 | 0.98101 | -0.36269 | 0.0022478 | 0.00056334
122 | 0.98054 | -0.37193 | 0.0022478 | 0.00056336
123 | 0.98007 | -0.38112 | 0.0022478 | 0.00056334
124 | 0.98807 | -0.22663 | 0.0010229 | 0.00025636
125 | 0.98805 | -0.22698 | 0.0018428 | 0.00046184
126 | 0.99325 | -0.12753 | 0.005588 | 0.0014005
127 | 0.9955 | -0.084881 | 0.0010031 | 0.00025141
128 | 0.97055 | -0.56811 | 0.001385 | 0.00034711
129 | 0.97054 | -0.5682 | 0.0026263 | 0.00065823
130 | 0.98126 | -0.35808 | 0.0013922 | 0.00034891
131 | 0.97456 | -0.4903 | 0.0037038 | 0.00092826
132 | 0.97437 | -0.49402 | 0.0025354 | 0.00063543
133 | 0.97426 | -0.49632 | 0.0041622 | 0.0010431
134 | 0.97691 | -0.44287 | 0.0018736 | 0.00046958
135 | 0.9769 | -0.44293 | 0.0024287 | 0.00060868
136 | 0.9769 | -0.44297 | 0.0021257 | 0.00053276
137 | 0.97419 | -0.49618 | 0.0024304 | 0.00060911
138 | 0.99998 | 149.9956 | 0 | 0

## res_line
| p_from_mw | q_from_mvar | p_to_mw | q_to_mvar | pl_mw | ql_mvar | i_from_ka | i_to_ka | i_ka | vm_from_pu | va_from_degree | vm_to_pu | va_to_degree | loading_percent
0 | -0.009139 | -0.0022905 | 0.0091419 | 0.0022918 | 2.9035e-06 | 1.351e-06 | 0.013873 | 0.013873 | 0.013873 | 0.98023 | -0.38176 | 0.98057 | -0.3751 | 3.8114
1 | -0.0091419 | -0.0022918 | 0.0091456 | 0.0022935 | 3.7144e-06 | 1.7277e-06 | 0.013873 | 0.013873 | 0.013873 | 0.98057 | -0.3751 | 0.981 | -0.36657 | 3.8113
2 | -0.017177 | -0.0043066 | 0.017205 | 0.0043233 | 2.8322e-05 | 1.6719e-05 | 0.026055 | 0.026055 | 0.026055 | 0.981 | -0.36657 | 0.98277 | -0.33203 | 7.1581
3 | 0.0080315 | 0.0020131 | -0.0080304 | -0.0020126 | 1.0702e-06 | 4.4218e-07 | 0.012182 | 0.012183 | 0.012183 | 0.981 | -0.36657 | 0.98086 | -0.36937 | 3.3469
4 | 0.00084785 | 0.00021185 | -0.00084784 | -0.00021202 | 8.3218e-09 | -1.6535e-07 | 0.0012835 | 0.0012836 | 0.0012836 | 0.98277 | -0.33203 | 0.98276 | -0.33224 | 0.35263
5 | -0.018053 | -0.0045352 | 0.018064 | 0.0045417 | 1.0999e-05 | 6.5419e-06 | 0.027338 | 0.027338 | 0.027338 | 0.98277 | -0.33203 | 0.98342 | -0.31927 | 7.5106
6 | -0.0071194 | -0.0017845 | 0.0071245 | 0.0017863 | 5.1067e-06 | 1.7696e-06 | 0.010757 | 0.010756 | 0.010757 | 0.98483 | -0.28952 | 0.9856 | -0.27447 | 2.9552
7 | 0.0071194 | 0.0017845 | -0.0071152 | -0.0017831 | 4.1771e-06 | 1.4493e-06 | 0.010757 | 0.010757 | 0.010757 | 0.98483 | -0.28952 | 0.9842 | -0.30184 | 2.9553
8 | -0.033851 | -0.0085341 | 0.033893 | 0.0085604 | 4.2011e-05 | 2.634e-05 | 0.051125 | 0.051125 | 0.051125 | 0.9856 | -0.27447 | 0.98694 | -0.24857 | 14.0454
9 | 0.018417 | 0.0046648 | -0.018388 | -0.0046475 | 2.8965e-05 | 1.7268e-05 | 0.027823 | 0.027823 | 0.027823 | 0.9856 | -0.27447 | 0.98391 | -0.30727 | 7.6437
10 | 0.00831 | 0.002083 | -0.0083084 | -0.0020823 | 1.6471e-06 | 6.9863e-07 | 0.012546 | 0.012546 | 0.012546 | 0.9856 | -0.27447 | 0.98539 | -0.27863 | 3.4468
11 | 0.0054325 | 0.0013614 | -0.0054313 | -0.0013612 | 1.2014e-06 | 1.6555e-07 | 0.0082134 | 0.0082136 | 0.0082136 | 0.9842 | -0.30184 | 0.98396 | -0.30648 | 2.2565
12 | 0.022545 | 0.0056566 | -0.022536 | -0.005651 | 9.1133e-06 | 5.5639e-06 | 0.033994 | 0.033994 | 0.033994 | 0.98694 | -0.24857 | 0.9865 | -0.25705 | 9.3391
13 | -0.056439 | -0.014217 | 0.056499 | 0.014255 | 6.0029e-05 | 3.8136e-05 | 0.085119 | 0.085119 | 0.085119 | 0.98694 | -0.24857 | 0.98808 | -0.22636 | 23.3844
14 | 0.018388 | 0.0046475 | -0.018273 | -0.0045792 | 0.00011453 | 6.832e-05 | 0.027823 | 0.027825 | 0.027825 | 0.98391 | -0.30727 | 0.97722 | -0.438 | 7.6442
15 | 0.00054367 | 0.0001358 | -0.00054367 | -0.00013626 | 9.3863e-09 | -4.5163e-07 | 0.00082769 | 0.00082786 | 0.00082786 | 0.97722 | -0.438 | 0.9772 | -0.43836 | 0.22743
16 | 0.0051674 | 0.0012878 | -0.0051618 | -0.0012873 | 5.6129e-06 | 5.6543e-07 | 0.0078658 | 0.0078669 | 0.0078669 | 0.97722 | -0.438 | 0.97606 | -0.4609 | 2.1612
17 | 0.012562 | 0.0031555 | -0.012556 | -0.003152 | 6.4201e-06 | 3.5232e-06 | 0.019131 | 0.019131 | 0.019131 | 0.97722 | -0.438 | 0.97667 | -0.44871 | 5.2559
18 | -0.00026793 | -6.6983e-05 | 0.00026793 | 6.6678e-05 | 1.4852e-09 | -3.0413e-07 | 0.00040562 | 0.00040552 | 0.00040562 | 0.98275 | -0.33235 | 0.98276 | -0.33224 | 0.11144
19 | 0.00026793 | 6.6983e-05 | -0.00026793 | -6.715e-05 | 8.1665e-10 | -1.6716e-07 | 0.00040562 | 0.00040568 | 0.00040568 | 0.98275 | -0.33235 | 0.98275 | -0.33242 | 0.11145
20 | -0.018064 | -0.0045417 | 0.018078 | 0.0045497 | 1.3495e-05 | 8.0252e-06 | 0.027338 | 0.027338 | 0.027338 | 0.98342 | -0.31927 | 0.98422 | -0.30364 | 7.5105
21 | -0.035992 | -0.0090395 | 0.036028 | 0.0090623 | 3.6341e-05 | 2.2842e-05 | 0.054422 | 0.054422 | 0.054422 | 0.98422 | -0.30364 | 0.98531 | -0.2825 | 14.9511
22 | 0.0030185 | 0.00075151 | -0.0030151 | -0.00075464 | 3.3631e-06 | -3.1365e-06 | 0.0045999 | 0.0046018 | 0.0046018 | 0.97606 | -0.4609 | 0.97487 | -0.48438 | 1.2642
23 | 0.0021433 | 0.00053576 | -0.0021428 | -0.000537 | 5.0085e-07 | -1.2428e-06 | 0.003267 | 0.0032676 | 0.0032676 | 0.97606 | -0.4609 | 0.97581 | -0.46582 | 0.89768
24 | 0.010424 | 0.0026176 | -0.010407 | -0.0026094 | 1.6177e-05 | 8.2172e-06 | 0.015883 | 0.015884 | 0.015884 | 0.97667 | -0.44871 | 0.97502 | -0.48129 | 4.3636
25 | 0.0030151 | 0.00075464 | -0.0030144 | -0.00075535 | 7.6239e-07 | -7.0863e-07 | 0.0046018 | 0.0046023 | 0.0046023 | 0.97487 | -0.48438 | 0.97461 | -0.48969 | 1.2644
26 | 0.0012568 | 0.00031495 | -0.0012568 | -0.00031499 | 4.3692e-09 | -3.683e-08 | 0.0019165 | 0.0019165 | 0.0019165 | 0.97581 | -0.46582 | 0.97581 | -0.46589 | 0.52652
27 | 0.020602 | 0.0051662 | -0.020596 | -0.0051628 | 5.595e-06 | 3.3836e-06 | 0.031076 | 0.031076 | 0.031076 | 0.9865 | -0.25705 | 0.98621 | -0.26275 | 8.5374
28 | -0.059365 | -0.014973 | 0.059426 | 0.015012 | 6.1412e-05 | 3.9041e-05 | 0.089435 | 0.089434 | 0.089435 | 0.98808 | -0.22636 | 0.9892 | -0.20477 | 24.5699
29 | 0.0028657 | 0.00071804 | -0.0028657 | -0.00071808 | 3.7284e-08 | -4.4514e-08 | 0.0043156 | 0.0043156 | 0.0043156 | 0.98808 | -0.22636 | 0.98807 | -0.22663 | 1.1856
30 | -0.027529 | -0.0068994 | 0.027558 | 0.0069174 | 2.9028e-05 | 1.8038e-05 | 0.042162 | 0.042161 | 0.042162 | 0.97158 | -0.54773 | 0.9727 | -0.52562 | 11.5829
31 | -0.045537 | -0.011423 | 0.045574 | 0.011447 | 3.7775e-05 | 2.3918e-05 | 0.069665 | 0.069665 | 0.069665 | 0.9727 | -0.52562 | 0.97358 | -0.50824 | 19.1388
32 | -0.036028 | -0.0090623 | 0.03604 | 0.0090696 | 1.1611e-05 | 7.2977e-06 | 0.054422 | 0.054422 | 0.054422 | 0.98531 | -0.2825 | 0.98566 | -0.27576 | 14.951
33 | -0.03604 | -0.0090696 | 0.036069 | 0.0090876 | 2.858e-05 | 1.7963e-05 | 0.054422 | 0.054422 | 0.054422 | 0.98566 | -0.27576 | 0.98651 | -0.25918 | 14.951
34 | 0.001057 | 0.00026479 | -0.001057 | -0.00026491 | 9.6202e-09 | -1.1659e-07 | 0.0016138 | 0.0016138 | 0.0016138 | 0.97461 | -0.48969 | 0.9746 | -0.48988 | 0.44336
35 | 0.010407 | 0.0026094 | -0.010403 | -0.0026071 | 4.4671e-06 | 2.2703e-06 | 0.015884 | 0.015884 | 0.015884 | 0.97502 | -0.48129 | 0.97456 | -0.4903 | 4.3637
36 | -0.0024706 | -0.00061919 | 0.0024707 | 0.00061902 | 1.0556e-07 | -1.7646e-07 | 0.0037819 | 0.0037818 | 0.0037819 | 0.97208 | -0.53777 | 0.97213 | -0.53687 | 1.039
37 | -0.0047058 | -0.0011792 | 0.004706 | 0.0011792 | 2.537e-07 | 6.8965e-10 | 0.007203 | 0.0072029 | 0.007203 | 0.97213 | -0.53687 | 0.97219 | -0.53574 | 1.9788
38 | -0.0076125 | -0.0019076 | 0.0076139 | 0.0019082 | 1.4311e-06 | 5.6725e-07 | 0.011651 | 0.011651 | 0.011651 | 0.97219 | -0.53574 | 0.97239 | -0.53179 | 3.201
39 | 0.010159 | 0.0025462 | -0.010158 | -0.0025457 | 8.3778e-07 | 4.223e-07 | 0.015572 | 0.015572 | 0.015572 | 0.97072 | -0.56464 | 0.97064 | -0.56637 | 4.278
40 | -0.010159 | -0.0025462 | 0.010161 | 0.0025473 | 2.267e-06 | 1.1426e-06 | 0.015572 | 0.015572 | 0.015572 | 0.97072 | -0.56464 | 0.97096 | -0.55996 | 4.278
41 | 0.0076239 | 0.0019107 | -0.0076238 | -0.0019107 | 9.6339e-08 | 3.8412e-08 | 0.011688 | 0.011688 | 0.011688 | 0.97064 | -0.56637 | 0.97062 | -0.56664 | 3.2109
42 | -0.011709 | -0.0029354 | 0.011712 | 0.0029371 | 3.2005e-06 | 1.7204e-06 | 0.017945 | 0.017945 | 0.017945 | 0.97096 | -0.55996 | 0.97125 | -0.55422 | 4.93
43 | -0.01075 | -0.0026942 | 0.010751 | 0.0026945 | 7.5831e-07 | 3.9262e-07 | 0.01645 | 0.01645 | 0.01645 | 0.97239 | -0.53179 | 0.97246 | -0.53031 | 4.5194
44 | 0.006506 | 0.0016305 | -0.0065056 | -0.0016304 | 3.6976e-07 | 1.1415e-07 | 0.009974 | 0.0099741 | 0.0099741 | 0.97062 | -0.56664 | 0.97056 | -0.56783 | 2.7401
45 | -0.014561 | -0.0036511 | 0.014566 | 0.0036537 | 4.5895e-06 | 2.6328e-06 | 0.022309 | 0.022309 | 0.022309 | 0.97125 | -0.55422 | 0.97158 | -0.54761 | 6.129
46 | -0.014472 | -0.0036272 | 0.014476 | 0.0036291 | 3.213e-06 | 1.8395e-06 | 0.022145 | 0.022145 | 0.022145 | 0.97246 | -0.53031 | 0.9727 | -0.52565 | 6.0838
47 | 0.0040114 | 0.0010053 | -0.0040113 | -0.0010053 | 5.2853e-08 | -1.2224e-08 | 0.0061501 | 0.0061501 | 0.0061501 | 0.97056 | -0.56783 | 0.97055 | -0.56811 | 1.6896
48 | -0.016466 | -0.0041299 | 0.016472 | 0.0041336 | 6.2226e-06 | 3.6592e-06 | 0.025219 | 0.025219 | 0.025219 | 0.97158 | -0.54761 | 0.97198 | -0.53968 | 6.9283
49 | -0.014476 | -0.0036291 | 0.014476 | 0.0036293 | 3.7199e-07 | 2.1297e-07 | 0.022145 | 0.022145 | 0.022145 | 0.9727 | -0.52565 | 0.97272 | -0.52512 | 6.0838
50 | -0.017006 | -0.0042634 | 0.017015 | 0.0042688 | 9.0469e-06 | 5.3473e-06 | 0.026015 | 0.026015 | 0.026015 | 0.97272 | -0.52512 | 0.97329 | -0.51396 | 7.1471
51 | -0.017015 | -0.0042688 | 0.017024 | 0.004274 | 8.8179e-06 | 5.2114e-06 | 0.026015 | 0.026015 | 0.026015 | 0.97329 | -0.51396 | 0.97384 | -0.50309 | 7.147
52 | -0.046495 | -0.011682 | 0.046576 | 0.011733 | 8.0857e-05 | 5.1216e-05 | 0.071054 | 0.071054 | 0.071054 | 0.97384 | -0.50309 | 0.97569 | -0.46673 | 19.5203
53 | 0.029471 | 0.0074077 | -0.029455 | -0.0073977 | 1.61e-05 | 1.0041e-05 | 0.045039 | 0.045039 | 0.045039 | 0.97384 | -0.50309 | 0.97326 | -0.51454 | 12.3734
54 | 0.048965 | 0.012334 | -0.048868 | -0.012273 | 9.6997e-05 | 6.15e-05 | 0.074699 | 0.074699 | 0.074699 | 0.97569 | -0.46673 | 0.97358 | -0.50824 | 20.5217
55 | 0.032762 | 0.0082274 | -0.032751 | -0.0082208 | 1.0603e-05 | 6.6443e-06 | 0.049971 | 0.049971 | 0.049971 | 0.97569 | -0.46673 | 0.97534 | -0.47351 | 13.7283
56 | -0.1283 | -0.032295 | 0.12851 | 0.032429 | 0.00021164 | 0.00013471 | 0.19572 | 0.19572 | 0.19572 | 0.97569 | -0.46673 | 0.97745 | -0.43228 | 26.8851
57 | 0.026647 | 0.006694 | -0.026637 | -0.0066879 | 9.7889e-06 | 6.0696e-06 | 0.040746 | 0.040746 | 0.040746 | 0.97326 | -0.51454 | 0.97287 | -0.52224 | 11.1941
58 | 0.015201 | 0.0038119 | -0.015196 | -0.0038089 | 5.1217e-06 | 2.9584e-06 | 0.023142 | 0.023142 | 0.023142 | 0.97745 | -0.43228 | 0.97709 | -0.43935 | 6.3577
59 | -0.14371 | -0.036241 | 0.14384 | 0.03632 | 0.0001245 | 7.9329e-05 | 0.21886 | 0.21886 | 0.21886 | 0.97745 | -0.43228 | 0.97837 | -0.41419 | 30.0639
60 | 0.001875 | 0.00046989 | -0.001875 | -0.00046992 | 8.2355e-09 | -2.8465e-08 | 0.0028554 | 0.0028555 | 0.0028555 | 0.97709 | -0.43935 | 0.97708 | -0.43944 | 0.78447
61 | 0.013321 | 0.003339 | -0.01332 | -0.0033384 | 1.1831e-06 | 6.6119e-07 | 0.020287 | 0.020287 | 0.020287 | 0.97709 | -0.43935 | 0.97699 | -0.44121 | 5.5733
62 | -0.14609 | -0.036884 | 0.14612 | 0.036906 | 3.5628e-05 | 2.2705e-05 | 0.22228 | 0.22228 | 0.22228 | 0.97837 | -0.41419 | 0.97863 | -0.40911 | 30.5334
63 | 0.029499 | 0.0074057 | -0.029495 | -0.0074034 | 3.756e-06 | 2.3422e-06 | 0.045009 | 0.045009 | 0.045009 | 0.97534 | -0.47351 | 0.97521 | -0.47618 | 12.3652
64 | 0.011444 | 0.0028683 | -0.011444 | -0.002868 | 5.4711e-07 | 2.9002e-07 | 0.01743 | 0.01743 | 0.01743 | 0.97699 | -0.44121 | 0.97694 | -0.44222 | 4.7885
65 | 0.024816 | 0.0062316 | -0.02481 | -0.0062274 | 6.8068e-06 | 4.2e-06 | 0.037962 | 0.037962 | 0.037962 | 0.97287 | -0.52224 | 0.97258 | -0.52799 | 10.429
66 | -0.18608 | -0.04733 | 0.18676 | 0.047763 | 0.0006781 | 0.00043282 | 0.28128 | 0.28127 | 0.28128 | 0.98528 | -0.2801 | 0.9892 | -0.20477 | 38.6367
67 | 0.18608 | 0.04733 | -0.18589 | -0.047208 | 0.00019145 | 0.0001222 | 0.28128 | 0.28128 | 0.28128 | 0.98528 | -0.2801 | 0.98417 | -0.30148 | 38.6367
68 | -0.24618 | -0.062775 | 0.24711 | 0.063364 | 0.00092179 | 0.00058902 | 0.37071 | 0.37071 | 0.37071 | 0.9892 | -0.20477 | 0.99325 | -0.12753 | 50.9216
69 | 0.18304 | 0.046493 | -0.18267 | -0.046259 | 0.00036621 | 0.00023373 | 0.27697 | 0.27697 | 0.27697 | 0.98417 | -0.30148 | 0.98202 | -0.34313 | 38.0447
70 | -0.15089 | -0.038102 | 0.1511 | 0.038232 | 0.00020265 | 0.00012918 | 0.22954 | 0.22954 | 0.22954 | 0.97863 | -0.40911 | 0.98007 | -0.38112 | 31.5301
71 | 0.027891 | 0.0070012 | -0.027873 | -0.0069905 | 1.7161e-05 | 1.0668e-05 | 0.042561 | 0.042561 | 0.042561 | 0.97521 | -0.47618 | 0.97455 | -0.48909 | 11.6925
72 | 0.0064283 | 0.0016111 | -0.0064281 | -0.001611 | 1.9989e-07 | 5.831e-08 | 0.0097911 | 0.0097911 | 0.0097911 | 0.97694 | -0.44222 | 0.97691 | -0.44287 | 2.6899
73 | -0.0013922 | -0.00034891 | 0.0013922 | 0.00034883 | 1.0763e-08 | -7.4452e-08 | 0.0021112 | 0.0021111 | 0.0021112 | 0.98123 | -0.35856 | 0.98124 | -0.3584 | 0.57999
74 | -0.0027844 | -0.00069775 | 0.0027844 | 0.0006977 | 4.3051e-08 | -5.3789e-08 | 0.0042224 | 0.0042223 | 0.0042224 | 0.98124 | -0.3584 | 0.98126 | -0.35808 | 1.16
75 | -0.0016235 | -0.00040688 | 0.0016235 | 0.0004068 | 1.5253e-08 | -7.4956e-08 | 0.0024623 | 0.0024623 | 0.0024623 | 0.98108 | -0.36155 | 0.98109 | -0.36136 | 0.67646
76 | -0.0032456 | -0.00081334 | 0.0032456 | 0.00081329 | 6.0963e-08 | -4.5707e-08 | 0.0049225 | 0.0049225 | 0.0049225 | 0.98109 | -0.36136 | 0.98111 | -0.36096 | 1.3523
77 | -0.003118 | -0.00078143 | 0.0031181 | 0.00078129 | 1.493e-07 | -1.4144e-07 | 0.0046671 | 0.004667 | 0.0046671 | 0.99411 | -0.11261 | 0.99416 | -0.1116 | 1.2822
78 | -0.0088304 | -0.0022129 | 0.0088314 | 0.0022134 | 9.5581e-07 | 4.225e-07 | 0.013217 | 0.013217 | 0.013217 | 0.99416 | -0.1116 | 0.99428 | -0.10933 | 3.631
79 | -0.083972 | -0.021082 | 0.08426 | 0.021266 | 0.00028757 | 0.00018341 | 0.1258 | 0.1258 | 0.1258 | 0.99334 | -0.12763 | 0.99705 | -0.05611 | 34.5611
80 | 0.037731 | 0.0094931 | -0.037699 | -0.0094735 | 3.1208e-05 | 1.9636e-05 | 0.056533 | 0.056533 | 0.056533 | 0.99334 | -0.12763 | 0.99244 | -0.14496 | 15.5312
81 | -0.23334 | -0.059155 | 0.23397 | 0.059558 | 0.0006311 | 0.00040318 | 0.34847 | 0.34847 | 0.34847 | 0.99705 | -0.05611 | 1 | 0 | 47.8671
82 | 0.14908 | 0.03789 | -0.14878 | -0.037701 | 0.00029594 | 0.00018857 | 0.22267 | 0.22267 | 0.22267 | 0.99705 | -0.05611 | 0.99489 | -0.097421 | 30.5866
83 | 0.037699 | 0.0094735 | -0.037633 | -0.0094318 | 6.6247e-05 | 4.1685e-05 | 0.056533 | 0.056534 | 0.056534 | 0.99244 | -0.14496 | 0.99054 | -0.18184 | 15.5312
84 | 0.0018316 | 0.00045866 | -0.0018315 | -0.00045903 | 9.1181e-08 | -3.7107e-07 | 0.0027254 | 0.0027255 | 0.0027255 | 1 | 0 | 0.99995 | -0.0010453 | 0.74877
85 | 0.27153 | 0.070103 | -0.27145 | -0.070056 | 7.3449e-05 | 4.6945e-05 | 0.40476 | 0.40476 | 0.40476 | 1 | 0 | 0.9997 | -0.0055496 | 55.5995
86 | 0.018189 | 0.0045612 | -0.018188 | -0.0045602 | 1.7925e-06 | 1.0633e-06 | 0.027206 | 0.027206 | 0.027206 | 0.99489 | -0.097421 | 0.99479 | -0.099489 | 7.4741
87 | 0.13059 | 0.03314 | -0.12995 | -0.032729 | 0.00064327 | 0.00041111 | 0.19546 | 0.19547 | 0.19547 | 0.99489 | -0.097421 | 0.98954 | -0.20039 | 53.6992
88 | 0.25801 | 0.066686 | -0.25721 | -0.066173 | 0.00080224 | 0.00051268 | 0.38476 | 0.38476 | 0.38476 | 0.9997 | -0.0055496 | 0.99631 | -0.069481 | 52.8514
89 | 0.013441 | 0.0033696 | -0.013438 | -0.0033679 | 3.1126e-06 | 1.7203e-06 | 0.020007 | 0.020007 | 0.020007 | 0.9997 | -0.0055496 | 0.99945 | -0.010411 | 5.4965
90 | 0.0039962 | 0.0010014 | -0.003996 | -0.0010015 | 2.4877e-07 | -8.1807e-08 | 0.0059776 | 0.0059776 | 0.0059776 | 0.99479 | -0.099489 | 0.99472 | -0.1008 | 1.6422
91 | 0.014191 | 0.0035588 | -0.014185 | -0.003555 | 6.6531e-06 | 3.7471e-06 | 0.021228 | 0.021229 | 0.021229 | 0.99479 | -0.099489 | 0.99428 | -0.10933 | 5.832
92 | 0.0988 | 0.024922 | -0.098654 | -0.024829 | 0.00014575 | 9.3057e-05 | 0.14863 | 0.14863 | 0.14863 | 0.98954 | -0.20039 | 0.98795 | -0.23125 | 40.8314
93 | -0.044046 | -0.011039 | 0.044085 | 0.011063 | 3.8681e-05 | 2.4458e-05 | 0.066501 | 0.066501 | 0.066501 | 0.98556 | -0.2776 | 0.98651 | -0.25918 | 18.2696
94 | -0.080153 | -0.020151 | 0.08026 | 0.020219 | 0.00010706 | 6.827e-05 | 0.12092 | 0.12092 | 0.12092 | 0.98651 | -0.25918 | 0.98795 | -0.23125 | 33.2205
95 | 0.25441 | 0.065472 | -0.25422 | -0.06535 | 0.00019038 | 0.00012166 | 0.38058 | 0.38058 | 0.38058 | 0.99631 | -0.069481 | 0.9955 | -0.084881 | 52.2774
96 | 0.010107 | 0.0025331 | -0.010107 | -0.002533 | 2.1864e-07 | 1.0619e-07 | 0.015048 | 0.015048 | 0.015048 | 0.99945 | -0.010411 | 0.99943 | -0.010865 | 4.1342
97 | -0.0050164 | -0.0012571 | 0.0050171 | 0.0012571 | 6.8271e-07 | 3.2194e-08 | 0.0075727 | 0.0075726 | 0.0075727 | 0.9857 | -0.27267 | 0.98585 | -0.26981 | 2.0804
98 | 0.002601 | 0.00065177 | -0.002601 | -0.00065187 | 6.212e-08 | -9.7197e-08 | 0.0039265 | 0.0039265 | 0.0039265 | 0.9857 | -0.27267 | 0.98568 | -0.27317 | 1.0787
99 | -0.012255 | -0.0030711 | 0.012259 | 0.0030733 | 4.1204e-06 | 2.2274e-06 | 0.018497 | 0.018497 | 0.018497 | 0.98585 | -0.26981 | 0.98621 | -0.26275 | 5.0816
100 | 0.0015068 | 0.00037765 | -0.0015068 | -0.00037765 | 1.6349e-11 | -1.0224e-10 | 0.0023029 | 0.0023029 | 0.0023029 | 0.97365 | -0.50685 | 0.97365 | -0.50685 | 0.63266
101 | -0.0035541 | -0.00089075 | 0.0035541 | 0.00089075 | 1.0612e-09 | -5.1465e-10 | 0.0054317 | 0.0054317 | 0.0054317 | 0.97365 | -0.50685 | 0.97365 | -0.50685 | 1.4922
102 | -0.0048822 | -0.0012236 | 0.0048823 | 0.0012236 | 8.7408e-08 | 3.8676e-09 | 0.0074613 | 0.0074613 | 0.0074613 | 0.97365 | -0.50685 | 0.97367 | -0.50647 | 2.0498
103 | -0.0092159 | -0.0023097 | 0.0092166 | 0.00231 | 6.9606e-07 | 3.2908e-07 | 0.014084 | 0.014084 | 0.014084 | 0.97367 | -0.50647 | 0.97375 | -0.50488 | 3.8693
104 | -0.011319 | -0.0028369 | 0.011319 | 0.0028372 | 6.0648e-07 | 3.2089e-07 | 0.017296 | 0.017296 | 0.017296 | 0.97375 | -0.50488 | 0.97381 | -0.50376 | 4.7517
105 | -0.01375 | -0.0034464 | 0.013751 | 0.0034469 | 8.678e-07 | 4.9017e-07 | 0.021011 | 0.021011 | 0.021011 | 0.97381 | -0.50376 | 0.97388 | -0.50244 | 5.7721
106 | -0.016026 | -0.0040171 | 0.01603 | 0.0040191 | 3.4348e-06 | 2.0081e-06 | 0.024487 | 0.024487 | 0.024487 | 0.97388 | -0.50244 | 0.9741 | -0.49794 | 6.7272
107 | -0.018305 | -0.0045895 | 0.018307 | 0.0045904 | 1.5376e-06 | 9.188e-07 | 0.027963 | 0.027963 | 0.027963 | 0.9741 | -0.49794 | 0.97419 | -0.49618 | 7.6823
108 | 0.022118 | 0.0055528 | -0.022107 | -0.0055464 | 1.0406e-05 | 6.3594e-06 | 0.033843 | 0.033843 | 0.033843 | 0.97258 | -0.52799 | 0.97208 | -0.53786 | 9.2976
109 | 0.0027218 | 0.00068206 | -0.0027217 | -0.00068213 | 5.942e-08 | -7.5127e-08 | 0.0041664 | 0.0041664 | 0.0041664 | 0.97208 | -0.53786 | 0.97205 | -0.53832 | 1.1446
110 | 0.019386 | 0.0048644 | -0.019384 | -0.0048634 | 1.6854e-06 | 1.0154e-06 | 0.029677 | 0.029677 | 0.029677 | 0.97208 | -0.53786 | 0.97198 | -0.53968 | 8.153
111 | 0.0093469 | 0.0023426 | -0.0093458 | -0.0023421 | 1.0589e-06 | 5.0006e-07 | 0.014172 | 0.014172 | 0.014172 | 0.98138 | -0.35565 | 0.98126 | -0.35802 | 3.8935
112 | -0.012178 | -0.0030521 | 0.012178 | 0.0030525 | 8.6049e-07 | 4.6566e-07 | 0.018464 | 0.018464 | 0.018464 | 0.98138 | -0.35565 | 0.98146 | -0.35416 | 5.0726
113 | 0.0064921 | 0.0016269 | -0.0064914 | -0.0016267 | 7.2521e-07 | 2.1211e-07 | 0.0098448 | 0.0098449 | 0.0098449 | 0.98126 | -0.35802 | 0.98114 | -0.36037 | 2.7046
114 | -0.020531 | -0.005146 | 0.020536 | 0.005149 | 5.0736e-06 | 3.0706e-06 | 0.031128 | 0.031128 | 0.031128 | 0.98146 | -0.35416 | 0.98172 | -0.34898 | 8.5517
115 | 0.008353 | 0.0020934 | -0.0083522 | -0.0020931 | 7.8212e-07 | 3.3623e-07 | 0.012664 | 0.012664 | 0.012664 | 0.98146 | -0.35416 | 0.98136 | -0.35613 | 3.4792
116 | 0.0048693 | 0.0012202 | -0.0048691 | -0.0012202 | 1.372e-07 | 3.0837e-09 | 0.0073848 | 0.0073848 | 0.0073848 | 0.98114 | -0.36037 | 0.98111 | -0.36096 | 2.0288
117 | -0.022502 | -0.0056417 | 0.022508 | 0.0056452 | 5.6908e-06 | 3.4771e-06 | 0.034108 | 0.034108 | 0.034108 | 0.98172 | -0.34898 | 0.98199 | -0.34367 | 9.3703
118 | 0.0069605 | 0.0017443 | -0.0069602 | -0.0017442 | 2.6894e-07 | 9.0777e-08 | 0.010554 | 0.010554 | 0.010554 | 0.98136 | -0.35613 | 0.98132 | -0.35694 | 2.8995
119 | -0.024544 | -0.0061555 | 0.024545 | 0.0061559 | 6.3018e-07 | 3.8794e-07 | 0.037193 | 0.037193 | 0.037193 | 0.98199 | -0.34367 | 0.98202 | -0.34313 | 10.2179
120 | 0.0055685 | 0.0013954 | -0.0055684 | -0.0013954 | 1.7219e-07 | 2.884e-08 | 0.0084438 | 0.0084438 | 0.0084438 | 0.98132 | -0.35694 | 0.98128 | -0.35759 | 2.3197
121 | 0.15813 | 0.040104 | -0.15798 | -0.040009 | 0.00014851 | 9.4701e-05 | 0.23977 | 0.23977 | 0.23977 | 0.98202 | -0.34313 | 0.98101 | -0.36269 | 32.9357
122 | 0.0041767 | 0.0010466 | -0.0041766 | -0.0010466 | 9.6856e-08 | -1.9352e-08 | 0.0063334 | 0.0063335 | 0.0063335 | 0.98128 | -0.35759 | 0.98126 | -0.35808 | 1.74
123 | -0.003362 | -0.0008426 | 0.0033621 | 0.00084252 | 1.001e-07 | -7.5515e-08 | 0.0050059 | 0.0050058 | 0.0050059 | 0.99937 | -0.011996 | 0.9994 | -0.011371 | 1.3752
124 | -0.0061572 | -0.001543 | 0.0061573 | 0.0015431 | 1.4856e-07 | 3.3308e-08 | 0.0091674 | 0.0091674 | 0.0091674 | 0.9994 | -0.011371 | 0.99943 | -0.010865 | 2.5185
125 | 0.02551 | 0.0063981 | -0.025509 | -0.006398 | 1.268e-07 | 7.8377e-08 | 0.038951 | 0.038951 | 0.038951 | 0.97455 | -0.48909 | 0.97455 | -0.48919 | 10.701
126 | 0.022686 | 0.0056905 | -0.022686 | -0.0056904 | 1.5409e-07 | 9.4353e-08 | 0.034641 | 0.034641 | 0.034641 | 0.97455 | -0.48919 | 0.97454 | -0.48934 | 9.5168
127 | 0.020744 | 0.0052036 | -0.020737 | -0.0051995 | 6.7616e-06 | 4.1036e-06 | 0.031676 | 0.031676 | 0.031676 | 0.97454 | -0.48934 | 0.97419 | -0.49618 | 8.7021
128 | 0.15573 | 0.039445 | -0.15566 | -0.039401 | 6.9055e-05 | 4.4029e-05 | 0.23636 | 0.23636 | 0.23636 | 0.98101 | -0.36269 | 0.98054 | -0.37193 | 32.4674
129 | 0.15341 | 0.038838 | -0.15335 | -0.038795 | 6.766e-05 | 4.3135e-05 | 0.23295 | 0.23295 | 0.23295 | 0.98054 | -0.37193 | 0.98007 | -0.38112 | 31.9989
130 | 0.0018428 | 0.00046172 | -0.0018428 | -0.00046184 | 3.033e-08 | -1.1509e-07 | 0.0027752 | 0.0027752 | 0.0027752 | 0.98807 | -0.22663 | 0.98805 | -0.22698 | 0.76242
131 | -0.25269 | -0.064764 | 0.25322 | 0.065099 | 0.00052362 | 0.00033461 | 0.37908 | 0.37908 | 0.37908 | 0.99325 | -0.12753 | 0.9955 | -0.084881 | 52.0714
132 | 0.0026264 | 0.00065821 | -0.0026263 | -0.00065823 | 1.2116e-08 | -1.687e-08 | 0.0040267 | 0.0040267 | 0.0040267 | 0.97055 | -0.56811 | 0.97054 | -0.5682 | 1.1062
133 | 0.0066992 | 0.0016789 | -0.006698 | -0.0016785 | 1.1883e-06 | 3.8319e-07 | 0.010229 | 0.010229 | 0.010229 | 0.97456 | -0.4903 | 0.97437 | -0.49402 | 2.8101
134 | 0.0041626 | 0.0010431 | -0.0041622 | -0.0010431 | 4.5596e-07 | -8.2907e-08 | 0.0063569 | 0.006357 | 0.006357 | 0.97437 | -0.49402 | 0.97426 | -0.49632 | 1.7464
135 | 0.0045544 | 0.0011414 | -0.0045544 | -0.0011414 | 1.4044e-08 | -7.5514e-10 | 0.0069372 | 0.0069372 | 0.0069372 | 0.97691 | -0.44287 | 0.9769 | -0.44293 | 1.9058
136 | 0.0021257 | 0.00053275 | -0.0021257 | -0.00053276 | 4.0904e-09 | -1.0408e-08 | 0.0032379 | 0.0032379 | 0.0032379 | 0.9769 | -0.44293 | 0.9769 | -0.44297 | 0.88954

## res_trafo
| p_hv_mw | q_hv_mvar | p_lv_mw | q_lv_mvar | pl_mw | ql_mvar | i_hv_ka | i_lv_ka | vm_hv_pu | va_hv_degree | vm_lv_pu | va_lv_degree | loading_percent
0 | -1.2729e-15 | -1.3162e-15 | 0.00165 | 1.2699e-07 | 0.00165 | 1.2699e-07 | 5.2857e-17 | 0.0023815 | 0.99998 | 149.9956 | 1 | 0 | 0.2619

## res_ext_grid
| p_mw | q_mvar
0 | 0.50897 | 0.13012

## res_load
| p_mw | q_mvar
0 | 0.009139 | 0.0022905
1 | 0.0080304 | 0.0020126
2 | 0.0016827 | 0.00042172
3 | 0.0083084 | 0.0020823
4 | 0.00057991 | 0.00014534
5 | 0.00026793 | 6.715e-05
6 | 0.017914 | 0.0044897
7 | 0.00054367 | 0.00013626
8 | 0.0021322 | 0.00053439
9 | 0.00088598 | 0.00022205
10 | 0.0054313 | 0.0013612
11 | 0.0019345 | 0.00048484
12 | 0.027529 | 0.0068994
13 | 0.017979 | 0.0045059
14 | 0.0019573 | 0.00049056
15 | 0.0024706 | 0.00061919
16 | 0.0022351 | 0.00056016
17 | 0.0029064 | 0.00072842
18 | 0.0025338 | 0.00063502
19 | 0.0015485 | 0.00038809
20 | 0.0031361 | 0.00078599
21 | 0.0011178 | 0.00028016
22 | 0.0028488 | 0.00071397
23 | 0.0037215 | 0.0009327
24 | 0.0024942 | 0.00062511
25 | 0.0019 | 0.00047617
26 | 0.0025302 | 0.00063412
27 | 0.0028077 | 0.00070368
28 | 0.0022478 | 0.00056334
29 | 0.0032935 | 0.00082544
30 | 0.003252 | 0.00081504
31 | 0.001875 | 0.00046992
32 | 0.0018755 | 0.00047005
33 | 0.0018208 | 0.00045632
34 | 0.0028508 | 0.00071448
35 | 0.004772 | 0.001196
36 | 0.0016048 | 0.0004022
37 | 0.0050153 | 0.001257
38 | 0.0013922 | 0.00034891
39 | 0.0013922 | 0.00034892
40 | 0.0016235 | 0.00040688
41 | 0.0016221 | 0.00040653
42 | 0.003118 | 0.00078143
43 | 0.0057123 | 0.0014316
44 | 0.046241 | 0.011589
45 | 0.037633 | 0.0094318
46 | 0.0018315 | 0.00045903
47 | 0.031148 | 0.0078065
48 | 0.044046 | 0.011039
49 | 0.002798 | 0.00070124
50 | 0.0033308 | 0.00083478
51 | 0.003996 | 0.0010015
52 | 0.0053533 | 0.0013417
53 | 0.018393 | 0.0046098
54 | 0.0012568 | 0.00031499
55 | 0.001057 | 0.00026491
56 | 0.0024153 | 0.00060534
57 | 0.0072377 | 0.0018139
58 | 0.002601 | 0.00065187
59 | 0.0083373 | 0.0020895
60 | 0.0020473 | 0.0005131
61 | 0.0015068 | 0.00037765
62 | 0.001328 | 0.00033284
63 | 0.0043336 | 0.0010861
64 | 0.0021021 | 0.00052683
65 | 0.0024308 | 0.00060921
66 | 0.0022753 | 0.00057025
67 | 0.0022757 | 0.00057036
68 | 0.0026918 | 0.00067463
69 | 0.0027217 | 0.00068213
70 | 0.0029119 | 0.0007298
71 | 0.0028307 | 0.00070943
72 | 0.0028537 | 0.0007152
73 | 0.0016221 | 0.00040655
74 | 0.0019659 | 0.00049269
75 | 0.0013917 | 0.00034879
76 | 0.0016235 | 0.00040689
77 | 0.0020362 | 0.00051031
78 | 0.0013917 | 0.00034879
79 | 0.0013917 | 0.00034879
80 | 0.003362 | 0.0008426
81 | 0.0027951 | 0.00070051
82 | 0.0039499 | 0.00098995
83 | 0.0023639 | 0.00059245
84 | 0.002823 | 0.00070751
85 | 0.0019422 | 0.00048677
86 | 0.0022478 | 0.00056334
87 | 0.0022478 | 0.00056336
88 | 0.0022478 | 0.00056334
89 | 0.0010229 | 0.00025636
90 | 0.0018428 | 0.00046184
91 | 0.005588 | 0.0014005
92 | 0.0010031 | 0.00025141
93 | 0.001385 | 0.00034711
94 | 0.0026263 | 0.00065823
95 | 0.0013922 | 0.00034891
96 | 0.0037038 | 0.00092826
97 | 0.0025354 | 0.00063543
98 | 0.0041622 | 0.0010431
99 | 0.0018736 | 0.00046958
100 | 0.0024287 | 0.00060868
101 | 0.0021257 | 0.00053276
102 | 0.0024304 | 0.00060911

## dtypes
| element | column | dtype
0 | bus | name | object
1 | bus | vn_kv | float64
2 | bus | type | object
3 | bus | zone | object
4 | bus | in_service | bool
5 | load | name | object
6 | load | bus | uint32
7 | load | p_mw | float64
8 | load | q_mvar | float64
9 | load | const_z_percent | float64
10 | load | const_i_percent | float64
11 | load | sn_mva | float64
12 | load | scaling | float64
13 | load | in_service | bool
14 | load | type | object
15 | ext_grid | name | object
16 | ext_grid | bus | uint32
17 | ext_grid | vm_pu | float64
18 | ext_grid | va_degree | float64
19 | ext_grid | slack_weight | float64
20 | ext_grid | in_service | bool
21 | line | name | object
22 | line | std_type | object
23 | line | from_bus | uint32
24 | line | to_bus | uint32
25 | line | length_km | float64
26 | line | r_ohm_per_km | float64
27 | line | x_ohm_per_km | float64
28 | line | c_nf_per_km | float64
29 | line | g_us_per_km | float64
30 | line | max_i_ka | float64
31 | line | df | float64
32 | line | parallel | uint32
33 | line | type | object
34 | line | in_service | bool
35 | trafo | name | object
36 | trafo | std_type | object
37 | trafo | hv_bus | uint32
38 | trafo | lv_bus | uint32
39 | trafo | sn_mva | float64
40 | trafo | vn_hv_kv | float64
41 | trafo | vn_lv_kv | float64
42 | trafo | vk_percent | float64
43 | trafo | vkr_percent | float64
44 | trafo | pfe_kw | float64
45 | trafo | i0_percent | float64
46 | trafo | shift_degree | float64
47 | trafo | tap_side | object
48 | trafo | tap_neutral | int32
49 | trafo | tap_min | int32
50 | trafo | tap_max | int32
51 | trafo | tap_step_percent | float64
52 | trafo | tap_step_degree | float64
53 | trafo | tap_pos | int32
54 | trafo | tap_phase_shifter | bool
55 | trafo | parallel | uint32
56 | trafo | df | float64
57 | trafo | in_service | bool
58 | line_geodata | coords | object
59 | bus_geodata | x | float64
60 | bus_geodata | y | float64
61 | bus_geodata | coords | object
62 | res_bus | vm_pu | float64
63 | res_bus | va_degree | float64
64 | res_bus | p_mw | float64
65 | res_bus | q_mvar | float64
66 | res_line | p_from_mw | float64
67 | res_line | q_from_mvar | float64
68 | res_line | p_to_mw | float64
69 | res_line | q_to_mvar | float64
70 | res_line | pl_mw | float64
71 | res_line | ql_mvar | float64
72 | res_line | i_from_ka | float64
73 | res_line | i_to_ka | float64
74 | res_line | i_ka | float64
75 | res_line | vm_from_pu | float64
76 | res_line | va_from_degree | float64
77 | res_line | vm_to_pu | float64
78 | res_line | va_to_degree | float64
79 | res_line | loading_percent | float64
80 | res_trafo | p_hv_mw | float64
81 | res_trafo | q_hv_mvar | float64
82 | res_trafo | p_lv_mw | float64
83 | res_trafo | q_lv_mvar | float64
84 | res_trafo | pl_mw | float64
85 | res_trafo | ql_mvar | float64
86 | res_trafo | i_hv_ka | float64
87 | res_trafo | i_lv_ka | float64
88 | res_trafo | vm_hv_pu | float64
89 | res_trafo | va_hv_degree | float64
90 | res_trafo | vm_lv_pu | float64
91 | res_trafo | va_lv_degree | float64
92 | res_trafo | loading_percent | float64
93 | res_ext_grid | p_mw | float64
94 | res_ext_grid | q_mvar | float64
95 | res_load | p_mw | float64
96 | res_load | q_mvar | float64

## parameters
| version | format_version | converged | OPF_converged | name | f_hz | sn_mva
0 | 2.14.6 | 2.14.0 | TRUE | FALSE |  | 50 | 1