## bus
| name | vn_kv | type | zone | in_service
0 | bus_LV_1059-60_0_3_node_0 | 0.4 | n |  | TRUE
1 | bus_LV_1059-60_0_3_node_1 | 0.4 | n |  | TRUE
2 | bus_LV_1059-60_0_3_node_2 | 0.4 | n |  | TRUE
3 | bus_LV_1059-60_0_3_node_3 | 0.4 | n |  | TRUE
4 | bus_LV_1059-60_0_3_node_7 | 0.4 | n |  | TRUE
5 | bus_LV_1059-60_0_3_node_11 | 0.4 | n |  | TRUE
6 | bus_LV_1059-60_0_3_node_113 | 0.4 | n |  | TRUE
7 | bus_LV_1059-60_0_3_node_6 | 0.4 | n |  | TRUE
8 | bus_LV_1059-60_0_3_node_4 | 0.4 | n |  | TRUE
9 | bus_LV_1059-60_0_3_node_115 | 0.4 | n |  | TRUE
10 | bus_LV_1059-60_0_3_node_110 | 0.4 | n |  | TRUE
11 | bus_LV_1059-60_0_3_node_5 | 0.4 | n |  | TRUE
12 | bus_LV_1059-60_0_3_node_19 | 0.4 | n |  | TRUE
13 | bus_LV_1059-60_0_3_node_93 | 0.4 | n |  | TRUE
14 | bus_LV_1059-60_0_3_node_104 | 0.4 | n |  | TRUE
15 | bus_LV_1059-60_0_3_node_133 | 0.4 | n |  | TRUE
16 | bus_LV_1059-60_0_3_node_8 | 0.4 | n |  | TRUE
17 | bus_LV_1059-60_0_3_node_101 | 0.4 | n |  | TRUE
18 | bus_LV_1059-60_0_3_node_117 | 0.4 | n |  | TRUE
19 | bus_LV_1059-60_0_3_node_10 | 0.4 | n |  | TRUE
20 | bus_LV_1059-60_0_3_node_9 | 0.4 | n |  | TRUE
21 | bus_LV_1059-60_0_3_node_40 | 0.4 | n |  | TRUE
22 | bus_LV_1059-60_0_3_node_39 | 0.4 | n |  | TRUE
23 | bus_LV_1059-60_0_3_node_51 | 0.4 | n |  | TRUE
24 | bus_LV_1059-60_0_3_node_50 | 0.4 | n |  | TRUE
25 | bus_LV_1059-60_0_3_node_105 | 0.4 | n |  | TRUE
26 | bus_LV_1059-60_0_3_node_114 | 0.4 | n |  | TRUE
27 | bus_LV_1059-60_0_3_node_112 | 0.4 | n |  | TRUE
28 | bus_LV_1059-60_0_3_node_108 | 0.4 | n |  | TRUE
29 | bus_LV_1059-60_0_3_node_21 | 0.4 | n |  | TRUE
30 | bus_LV_1059-60_0_3_node_18 | 0.4 | n |  | TRUE
31 | bus_LV_1059-60_0_3_node_94 | 0.4 | n |  | TRUE
32 | bus_LV_1059-60_0_3_node_116 | 0.4 | n |  | TRUE
33 | bus_LV_1059-60_0_3_node_16 | 0.4 | n |  | TRUE
34 | bus_LV_1059-60_0_3_node_100 | 0.4 | n |  | TRUE
35 | bus_LV_1059-60_0_3_node_48 | 0.4 | n |  | TRUE
36 | bus_LV_1059-60_0_3_node_47 | 0.4 | n |  | TRUE
37 | bus_LV_1059-60_0_3_node_119 | 0.4 | n |  | TRUE
38 | bus_LV_1059-60_0_3_node_118 | 0.4 | n |  | TRUE
39 | bus_LV_1059-60_0_3_node_37 | 0.4 | n |  | TRUE
40 | bus_LV_1059-60_0_3_node_12 | 0.4 | n |  | TRUE
41 | bus_LV_1059-60_0_3_node_13 | 0.4 | n |  | TRUE
42 | bus_LV_1059-60_0_3_node_14 | 0.4 | n |  | TRUE
43 | bus_LV_1059-60_0_3_node_15 | 0.4 | n |  | TRUE
44 | bus_LV_1059-60_0_3_node_17 | 0.4 | n |  | TRUE
45 | bus_LV_1059-60_0_3_node_34 | 0.4 | n |  | TRUE
46 | bus_LV_1059-60_0_3_node_46 | 0.4 | n |  | TRUE
47 | bus_LV_1059-60_0_3_node_20 | 0.4 | n |  | TRUE
48 | bus_LV_1059-60_0_3_node_22 | 0.4 | n |  | TRUE
49 | bus_LV_1059-60_0_3_node_23 | 0.4 | n |  | TRUE
50 | bus_LV_1059-60_0_3_node_24 | 0.4 | n |  | TRUE
51 | bus_LV_1059-60_0_3_node_128 | 0.4 | n |  | TRUE
52 | bus_LV_1059-60_0_3_node_27 | 0.4 | n |  | TRUE
53 | bus_LV_1059-60_0_3_node_129 | 0.4 | n |  | TRUE
54 | bus_LV_1059-60_0_3_node_130 | 0.4 | n |  | TRUE
55 | bus_LV_1059-60_0_3_node_25 | 0.4 | n |  | TRUE
56 | bus_LV_1059-60_0_3_node_125 | 0.4 | n |  | TRUE
57 | bus_LV_1059-60_0_3_node_26 | 0.4 | n |  | TRUE
58 | bus_LV_1059-60_0_3_node_97 | 0.4 | n |  | TRUE
59 | bus_LV_1059-60_0_3_node_127 | 0.4 | n |  | TRUE
60 | bus_LV_1059-60_0_3_node_103 | 0.4 | n |  | TRUE
61 | bus_LV_1059-60_0_3_node_102 | 0.4 | n |  | TRUE
62 | bus_LV_1059-60_0_3_node_131 | 0.4 | n |  | TRUE
63 | bus_LV_1059-60_0_3_node_121 | 0.4 | n |  | TRUE
64 | bus_LV_1059-60_0_3_node_98 | 0.4 | n |  | TRUE
65 | bus_LV_1059-60_0_3_node_126 | 0.4 | n |  | TRUE
66 | bus_LV_1059-60_0_3_node_124 | 0.4 | n |  | TRUE
67 | bus_LV_1059-60_0_3_node_58 | 0.4 | n |  | TRUE
68 | bus_LV_1059-60_0_3_node_28 | 0.4 | n |  | TRUE
69 | bus_LV_1059-60_0_3_node_29 | 0.4 | n |  | TRUE
70 | bus_LV_1059-60_0_3_node_30 | 0.4 | n |  | TRUE
71 | bus_LV_1059-60_0_3_node_31 | 0.4 | n |  | TRUE
72 | bus_LV_1059-60_0_3_node_32 | 0.4 | n |  | TRUE
73 | bus_LV_1059-60_0_3_node_33 | 0.4 | n |  | TRUE
74 | bus_LV_1059-60_0_3_node_85 | 0.4 | n |  | TRUE
75 | bus_LV_1059-60_0_3_node_75 | 0.4 | n |  | TRUE
76 | bus_LV_1059-60_0_3_node_87 | 0.4 | n |  | TRUE
77 | bus_LV_1059-60_0_3_node_73 | 0.4 | n |  | TRUE
78 | bus_LV_1059-60_0_3_node_60 | 0.4 | n |  | TRUE
79 | bus_LV_1059-60_0_3_node_35 | 0.4 | n |  | TRUE
80 | bus_LV_1059-60_0_3_node_36 | 0.4 | n |  | TRUE
81 | bus_LV_1059-60_0_3_node_120 | 0.4 | n |  | TRUE
82 | bus_LV_1059-60_0_3_node_41 | 0.4 | n |  | TRUE
83 | bus_LV_1059-60_0_3_node_42 | 0.4 | n |  | TRUE
84 | bus_LV_1059-60_0_3_node_43 | 0.4 | n |  | TRUE
85 | bus_LV_1059-60_0_3_node_44 | 0.4 | n |  | TRUE
86 | bus_LV_1059-60_0_3_node_45 | 0.4 | n |  | TRUE
87 | bus_LV_1059-60_0_3_node_71 | 0.4 | n |  | TRUE
88 | bus_LV_1059-60_0_3_node_54 | 0.4 | n |  | TRUE
89 | bus_LV_1059-60_0_3_node_86 | 0.4 | n |  | TRUE
90 | bus_LV_1059-60_0_3_node_53 | 0.4 | n |  | TRUE
91 | bus_LV_1059-60_0_3_node_106 | 0.4 | n |  | TRUE
92 | bus_LV_1059-60_0_3_node_59 | 0.4 | n |  | TRUE
93 | bus_LV_1059-60_0_3_node_122 | 0.4 | n |  | TRUE
94 | bus_LV_1059-60_0_3_node_55 | 0.4 | n |  | TRUE
95 | bus_LV_1059-60_0_3_node_56 | 0.4 | n |  | TRUE
96 | bus_LV_1059-60_0_3_node_82 | 0.4 | n |  | TRUE
97 | bus_LV_1059-60_0_3_node_70 | 0.4 | n |  | TRUE
98 | bus_LV_1059-60_0_3_node_92 | 0.4 | n |  | TRUE
99 | bus_LV_1059-60_0_3_node_57 | 0.4 | n |  | TRUE
100 | bus_LV_1059-60_0_3_node_91 | 0.4 | n |  | TRUE
101 | bus_LV_1059-60_0_3_node_96 | 0.4 | n |  | TRUE
102 | bus_LV_1059-60_0_3_node_76 | 0.4 | n |  | TRUE
103 | bus_LV_1059-60_0_3_node_107 | 0.4 | n |  | TRUE
104 | bus_LV_1059-60_0_3_node_61 | 0.4 | n |  | TRUE
105 | bus_LV_1059-60_0_3_node_62 | 0.4 | n |  | TRUE
106 | bus_LV_1059-60_0_3_node_63 | 0.4 | n |  | TRUE
107 | bus_LV_1059-60_0_3_node_64 | 0.4 | n |  | TRUE
108 | bus_LV_1059-60_0_3_node_65 | 0.4 | n |  | TRUE
109 | bus_LV_1059-60_0_3_node_84 | 0.4 | n |  | TRUE
110 | bus_LV_1059-60_0_3_node_83 | 0.4 | n |  | TRUE
111 | bus_LV_1059-60_0_3_node_66 | 0.4 | n |  | TRUE
112 | bus_LV_1059-60_0_3_node_67 | 0.4 | n |  | TRUE
113 | bus_LV_1059-60_0_3_node_68 | 0.4 | n |  | TRUE
114 | bus_LV_1059-60_0_3_node_69 | 0.4 | n |  | TRUE
115 | bus_LV_1059-60_0_3_node_89 | 0.4 | n |  | TRUE
116 | bus_LV_1059-60_0_3_node_72 | 0.4 | n |  | TRUE
117 | bus_LV_1059-60_0_3_node_74 | 0.4 | n |  | TRUE
118 | bus_LV_1059-60_0_3_node_90 | 0.4 | n |  | TRUE
119 | bus_LV_1059-60_0_3_node_88 | 0.4 | n |  | TRUE
120 | bus_LV_1059-60_0_3_node_80 | 0.4 | n |  | TRUE
121 | bus_LV_1059-60_0_3_node_77 | 0.4 | n |  | TRUE
122 | bus_LV_1059-60_0_3_node_78 | 0.4 | n |  | TRUE
123 | bus_LV_1059-60_0_3_node_79 | 0.4 | n |  | TRUE
124 | bus_LV_1059-60_0_3_node_81 | 0.4 | n |  | TRUE
125 | bus_LV_1059-60_0_3_node_99 | 0.4 | n |  | TRUE
126 | bus_LV_1059-60_0_3_node_111 | 0.4 | n |  | TRUE
127 | bus_LV_1059-60_0_3_node_123 | 0.4 | n |  | TRUE
128 | bus_LV_1059-60_0_3_node_109 | 0.4 | n |  | TRUE
129 | bus_LV_1059-60_0_3_node_132 | 0.4 | n |  | TRUE
130 | bus_MV_24_1_node_193 | 20 | n |  | TRUE

## load
| name | bus | p_mw | q_mvar | const_z_percent | const_i_percent | sn_mva | scaling | in_service | type
0 | LV_1059-60_0_3_load_0 | 0 | 0.011881 | 0.0029778 | 0 | 0 |  | 1 | TRUE | wye
1 | LV_1059-60_0_3_load_113 | 6 | 0.00051094 | 0.00012805 | 0 | 0 |  | 1 | TRUE | wye
2 | LV_1059-60_0_3_load_115 | 9 | 0.00053258 | 0.00013348 | 0 | 0 |  | 1 | TRUE | wye
3 | LV_1059-60_0_3_load_93 | 13 | 0.0040941 | 0.0010261 | 0 | 0 |  | 1 | TRUE | wye
4 | LV_1059-60_0_3_load_104 | 14 | 0.0045174 | 0.0011322 | 0 | 0 |  | 1 | TRUE | wye
5 | LV_1059-60_0_3_load_133 | 15 | 0.0085667 | 0.002147 | 0 | 0 |  | 1 | TRUE | wye
6 | LV_1059-60_0_3_load_117 | 18 | 0.0057799 | 0.0014486 | 0 | 0 |  | 1 | TRUE | wye
7 | LV_1059-60_0_3_load_39 | 22 | 0.002852 | 0.00071478 | 0 | 0 |  | 1 | TRUE | wye
8 | LV_1059-60_0_3_load_50 | 24 | 0.0059007 | 0.0014789 | 0 | 0 |  | 1 | TRUE | wye
9 | LV_1059-60_0_3_load_114 | 26 | 0.0015037 | 0.00037686 | 0 | 0 |  | 1 | TRUE | wye
10 | LV_1059-60_0_3_load_112 | 27 | 0.00067961 | 0.00017033 | 0 | 0 |  | 1 | TRUE | wye
11 | LV_1059-60_0_3_load_108 | 28 | 0.0018533 | 0.00046448 | 0 | 0 |  | 1 | TRUE | wye
12 | LV_1059-60_0_3_load_21 | 29 | 0.0068506 | 0.0017169 | 0 | 0 |  | 1 | TRUE | wye
13 | LV_1059-60_0_3_load_18 | 30 | 0.0053886 | 0.0013505 | 0 | 0 |  | 1 | TRUE | wye
14 | LV_1059-60_0_3_load_94 | 31 | 0.0025135 | 0.00062994 | 0 | 0 |  | 1 | TRUE | wye
15 | LV_1059-60_0_3_load_116 | 32 | 0.017485 | 0.0043822 | 0 | 0 |  | 1 | TRUE | wye
16 | LV_1059-60_0_3_load_16 | 33 | 0.0087998 | 0.0022054 | 0 | 0 |  | 1 | TRUE | wye
17 | LV_1059-60_0_3_load_100 | 34 | 0.0079455 | 0.0019913 | 0 | 0 |  | 1 | TRUE | wye
18 | LV_1059-60_0_3_load_47 | 36 | 0.016777 | 0.0042046 | 0 | 0 |  | 1 | TRUE | wye
19 | LV_1059-60_0_3_load_118 | 38 | 0.0030856 | 0.00077333 | 0 | 0 |  | 1 | TRUE | wye
20 | LV_1059-60_0_3_load_37 | 39 | 0.0029009 | 0.00072704 | 0 | 0 |  | 1 | TRUE | wye
21 | LV_1059-60_0_3_load_12 | 40 | 0.0052256 | 0.0013096 | 0 | 0 |  | 1 | TRUE | wye
22 | LV_1059-60_0_3_load_13 | 41 | 0.0047542 | 0.0011915 | 0 | 0 |  | 1 | TRUE | wye
23 | LV_1059-60_0_3_load_15 | 43 | 0.010869 | 0.0027241 | 0 | 0 |  | 1 | TRUE | wye
24 | LV_1059-60_0_3_load_17 | 44 | 0.014355 | 0.0035977 | 0 | 0 |  | 1 | TRUE | wye
25 | LV_1059-60_0_3_load_34 | 45 | 0.012252 | 0.0030707 | 0 | 0 |  | 1 | TRUE | wye
26 | LV_1059-60_0_3_load_22 | 48 | 0.0037677 | 0.00094426 | 0 | 0 |  | 1 | TRUE | wye
27 | LV_1059-60_0_3_load_128 | 51 | 0.0031979 | 0.00080146 | 0 | 0 |  | 1 | TRUE | wye
28 | LV_1059-60_0_3_load_129 | 53 | 0.0026447 | 0.00066282 | 0 | 0 |  | 1 | TRUE | wye
29 | LV_1059-60_0_3_load_125 | 56 | 0.0041392 | 0.0010374 | 0 | 0 |  | 1 | TRUE | wye
30 | LV_1059-60_0_3_load_127 | 59 | 0.0089133 | 0.0022339 | 0 | 0 |  | 1 | TRUE | wye
31 | LV_1059-60_0_3_load_103 | 60 | 0.0032075 | 0.00080388 | 0 | 0 |  | 1 | TRUE | wye
32 | LV_1059-60_0_3_load_102 | 61 | 0.0040414 | 0.0010129 | 0 | 0 |  | 1 | TRUE | wye
33 | LV_1059-60_0_3_load_131 | 62 | 0.0031799 | 0.00079695 | 0 | 0 |  | 1 | TRUE | wye
34 | LV_1059-60_0_3_load_126 | 65 | 0.008061 | 0.0020203 | 0 | 0 |  | 1 | TRUE | wye
35 | LV_1059-60_0_3_load_124 | 66 | 0.0047613 | 0.0011933 | 0 | 0 |  | 1 | TRUE | wye
36 | LV_1059-60_0_3_load_28 | 68 | 0.013586 | 0.0034051 | 0 | 0 |  | 1 | TRUE | wye
37 | LV_1059-60_0_3_load_29 | 69 | 0.0067437 | 0.0016901 | 0 | 0 |  | 1 | TRUE | wye
38 | LV_1059-60_0_3_load_31 | 71 | 0.013584 | 0.0034044 | 0 | 0 |  | 1 | TRUE | wye
39 | LV_1059-60_0_3_load_32 | 72 | 0.0016389 | 0.00041074 | 0 | 0 |  | 1 | TRUE | wye
40 | LV_1059-60_0_3_load_33 | 73 | 0.0015603 | 0.00039105 | 0 | 0 |  | 1 | TRUE | wye
41 | LV_1059-60_0_3_load_85 | 74 | 0.010326 | 0.002588 | 0 | 0 |  | 1 | TRUE | wye
42 | LV_1059-60_0_3_load_87 | 76 | 0.0018305 | 0.00045878 | 0 | 0 |  | 1 | TRUE | wye
43 | LV_1059-60_0_3_load_73 | 77 | 0.0015096 | 0.00037834 | 0 | 0 |  | 1 | TRUE | wye
44 | LV_1059-60_0_3_load_35 | 79 | 0.0028839 | 0.00072276 | 0 | 0 |  | 1 | TRUE | wye
45 | LV_1059-60_0_3_load_36 | 80 | 0.0038817 | 0.00097285 | 0 | 0 |  | 1 | TRUE | wye
46 | LV_1059-60_0_3_load_120 | 81 | 0.002828 | 0.00070877 | 0 | 0 |  | 1 | TRUE | wye
47 | LV_1059-60_0_3_load_41 | 82 | 0.0080618 | 0.0020205 | 0 | 0 |  | 1 | TRUE | wye
48 | LV_1059-60_0_3_load_42 | 83 | 0.0016227 | 0.00040669 | 0 | 0 |  | 1 | TRUE | wye
49 | LV_1059-60_0_3_load_43 | 84 | 0.0016531 | 0.00041429 | 0 | 0 |  | 1 | TRUE | wye
50 | LV_1059-60_0_3_load_44 | 85 | 0.0015588 | 0.00039066 | 0 | 0 |  | 1 | TRUE | wye
51 | LV_1059-60_0_3_load_45 | 86 | 0.0015587 | 0.00039065 | 0 | 0 |  | 1 | TRUE | wye
52 | LV_1059-60_0_3_load_71 | 87 | 0.001699 | 0.00042582 | 0 | 0 |  | 1 | TRUE | wye
53 | LV_1059-60_0_3_load_54 | 88 | 0.001682 | 0.00042154 | 0 | 0 |  | 1 | TRUE | wye
54 | LV_1059-60_0_3_load_86 | 89 | 0.0018993 | 0.00047602 | 0 | 0 |  | 1 | TRUE | wye
55 | LV_1059-60_0_3_load_53 | 90 | 0.0087911 | 0.0022033 | 0 | 0 |  | 1 | TRUE | wye
56 | LV_1059-60_0_3_load_122 | 93 | 0.007503 | 0.0018804 | 0 | 0 |  | 1 | TRUE | wye
57 | LV_1059-60_0_3_load_82 | 96 | 0.0016236 | 0.00040691 | 0 | 0 |  | 1 | TRUE | wye
58 | LV_1059-60_0_3_load_70 | 97 | 0.0018955 | 0.00047506 | 0 | 0 |  | 1 | TRUE | wye
59 | LV_1059-60_0_3_load_92 | 98 | 0.0019097 | 0.00047862 | 0 | 0 |  | 1 | TRUE | wye
60 | LV_1059-60_0_3_load_91 | 100 | 0.0013694 | 0.0003432 | 0 | 0 |  | 1 | TRUE | wye
61 | LV_1059-60_0_3_load_96 | 101 | 0.001596 | 0.00039998 | 0 | 0 |  | 1 | TRUE | wye
62 | LV_1059-60_0_3_load_107 | 103 | 0.0031285 | 0.00078409 | 0 | 0 |  | 1 | TRUE | wye
63 | LV_1059-60_0_3_load_61 | 104 | 0.0015396 | 0.00038585 | 0 | 0 |  | 1 | TRUE | wye
64 | LV_1059-60_0_3_load_62 | 105 | 0.0014776 | 0.00037032 | 0 | 0 |  | 1 | TRUE | wye
65 | LV_1059-60_0_3_load_63 | 106 | 0.0015702 | 0.00039353 | 0 | 0 |  | 1 | TRUE | wye
66 | LV_1059-60_0_3_load_64 | 107 | 0.0016141 | 0.00040452 | 0 | 0 |  | 1 | TRUE | wye
67 | LV_1059-60_0_3_load_65 | 108 | 0.0014787 | 0.00037059 | 0 | 0 |  | 1 | TRUE | wye
68 | LV_1059-60_0_3_load_84 | 109 | 0.0016062 | 0.00040256 | 0 | 0 |  | 1 | TRUE | wye
69 | LV_1059-60_0_3_load_83 | 110 | 0.0015445 | 0.00038708 | 0 | 0 |  | 1 | TRUE | wye
70 | LV_1059-60_0_3_load_66 | 111 | 0.0016468 | 0.00041274 | 0 | 0 |  | 1 | TRUE | wye
71 | LV_1059-60_0_3_load_67 | 112 | 0.0013538 | 0.0003393 | 0 | 0 |  | 1 | TRUE | wye
72 | LV_1059-60_0_3_load_69 | 114 | 0.0016747 | 0.00041973 | 0 | 0 |  | 1 | TRUE | wye
73 | LV_1059-60_0_3_load_89 | 115 | 0.0017607 | 0.00044128 | 0 | 0 |  | 1 | TRUE | wye
74 | LV_1059-60_0_3_load_72 | 116 | 0.0014784 | 0.00037051 | 0 | 0 |  | 1 | TRUE | wye
75 | LV_1059-60_0_3_load_74 | 117 | 0.0016145 | 0.00040464 | 0 | 0 |  | 1 | TRUE | wye
76 | LV_1059-60_0_3_load_90 | 118 | 0.0014794 | 0.00037077 | 0 | 0 |  | 1 | TRUE | wye
77 | LV_1059-60_0_3_load_88 | 119 | 0.0018666 | 0.0004678 | 0 | 0 |  | 1 | TRUE | wye
78 | LV_1059-60_0_3_load_80 | 120 | 0.0015681 | 0.00039301 | 0 | 0 |  | 1 | TRUE | wye
79 | LV_1059-60_0_3_load_77 | 121 | 0.0014798 | 0.00037087 | 0 | 0 |  | 1 | TRUE | wye
80 | LV_1059-60_0_3_load_78 | 122 | 0.0015391 | 0.00038572 | 0 | 0 |  | 1 | TRUE | wye
81 | LV_1059-60_0_3_load_79 | 123 | 0.0016136 | 0.00040441 | 0 | 0 |  | 1 | TRUE | wye
82 | LV_1059-60_0_3_load_81 | 124 | 0.0015971 | 0.00040026 | 0 | 0 |  | 1 | TRUE | wye
83 | LV_1059-60_0_3_load_99 | 125 | 0.001122 | 0.00028121 | 0 | 0 |  | 1 | TRUE | wye
84 | LV_1059-60_0_3_load_123 | 127 | 0.012147 | 0.0030444 | 0 | 0 |  | 1 | TRUE | wye
85 | LV_1059-60_0_3_load_132 | 129 | 0.0037139 | 0.0009308 | 0 | 0 |  | 1 | TRUE | wye

## ext_grid
| name | bus | vm_pu | va_degree | slack_weight | in_service
0 |  | 81 | 1 | 0 | 1 | TRUE

## line
| name | std_type | from_bus | to_bus | length_km | r_ohm_per_km | x_ohm_per_km | c_nf_per_km | g_us_per_km | max_i_ka | df | parallel | type | in_service
0 | LV_1059-60_0_3_line_0 |  | 0 | 1 | 0.026671 | 0.125 | 0.08 | 261 | 0 | 0.364 | 1 | 2 | cs | TRUE
1 | LV_1059-60_0_3_line_1 |  | 0 | 2 | 0.013789 | 0.125 | 0.08 | 261 | 0 | 0.364 | 1 | 3 | cs | TRUE
2 | LV_1059-60_0_3_line_2 |  | 1 | 3 | 0.027751 | 0.125 | 0.08 | 261 | 0 | 0.364 | 1 | 1 | cs | TRUE
3 | LV_1059-60_0_3_line_3 |  | 1 | 4 | 0.12238 | 0.125 | 0.08 | 261 | 0 | 0.364 | 1 | 2 | cs | TRUE
4 | LV_1059-60_0_3_line_4 |  | 2 | 5 | 0.037309 | 0.125 | 0.08 | 261 | 0 | 0.364 | 1 | 3 | cs | TRUE
5 | LV_1059-60_0_3_line_5 |  | 3 | 6 | 0.015622 | 0.125 | 0.08 | 261 | 0 | 0.364 | 1 | 1 | cs | TRUE
6 | LV_1059-60_0_3_line_6 |  | 3 | 7 | 0.012839 | 0.125 | 0.08 | 261 | 0 | 0.364 | 1 | 1 | cs | TRUE
7 | LV_1059-60_0_3_line_7 |  | 4 | 15 | 0.002159 | 0.125 | 0.08 | 261 | 0 | 0.364 | 1 | 1 | cs | TRUE
8 | LV_1059-60_0_3_line_8 |  | 4 | 16 | 0.069552 | 0.125 | 0.08 | 261 | 0 | 0.364 | 1 | 1 | cs | TRUE
9 | LV_1059-60_0_3_line_9 |  | 4 | 17 | 0.028919 | 0.125 | 0.08 | 261 | 0 | 0.364 | 1 | 1 | cs | TRUE
10 | LV_1059-60_0_3_line_10 |  | 5 | 20 | 0.053331 | 0.125 | 0.08 | 261 | 0 | 0.364 | 1 | 3 | cs | TRUE
11 | LV_1059-60_0_3_line_11 |  | 7 | 14 | 0.050395 | 0.125 | 0.08 | 261 | 0 | 0.364 | 1 | 1 | cs | TRUE
12 | LV_1059-60_0_3_line_12 |  | 7 | 8 | 0.0081005 | 0.125 | 0.08 | 261 | 0 | 0.364 | 1 | 1 | cs | TRUE
13 | LV_1059-60_0_3_line_13 |  | 8 | 9 | 0.01864 | 0.125 | 0.08 | 261 | 0 | 0.364 | 1 | 1 | cs | TRUE
14 | LV_1059-60_0_3_line_14 |  | 8 | 10 | 0.027659 | 0.125 | 0.08 | 261 | 0 | 0.364 | 1 | 1 | cs | TRUE
15 | LV_1059-60_0_3_line_15 |  | 10 | 27 | 0.013634 | 0.125 | 0.08 | 261 | 0 | 0.364 | 1 | 1 | cs | TRUE
16 | LV_1059-60_0_3_line_16 |  | 10 | 28 | 0.094993 | 0.125 | 0.08 | 261 | 0 | 0.364 | 1 | 1 | cs | TRUE
17 | LV_1059-60_0_3_line_17 |  | 10 | 25 | 0.006947 | 0.125 | 0.08 | 261 | 0 | 0.364 | 1 | 1 | cs | TRUE
18 | LV_1059-60_0_3_line_18 |  | 11 | 12 | 0.00286 | 0.125 | 0.08 | 261 | 0 | 0.364 | 1 | 1 | cs | TRUE
19 | LV_1059-60_0_3_line_19 |  | 11 | 13 | 0.025197 | 0.125 | 0.08 | 261 | 0 | 0.364 | 1 | 1 | cs | TRUE
20 | LV_1059-60_0_3_line_20 |  | 12 | 29 | 0.066943 | 0.125 | 0.08 | 261 | 0 | 0.364 | 1 | 1 | cs | TRUE
21 | LV_1059-60_0_3_line_21 |  | 12 | 30 | 0.038167 | 0.125 | 0.08 | 261 | 0 | 0.364 | 1 | 1 | cs | TRUE
22 | LV_1059-60_0_3_line_22 |  | 13 | 31 | 0.0097161 | 0.125 | 0.08 | 261 | 0 | 0.364 | 1 | 1 | cs | TRUE
23 | LV_1059-60_0_3_line_23 |  | 16 | 18 | 0.004716 | 0.125 | 0.08 | 261 | 0 | 0.364 | 1 | 1 | cs | TRUE
24 | LV_1059-60_0_3_line_24 |  | 16 | 19 | 0.028854 | 0.125 | 0.08 | 261 | 0 | 0.364 | 1 | 1 | cs | TRUE
25 | LV_1059-60_0_3_line_25 |  | 17 | 33 | 0.046259 | 0.125 | 0.08 | 261 | 0 | 0.364 | 1 | 1 | cs | TRUE
26 | LV_1059-60_0_3_line_26 |  | 17 | 34 | 0.010598 | 0.125 | 0.08 | 261 | 0 | 0.364 | 1 | 1 | cs | TRUE
27 | LV_1059-60_0_3_line_27 |  | 19 | 23 | 0.019886 | 0.125 | 0.08 | 261 | 0 | 0.364 | 1 | 1 | cs | TRUE
28 | LV_1059-60_0_3_line_28 |  | 19 | 24 | 0.0011159 | 0.125 | 0.08 | 261 | 0 | 0.364 | 1 | 1 | cs | TRUE
29 | LV_1059-60_0_3_line_29 |  | 20 | 21 | 0.008652 | 0.125 | 0.08 | 261 | 0 | 0.364 | 1 | 3 | cs | TRUE
30 | LV_1059-60_0_3_line_30 |  | 20 | 22 | 0.039462 | 0.125 | 0.08 | 261 | 0 | 0.364 | 1 | 1 | cs | TRUE
31 | LV_1059-60_0_3_line_31 |  | 21 | 37 | 0.01594 | 0.125 | 0.08 | 261 | 0 | 0.364 | 1 | 3 | cs | TRUE
32 | LV_1059-60_0_3_line_32 |  | 21 | 38 | 0.006936 | 0.125 | 0.08 | 261 | 0 | 0.364 | 1 | 1 | cs | TRUE
33 | LV_1059-60_0_3_line_33 |  | 22 | 39 | 0.023912 | 0.125 | 0.08 | 261 | 0 | 0.364 | 1 | 1 | cs | TRUE
34 | LV_1059-60_0_3_line_34 |  | 23 | 32 | 0.024707 | 0.125 | 0.08 | 261 | 0 | 0.364 | 1 | 1 | cs | TRUE
35 | LV_1059-60_0_3_line_35 |  | 24 | 35 | 0.050652 | 0.125 | 0.08 | 261 | 0 | 0.364 | 1 | 1 | cs | TRUE
36 | LV_1059-60_0_3_line_36 |  | 25 | 26 | 0.01333 | 0.125 | 0.08 | 261 | 0 | 0.364 | 1 | 1 | cs | TRUE
37 | LV_1059-60_0_3_line_37 |  | 28 | 128 | 0.048912 | 0.125 | 0.08 | 261 | 0 | 0.364 | 1 | 1 | cs | TRUE
38 | LV_1059-60_0_3_line_38 |  | 30 | 47 | 0.011853 | 0.125 | 0.08 | 261 | 0 | 0.364 | 1 | 1 | cs | TRUE
39 | LV_1059-60_0_3_line_39 |  | 33 | 42 | 0.020054 | 0.125 | 0.08 | 261 | 0 | 0.364 | 1 | 1 | cs | TRUE
40 | LV_1059-60_0_3_line_40 |  | 34 | 125 | 0.030158 | 0.125 | 0.08 | 261 | 0 | 0.364 | 1 | 1 | cs | TRUE
41 | LV_1059-60_0_3_line_41 |  | 35 | 36 | 0.011168 | 0.125 | 0.08 | 261 | 0 | 0.364 | 1 | 1 | cs | TRUE
42 | LV_1059-60_0_3_line_42 |  | 37 | 81 | 0.006346 | 0.125 | 0.08 | 261 | 0 | 0.364 | 1 | 3 | cs | TRUE
43 | LV_1059-60_0_3_line_43 |  | 37 | 63 | 0.031692 | 0.125 | 0.08 | 261 | 0 | 0.364 | 1 | 3 | cs | TRUE
44 | LV_1059-60_0_3_line_44 |  | 39 | 79 | 0.025661 | 0.125 | 0.08 | 261 | 0 | 0.364 | 1 | 1 | cs | TRUE
45 | LV_1059-60_0_3_line_45 |  | 40 | 41 | 0.026462 | 0.125 | 0.08 | 261 | 0 | 0.364 | 1 | 1 | cs | TRUE
46 | LV_1059-60_0_3_line_46 |  | 40 | 42 | 0.0071227 | 0.125 | 0.08 | 261 | 0 | 0.364 | 1 | 1 | cs | TRUE
47 | LV_1059-60_0_3_line_47 |  | 41 | 43 | 0.031436 | 0.125 | 0.08 | 261 | 0 | 0.364 | 1 | 1 | cs | TRUE
48 | LV_1059-60_0_3_line_48 |  | 42 | 44 | 0.020113 | 0.125 | 0.08 | 261 | 0 | 0.364 | 1 | 1 | cs | TRUE
49 | LV_1059-60_0_3_line_49 |  | 43 | 45 | 0.0014254 | 0.125 | 0.08 | 261 | 0 | 0.364 | 1 | 1 | cs | TRUE
50 | LV_1059-60_0_3_line_50 |  | 45 | 46 | 0.090908 | 0.125 | 0.08 | 261 | 0 | 0.364 | 1 | 1 | cs | TRUE
51 | LV_1059-60_0_3_line_51 |  | 46 | 78 | 0.1662 | 0.125 | 0.08 | 261 | 0 | 0.364 | 1 | 1 | cs | TRUE
52 | LV_1059-60_0_3_line_52 |  | 47 | 48 | 0.004813 | 0.125 | 0.08 | 261 | 0 | 0.364 | 1 | 1 | cs | TRUE
53 | LV_1059-60_0_3_line_53 |  | 47 | 49 | 0.042442 | 0.125 | 0.08 | 261 | 0 | 0.364 | 1 | 3 | cs | TRUE
54 | LV_1059-60_0_3_line_54 |  | 47 | 50 | 0.08378 | 0.125 | 0.08 | 261 | 0 | 0.364 | 1 | 3 | cs | TRUE
55 | LV_1059-60_0_3_line_55 |  | 49 | 51 | 0.00786 | 0.125 | 0.08 | 261 | 0 | 0.364 | 1 | 1 | cs | TRUE
56 | LV_1059-60_0_3_line_56 |  | 49 | 52 | 0.018717 | 0.125 | 0.08 | 261 | 0 | 0.364 | 1 | 3 | cs | TRUE
57 | LV_1059-60_0_3_line_57 |  | 50 | 53 | 0.009114 | 0.125 | 0.08 | 261 | 0 | 0.364 | 1 | 1 | cs | TRUE
58 | LV_1059-60_0_3_line_58 |  | 50 | 54 | 0.015269 | 0.125 | 0.08 | 261 | 0 | 0.364 | 1 | 3 | cs | TRUE
59 | LV_1059-60_0_3_line_59 |  | 52 | 60 | 0.011669 | 0.125 | 0.08 | 261 | 0 | 0.364 | 1 | 1 | cs | TRUE
60 | LV_1059-60_0_3_line_60 |  | 52 | 61 | 0.011708 | 0.125 | 0.08 | 261 | 0 | 0.364 | 1 | 1 | cs | TRUE
61 | LV_1059-60_0_3_line_61 |  | 52 | 57 | 0.015547 | 0.125 | 0.08 | 261 | 0 | 0.364 | 1 | 3 | cs | TRUE
62 | LV_1059-60_0_3_line_62 |  | 54 | 62 | 0.007489 | 0.125 | 0.08 | 261 | 0 | 0.364 | 1 | 1 | cs | TRUE
63 | LV_1059-60_0_3_line_63 |  | 54 | 63 | 0.017625 | 0.125 | 0.08 | 261 | 0 | 0.364 | 1 | 3 | cs | TRUE
64 | LV_1059-60_0_3_line_64 |  | 55 | 56 | 0.004711 | 0.125 | 0.08 | 261 | 0 | 0.364 | 1 | 1 | cs | TRUE
65 | LV_1059-60_0_3_line_65 |  | 55 | 57 | 0.027848 | 0.125 | 0.08 | 261 | 0 | 0.364 | 1 | 3 | cs | TRUE
66 | LV_1059-60_0_3_line_66 |  | 55 | 58 | 0.020096 | 0.125 | 0.08 | 261 | 0 | 0.364 | 1 | 3 | cs | TRUE
67 | LV_1059-60_0_3_line_67 |  | 57 | 59 | 0.009874 | 0.125 | 0.08 | 261 | 0 | 0.364 | 1 | 1 | cs | TRUE
68 | LV_1059-60_0_3_line_68 |  | 58 | 66 | 0.004553 | 0.125 | 0.08 | 261 | 0 | 0.364 | 1 | 1 | cs | TRUE
69 | LV_1059-60_0_3_line_69 |  | 58 | 67 | 0.025172 | 0.125 | 0.08 | 261 | 0 | 0.364 | 1 | 3 | cs | TRUE
70 | LV_1059-60_0_3_line_70 |  | 58 | 64 | 0.0067218 | 0.125 | 0.08 | 261 | 0 | 0.364 | 1 | 1 | cs | TRUE
71 | LV_1059-60_0_3_line_71 |  | 63 | 129 | 0.008247 | 0.125 | 0.08 | 261 | 0 | 0.364 | 1 | 1 | cs | TRUE
72 | LV_1059-60_0_3_line_72 |  | 64 | 65 | 0.008934 | 0.125 | 0.08 | 261 | 0 | 0.364 | 1 | 1 | cs | TRUE
73 | LV_1059-60_0_3_line_73 |  | 67 | 99 | 0.008842 | 0.125 | 0.08 | 261 | 0 | 0.364 | 1 | 3 | cs | TRUE
74 | LV_1059-60_0_3_line_74 |  | 68 | 69 | 0.015583 | 0.125 | 0.08 | 261 | 0 | 0.364 | 1 | 1 | cs | TRUE
75 | LV_1059-60_0_3_line_75 |  | 68 | 70 | 0.030013 | 0.125 | 0.08 | 261 | 0 | 0.364 | 1 | 1 | cs | TRUE
76 | LV_1059-60_0_3_line_76 |  | 69 | 71 | 0.00021845 | 0.125 | 0.08 | 261 | 0 | 0.364 | 1 | 1 | cs | TRUE
77 | LV_1059-60_0_3_line_77 |  | 70 | 72 | 0.0098042 | 0.125 | 0.08 | 261 | 0 | 0.364 | 1 | 1 | cs | TRUE
78 | LV_1059-60_0_3_line_78 |  | 70 | 73 | 0.0028017 | 0.125 | 0.08 | 261 | 0 | 0.364 | 1 | 1 | cs | TRUE
79 | LV_1059-60_0_3_line_79 |  | 72 | 74 | 0.0020661 | 0.125 | 0.08 | 261 | 0 | 0.364 | 1 | 1 | cs | TRUE
80 | LV_1059-60_0_3_line_80 |  | 73 | 75 | 0.016299 | 0.125 | 0.08 | 261 | 0 | 0.364 | 1 | 2 | cs | TRUE
81 | LV_1059-60_0_3_line_81 |  | 75 | 76 | 0.018487 | 0.125 | 0.08 | 261 | 0 | 0.364 | 1 | 3 | cs | TRUE
82 | LV_1059-60_0_3_line_82 |  | 75 | 77 | 0.011935 | 0.125 | 0.08 | 261 | 0 | 0.364 | 1 | 1 | cs | TRUE
83 | LV_1059-60_0_3_line_83 |  | 76 | 119 | 0.0052349 | 0.125 | 0.08 | 261 | 0 | 0.364 | 1 | 3 | cs | TRUE
84 | LV_1059-60_0_3_line_84 |  | 77 | 116 | 0.010118 | 0.125 | 0.08 | 261 | 0 | 0.364 | 1 | 1 | cs | TRUE
85 | LV_1059-60_0_3_line_85 |  | 78 | 91 | 0.14833 | 0.125 | 0.08 | 261 | 0 | 0.364 | 1 | 1 | cs | TRUE
86 | LV_1059-60_0_3_line_86 |  | 79 | 80 | 0.022748 | 0.125 | 0.08 | 261 | 0 | 0.364 | 1 | 1 | cs | TRUE
87 | LV_1059-60_0_3_line_87 |  | 82 | 83 | 0.0035428 | 0.125 | 0.08 | 261 | 0 | 0.364 | 1 | 3 | cs | TRUE
88 | LV_1059-60_0_3_line_88 |  | 82 | 84 | 0.001714 | 0.125 | 0.08 | 261 | 0 | 0.364 | 1 | 3 | cs | TRUE
89 | LV_1059-60_0_3_line_89 |  | 83 | 85 | 0.0048738 | 0.125 | 0.08 | 261 | 0 | 0.364 | 1 | 3 | cs | TRUE
90 | LV_1059-60_0_3_line_90 |  | 84 | 86 | 0.0042935 | 0.125 | 0.08 | 261 | 0 | 0.364 | 1 | 3 | cs | TRUE
91 | LV_1059-60_0_3_line_91 |  | 85 | 87 | 0.0034766 | 0.125 | 0.08 | 261 | 0 | 0.364 | 1 | 3 | cs | TRUE
92 | LV_1059-60_0_3_line_92 |  | 86 | 88 | 0.0051756 | 0.125 | 0.08 | 261 | 0 | 0.364 | 1 | 3 | cs | TRUE
93 | LV_1059-60_0_3_line_93 |  | 87 | 89 | 0.021057 | 0.125 | 0.08 | 261 | 0 | 0.364 | 1 | 3 | cs | TRUE
94 | LV_1059-60_0_3_line_94 |  | 88 | 90 | 0.016477 | 0.125 | 0.08 | 261 | 0 | 0.364 | 1 | 3 | cs | TRUE
95 | LV_1059-60_0_3_line_95 |  | 89 | 115 | 0.0051628 | 0.125 | 0.08 | 261 | 0 | 0.364 | 1 | 3 | cs | TRUE
96 | LV_1059-60_0_3_line_96 |  | 90 | 94 | 0.038821 | 0.125 | 0.08 | 261 | 0 | 0.364 | 1 | 3 | cs | TRUE
97 | LV_1059-60_0_3_line_97 |  | 91 | 103 | 0.0074301 | 0.125 | 0.08 | 261 | 0 | 0.364 | 1 | 1 | cs | TRUE
98 | LV_1059-60_0_3_line_98 |  | 92 | 93 | 0.010291 | 0.125 | 0.08 | 261 | 0 | 0.364 | 1 | 1 | cs | TRUE
99 | LV_1059-60_0_3_line_99 |  | 92 | 94 | 0.036683 | 0.125 | 0.08 | 261 | 0 | 0.364 | 1 | 3 | cs | TRUE
100 | LV_1059-60_0_3_line_100 |  | 92 | 95 | 0.045054 | 0.125 | 0.08 | 261 | 0 | 0.364 | 1 | 3 | cs | TRUE
101 | LV_1059-60_0_3_line_101 |  | 95 | 98 | 0.011531 | 0.125 | 0.08 | 261 | 0 | 0.364 | 1 | 3 | cs | TRUE
102 | LV_1059-60_0_3_line_102 |  | 96 | 97 | 0.0052482 | 0.125 | 0.08 | 261 | 0 | 0.364 | 1 | 1 | cs | TRUE
103 | LV_1059-60_0_3_line_103 |  | 97 | 113 | 0.016184 | 0.125 | 0.08 | 261 | 0 | 0.364 | 1 | 1 | cs | TRUE
104 | LV_1059-60_0_3_line_104 |  | 98 | 100 | 0.0020511 | 0.125 | 0.08 | 261 | 0 | 0.364 | 1 | 1 | cs | TRUE
105 | LV_1059-60_0_3_line_105 |  | 98 | 99 | 0.005415 | 0.125 | 0.08 | 261 | 0 | 0.364 | 1 | 3 | cs | TRUE
106 | LV_1059-60_0_3_line_106 |  | 100 | 114 | 0.0040044 | 0.125 | 0.08 | 261 | 0 | 0.364 | 1 | 1 | cs | TRUE
107 | LV_1059-60_0_3_line_107 |  | 101 | 102 | 0.0045401 | 0.125 | 0.08 | 261 | 0 | 0.364 | 1 | 1 | cs | TRUE
108 | LV_1059-60_0_3_line_108 |  | 102 | 118 | 0.0015564 | 0.125 | 0.08 | 261 | 0 | 0.364 | 1 | 1 | cs | TRUE
109 | LV_1059-60_0_3_line_109 |  | 102 | 117 | 0.013644 | 0.125 | 0.08 | 261 | 0 | 0.364 | 1 | 1 | cs | TRUE
110 | LV_1059-60_0_3_line_110 |  | 104 | 105 | 0.0050199 | 0.125 | 0.08 | 261 | 0 | 0.364 | 1 | 1 | cs | TRUE
111 | LV_1059-60_0_3_line_111 |  | 104 | 106 | 0.0051366 | 0.125 | 0.08 | 261 | 0 | 0.364 | 1 | 1 | cs | TRUE
112 | LV_1059-60_0_3_line_112 |  | 105 | 107 | 0.0051314 | 0.125 | 0.08 | 261 | 0 | 0.364 | 1 | 1 | cs | TRUE
113 | LV_1059-60_0_3_line_113 |  | 106 | 108 | 0.005009 | 0.125 | 0.08 | 261 | 0 | 0.364 | 1 | 1 | cs | TRUE
114 | LV_1059-60_0_3_line_114 |  | 108 | 109 | 0.0070491 | 0.125 | 0.08 | 261 | 0 | 0.364 | 1 | 1 | cs | TRUE
115 | LV_1059-60_0_3_line_115 |  | 109 | 110 | 0.00068033 | 0.125 | 0.08 | 261 | 0 | 0.364 | 1 | 1 | cs | TRUE
116 | LV_1059-60_0_3_line_116 |  | 110 | 124 | 0.0054504 | 0.125 | 0.08 | 261 | 0 | 0.364 | 1 | 1 | cs | TRUE
117 | LV_1059-60_0_3_line_117 |  | 111 | 112 | 0.0053464 | 0.125 | 0.08 | 261 | 0 | 0.364 | 1 | 1 | cs | TRUE
118 | LV_1059-60_0_3_line_118 |  | 111 | 113 | 0.006385 | 0.125 | 0.08 | 261 | 0 | 0.364 | 1 | 1 | cs | TRUE
119 | LV_1059-60_0_3_line_119 |  | 112 | 114 | 0.0051835 | 0.125 | 0.08 | 261 | 0 | 0.364 | 1 | 1 | cs | TRUE
120 | LV_1059-60_0_3_line_120 |  | 115 | 119 | 0.0050822 | 0.125 | 0.08 | 261 | 0 | 0.364 | 1 | 3 | cs | TRUE
121 | LV_1059-60_0_3_line_121 |  | 116 | 117 | 0.00071634 | 0.125 | 0.08 | 261 | 0 | 0.364 | 1 | 1 | cs | TRUE
122 | LV_1059-60_0_3_line_122 |  | 118 | 120 | 0.011119 | 0.125 | 0.08 | 261 | 0 | 0.364 | 1 | 1 | cs | TRUE
123 | LV_1059-60_0_3_line_123 |  | 120 | 122 | 0.0050994 | 0.125 | 0.08 | 261 | 0 | 0.364 | 1 | 1 | cs | TRUE
124 | LV_1059-60_0_3_line_124 |  | 121 | 122 | 0.0050208 | 0.125 | 0.08 | 261 | 0 | 0.364 | 1 | 1 | cs | TRUE
125 | LV_1059-60_0_3_line_125 |  | 121 | 123 | 0.0051519 | 0.125 | 0.08 | 261 | 0 | 0.364 | 1 | 1 | cs | TRUE
126 | LV_1059-60_0_3_line_126 |  | 123 | 124 | 0.012058 | 0.125 | 0.08 | 261 | 0 | 0.364 | 1 | 1 | cs | TRUE
127 | LV_1059-60_0_3_line_127 |  | 126 | 127 | 0.041897 | 0.125 | 0.08 | 261 | 0 | 0.364 | 1 | 1 | cs | TRUE
128 | LV_1059-60_0_3_line_128 |  | 126 | 128 | 0.013095 | 0.125 | 0.08 | 261 | 0 | 0.364 | 1 | 1 | cs | TRUE

## trafo
| name | std_type | hv_bus | lv_bus | sn_mva | vn_hv_kv | vn_lv_kv | vk_percent | vkr_percent | pfe_kw | i0_percent | shift_degree | tap_side | tap_neutral | tap_min | tap_max | tap_step_percent | tap_step_degree | tap_pos | tap_phase_shifter | parallel | df | in_service
0 | LV_1059-60_0_3_trafo_120 | 0.63 MVA 20/0.4 kV | 130 | 81 | 0.63 | 20 | 0.4 | 6 | 1.206 | 1.65 | 0.2619 | 150 | hv | 0 | -2 | 2 | 2.5 | 0 | 0 | FALSE | 1 | 1 | TRUE

## line_geodata
| x0 | y0 | x1 | y1 | x2 | y2 | x3 | y3 | x4 | y4 | x5 | y5 | x6 | y6 | x7 | y7 | x8 | y8 | x9 | y9 | x10 | y10 | x11 | y11 | x12 | y12 | x13 | y13 | x14 | y14 | x15 | y15 | x16 | y16 | x17 | y17 | x18 | y18 | x19 | y19 | x20 | y20 | x21 | y21
0 | 2664348.3984 | 1208799.9851 | 2664351.9496 | 1208795.6652 | 2664359.1626 | 1208788.0605 | 2664367.2345 | 1208781.1933
1 | 2664378.6972 | 1208773.5623 | 2664375.8143 | 1208775.1211 | 2664367.357 | 1208781.0891 | 2664367.2345 | 1208781.1933
2 | 2664343.1756 | 1208821.8421 | 2664340.4034 | 1208820.189 | 2664343.5643 | 1208813.9971 | 2664344.6826 | 1208811.8078 | 2664348.8208 | 1208805.2262 | 2664351.1347 | 1208802.1492 | 2664349.0015 | 1208800.4585 | 2664348.3984 | 1208799.9851
3 | 2664348.3984 | 1208799.9851 | 2664349.0015 | 1208800.4585 | 2664351.1347 | 1208802.1492 | 2664353.7655 | 1208804.2233 | 2664354.572 | 1208804.8657 | 2664357.7524 | 1208801.0977 | 2664360.2948 | 1208800.0912 | 2664361.8449 | 1208800.1635 | 2664363.7371 | 1208800.9399 | 2664367.2794 | 1208803.7909 | 2664370.1387 | 1208805.823 | 2664375.2409 | 1208807.8348 | 2664380.7033 | 1208808.8721 | 2664386.3486 | 1208808.4661 | 2664391.9572 | 1208806.5254 | 2664410.3316 | 1208795.9838 | 2664433.5848 | 1208782.8045 | 2664441.1432 | 1208796.0164 | 2664442.8294 | 1208798.9697 | 2664441.6673 | 1208799.5797 | 2664437.7219 | 1208801.6718 | 2664437.5078 | 1208801.7917
4 | 2664412.3235 | 1208757.2373 | 2664387.8354 | 1208768.6134 | 2664378.6972 | 1208773.5623
5 | 2664343.1756 | 1208821.8421 | 2664356.6288 | 1208829.8475
6 | 2664335.9857 | 1208828.7244 | 2664340.4034 | 1208820.189 | 2664343.1756 | 1208821.8421
7 | 2664437.5078 | 1208801.7917 | 2664435.5963 | 1208802.8051
8 | 2664437.5078 | 1208801.7917 | 2664437.7219 | 1208801.6718 | 2664441.6673 | 1208799.5797 | 2664442.8294 | 1208798.9697 | 2664441.1432 | 1208796.0164 | 2664433.5848 | 1208782.8045 | 2664442.2588 | 1208777.8951 | 2664472.6937 | 1208760.7355
9 | 2664437.5078 | 1208801.7917 | 2664442.6789 | 1208810.0859 | 2664446.6137 | 1208816.0098 | 2664437.6326 | 1208824.0177
10 | 2664412.3235 | 1208757.2373 | 2664413.5357 | 1208760.4412 | 2664441.8621 | 1208747.0499 | 2664447.4546 | 1208743.7971 | 2664449.9945 | 1208740.9117 | 2664450.7296 | 1208736.9061 | 2664449.9377 | 1208732.795
11 | 2664335.9857 | 1208828.7244 | 2664377.729 | 1208856.9582
12 | 2664330.7611 | 1208830.3135 | 2664334.3654 | 1208832.3424 | 2664335.9857 | 1208828.7244
13 | 2664330.7611 | 1208830.3135 | 2664320.7187 | 1208824.6574 | 2664314.0569 | 1208822.0396
14 | 2664319.7153 | 1208855.6766 | 2664328.5043 | 1208835.8481 | 2664330.7611 | 1208830.3135
15 | 2664319.7153 | 1208855.6766 | 2664306.9116 | 1208850.8913
16 | 2664319.7153 | 1208855.6766 | 2664297.5558 | 1208905.6794 | 2664286.0909 | 1208933.9843 | 2664282.8606 | 1208943.1955
17 | 2664319.7153 | 1208855.6766 | 2664323.2891 | 1208857.0159 | 2664324.5742 | 1208854.1613
18 | 2664325.0116 | 1208733.2035 | 2664327.8672 | 1208733.4678
19 | 2664325.0116 | 1208733.2035 | 2664317.112 | 1208731.862 | 2664311.703 | 1208729.3912 | 2664307.4706 | 1208724.2536 | 2664305.8136 | 1208719.9829
20 | 2664327.8672 | 1208733.4678 | 2664328.6014 | 1208736.5887 | 2664331.6889 | 1208741.436 | 2664334.1015 | 1208744.008 | 2664337.3599 | 1208745.6997 | 2664341.5876 | 1208746.3346 | 2664383.4252 | 1208743.3282 | 2664387.9158 | 1208742.4721
21 | 2664327.8672 | 1208733.4678 | 2664327.6729 | 1208731.042 | 2664328.206 | 1208727.4344 | 2664329.1114 | 1208725.254 | 2664330.5723 | 1208722.3124 | 2664334.7313 | 1208718.7439 | 2664353.7225 | 1208709.8712
22 | 2664305.8136 | 1208719.9829 | 2664303.247 | 1208713.3681 | 2664302.4971 | 1208710.8569
23 | 2664472.6937 | 1208760.7355 | 2664474.8989 | 1208764.9063
24 | 2664472.6937 | 1208760.7355 | 2664478.0098 | 1208757.7355 | 2664490.4163 | 1208750.7431 | 2664494.603 | 1208748.1311 | 2664492.9419 | 1208744.9668
25 | 2664437.6326 | 1208824.0177 | 2664439.9287 | 1208826.1105 | 2664440.8554 | 1208826.8876 | 2664442.1439 | 1208827.2462 | 2664444.4325 | 1208827.2153 | 2664455.7192 | 1208826.0475 | 2664464.0983 | 1208821.6909 | 2664471.9647 | 1208837.3521
26 | 2664437.6326 | 1208824.0177 | 2664429.1601 | 1208829.9855 | 2664428.9253 | 1208829.9943
27 | 2664492.9419 | 1208744.9668 | 2664494.603 | 1208748.1311 | 2664502.1784 | 1208762.5773
28 | 2664492.9419 | 1208744.9668 | 2664493.8247 | 1208744.2843
29 | 2664443.6275 | 1208727.1902 | 2664447.8357 | 1208729.626 | 2664449.9377 | 1208732.795
30 | 2664449.9377 | 1208732.795 | 2664473.8959 | 1208701.4381
31 | 2664427.9994 | 1208728.3778 | 2664431.7964 | 1208727.3626 | 2664439.2295 | 1208726.142 | 2664443.6275 | 1208727.1902
32 | 2664447.8606 | 1208721.6881 | 2664443.6275 | 1208727.1902
33 | 2664473.8959 | 1208701.4381 | 2664488.4131 | 1208682.4376
34 | 2664522.0298 | 1208753.9755 | 2664516.2329 | 1208758.5601 | 2664514.3389 | 1208760.0628 | 2664513.6906 | 1208760.2559 | 2664512.9883 | 1208759.8147 | 2664511.5685 | 1208758.2428 | 2664510.224 | 1208757.4389 | 2664509.1676 | 1208757.4053 | 2664507.2211 | 1208758.8407 | 2664502.1784 | 1208762.5773
35 | 2664533.896 | 1208713.3012 | 2664493.8247 | 1208744.2843
36 | 2664324.5742 | 1208854.1613 | 2664336.7467 | 1208859.6736
37 | 2664270.7792 | 1208990.5428 | 2664273.6969 | 1208976.5657 | 2664279.9577 | 1208951.4733 | 2664282.8606 | 1208943.1955
38 | 2664364.5733 | 1208705.1017 | 2664354.2231 | 1208709.6373 | 2664353.7225 | 1208709.8712
39 | 2664490.1865 | 1208828.9771 | 2664471.9647 | 1208837.3521
40 | 2664399.4195 | 1208824.3747 | 2664424.7719 | 1208830.1493 | 2664428.9253 | 1208829.9943
41 | 2664533.896 | 1208713.3012 | 2664526.5826 | 1208704.8615
42 | 2664427.9994 | 1208728.3778 | 2664426.4923 | 1208722.2133
43 | 2664397.3704 | 1208736.7524 | 2664406.7654 | 1208734.7748 | 2664427.9994 | 1208728.3778
44 | 2664488.4131 | 1208682.4376 | 2664503.9923 | 1208662.0472
45 | 2664496.6585 | 1208826.0031 | 2664520.7037 | 1208814.9541
46 | 2664490.1865 | 1208828.9771 | 2664496.6585 | 1208826.0031
47 | 2664549.2687 | 1208801.8281 | 2664520.7037 | 1208814.9541
48 | 2664490.1865 | 1208828.9771 | 2664495.2659 | 1208840.1277 | 2664495.4632 | 1208847.9849
49 | 2664549.2687 | 1208801.8281 | 2664550.564 | 1208801.2329
50 | 2664616.4165 | 1208806.973 | 2664593.6326 | 1208823.1141 | 2664588.0132 | 1208823.9427 | 2664586.0499 | 1208822.0092 | 2664571.4366 | 1208794.0785 | 2664568.9266 | 1208792.795 | 2664550.564 | 1208801.2329
51 | 2664548.8711 | 1208946.0382 | 2664553.4925 | 1208940.4848 | 2664555.6719 | 1208937.8957 | 2664567.7316 | 1208923.584 | 2664579.9755 | 1208904.2046 | 2664581.7948 | 1208887.8366 | 2664582.1618 | 1208872.887 | 2664586.0389 | 1208856.7413 | 2664594.6214 | 1208839.9239 | 2664612.0274 | 1208822.6573 | 2664613.4391 | 1208821.4608 | 2664621.5709 | 1208815.3895 | 2664622.1305 | 1208814.962 | 2664616.4165 | 1208806.973
52 | 2664364.5733 | 1208705.1017 | 2664362.308 | 1208700.8525
53 | 2664364.5733 | 1208705.1017 | 2664366.4285 | 1208708.6016 | 2664398.4444 | 1208693.5933 | 2664400.958 | 1208691.7415
54 | 2664364.5733 | 1208705.1017 | 2664366.4285 | 1208708.6016 | 2664339.4787 | 1208721.2299 | 2664335.2693 | 1208724.5421 | 2664334.027 | 1208726.9524 | 2664333.206 | 1208729.7675 | 2664333.1028 | 1208733.691 | 2664334.7742 | 1208736.6219 | 2664336.3988 | 1208738.9519 | 2664339.7914 | 1208740.8786 | 2664343.3797 | 1208741.5843 | 2664350.127 | 1208741.9128 | 2664364.6896 | 1208740.8247
55 | 2664400.958 | 1208691.7415 | 2664407.0469 | 1208696.7324
56 | 2664404.4375 | 1208679.2825 | 2664407.1465 | 1208681.8689 | 2664409.6448 | 1208684.2529 | 2664406.5601 | 1208687.5994 | 2664400.958 | 1208691.7415
57 | 2664364.6896 | 1208740.8247 | 2664361.2227 | 1208732.3933
58 | 2664364.6896 | 1208740.8247 | 2664379.9599 | 1208739.6775
59 | 2664404.4375 | 1208679.2825 | 2664392.8562 | 1208680.9586
60 | 2664404.4375 | 1208679.2825 | 2664395.9549 | 1208671.2133
61 | 2664404.4375 | 1208679.2825 | 2664407.1465 | 1208681.8689 | 2664409.6448 | 1208684.2529 | 2664414.3218 | 1208679.178 | 2664415.0726 | 1208677.9409
62 | 2664379.9599 | 1208739.6775 | 2664378.7168 | 1208732.293
63 | 2664397.3704 | 1208736.7524 | 2664387.3353 | 1208738.8677 | 2664379.9599 | 1208739.6775
64 | 2664424.8254 | 1208654.8098 | 2664420.885 | 1208652.2102
65 | 2664424.8254 | 1208654.8098 | 2664417.1821 | 1208667.7464 | 2664412.3032 | 1208675.3205 | 2664415.0726 | 1208677.9409
66 | 2664435.0551 | 1208637.4986 | 2664424.8254 | 1208654.8098
67 | 2664415.0726 | 1208677.9409 | 2664423.8652 | 1208682.483
68 | 2664435.0551 | 1208637.4986 | 2664431.1811 | 1208635.0886
69 | 2664435.0551 | 1208637.4986 | 2664447.8639 | 1208615.8125
70 | 2664435.0551 | 1208637.4986 | 2664438.3477 | 1208639.5465 | 2664436.8694 | 1208641.9765
71 | 2664397.3704 | 1208736.7524 | 2664395.5185 | 1208728.7164
72 | 2664436.8694 | 1208641.9765 | 2664444.5979 | 1208646.496
73 | 2664452.6649 | 1208612.6402 | 2664451.9344 | 1208614.8114 | 2664451.2691 | 1208616.5831 | 2664450.8088 | 1208617.6677 | 2664447.8639 | 1208615.8125
74 | 2664349.3412 | 1208579.0836 | 2664352.2993 | 1208568.6975 | 2664353.7404 | 1208565.4888 | 2664354.395 | 1208564.4045
75 | 2664335.9118 | 1208603.6199 | 2664335.0557 | 1208602.6323 | 2664334.6495 | 1208601.5272 | 2664334.5811 | 1208600.1145 | 2664335.0902 | 1208598.7303 | 2664336.1712 | 1208597.1854 | 2664337.4484 | 1208595.7761 | 2664342.5974 | 1208590.6507 | 2664344.7449 | 1208588.2057 | 2664346.1398 | 1208586.453 | 2664347.1991 | 1208584.8079 | 2664348.4195 | 1208582.3195 | 2664349.3412 | 1208579.0836
76 | 2664354.395 | 1208564.4045 | 2664354.5079 | 1208564.2175
77 | 2664335.9118 | 1208603.6199 | 2664328.1524 | 1208609.6128
78 | 2664335.9118 | 1208603.6199 | 2664337.0491 | 1208603.899 | 2664338.6418 | 1208603.5493
79 | 2664328.1524 | 1208609.6128 | 2664326.5173 | 1208610.8757
80 | 2664352.7487 | 1208595.4075 | 2664342.4254 | 1208601.6667 | 2664338.6418 | 1208603.5493
81 | 2664352.7487 | 1208595.4075 | 2664368.561 | 1208585.8294
82 | 2664352.7487 | 1208595.4075 | 2664353.9226 | 1208604.2811 | 2664356.1961 | 1208606.2146
83 | 2664368.561 | 1208585.8294 | 2664373.0385 | 1208583.1172
84 | 2664363.9037 | 1208612.7697 | 2664356.1961 | 1208606.2146
85 | 2664548.8711 | 1208946.0382 | 2664538.6662 | 1208958.2575 | 2664430.6754 | 1209035.3158
86 | 2664517.8032 | 1208643.9713 | 2664503.9923 | 1208662.0472
87 | 2664409.488 | 1208559.9851 | 2664406.6084 | 1208562.0489
88 | 2664409.488 | 1208559.9851 | 2664410.8811 | 1208558.9867
89 | 2664406.6084 | 1208562.0489 | 2664402.6469 | 1208564.8881
90 | 2664414.3619 | 1208556.4737 | 2664414.1622 | 1208556.635 | 2664410.8811 | 1208558.9867
91 | 2664402.6469 | 1208564.8881 | 2664399.9955 | 1208566.7884 | 2664399.812 | 1208566.8995
92 | 2664414.3619 | 1208556.4737 | 2664418.3875 | 1208553.2207
93 | 2664399.812 | 1208566.8995 | 2664381.8013 | 1208577.8093
94 | 2664430.5683 | 1208542.128 | 2664419.1858 | 1208552.5757 | 2664418.3875 | 1208553.2207
95 | 2664377.3854 | 1208580.4841 | 2664381.8013 | 1208577.8093
96 | 2664461.6722 | 1208541.0161 | 2664459.4143 | 1208538.9015 | 2664453.5615 | 1208533.1571 | 2664452.4757 | 1208532.3226 | 2664451.1079 | 1208531.563 | 2664449.4399 | 1208531.1336 | 2664447.337 | 1208530.8551 | 2664445.329 | 1208530.9446 | 2664443.5065 | 1208531.4475 | 2664441.6105 | 1208532.4276 | 2664439.4421 | 1208533.9829 | 2664430.5683 | 1208542.128
97 | 2664430.6754 | 1209035.3158 | 2664424.5509 | 1209039.5225
98 | 2664460.9644 | 1208553.7495 | 2664471.1736 | 1208555.2607
99 | 2664460.9644 | 1208553.7495 | 2664463.2233 | 1208545.9247 | 2664465.8647 | 1208541.3949 | 2664471.5344 | 1208534.5297 | 2664468.651 | 1208532.6086 | 2664461.6722 | 1208541.0161
100 | 2664460.9644 | 1208553.7495 | 2664460.3326 | 1208555.9329 | 2664458.6602 | 1208587.5897 | 2664458.077 | 1208598.6457
101 | 2664457.4509 | 1208610.157 | 2664457.9386 | 1208601.6015 | 2664458.077 | 1208598.6457
102 | 2664482.9412 | 1208580.4484 | 2664486.3927 | 1208576.4948
103 | 2664472.2978 | 1208592.64 | 2664482.9412 | 1208580.4484
104 | 2664457.4509 | 1208610.157 | 2664458.8724 | 1208608.6784
105 | 2664457.4509 | 1208610.157 | 2664455.8953 | 1208611.2965 | 2664452.6649 | 1208612.6402
106 | 2664458.8724 | 1208608.6784 | 2664458.9425 | 1208608.6055 | 2664460.1038 | 1208607.3729 | 2664461.5128 | 1208605.6706
107 | 2664374.8428 | 1208622.073 | 2664379.2794 | 1208621.1092
108 | 2664374.8428 | 1208622.073 | 2664373.3732 | 1208622.5855
109 | 2664374.8428 | 1208622.073 | 2664364.4494 | 1208613.2337
110 | 2664326.9909 | 1208659.0301 | 2664323.6615 | 1208662.787
111 | 2664326.9909 | 1208659.0301 | 2664330.3977 | 1208655.1858
112 | 2664323.6615 | 1208662.787 | 2664320.2581 | 1208666.6273
113 | 2664330.3977 | 1208655.1858 | 2664333.7199 | 1208651.437
114 | 2664333.7199 | 1208651.437 | 2664338.3952 | 1208646.1614
115 | 2664338.3952 | 1208646.1614 | 2664338.3952 | 1208646.1614 | 2664339.066 | 1208646.0478
116 | 2664339.066 | 1208646.0478 | 2664344.4398 | 1208645.1372
117 | 2664468.2267 | 1208597.5588 | 2664464.8178 | 1208601.6774
118 | 2664472.2978 | 1208592.64 | 2664468.2267 | 1208597.5588
119 | 2664464.8178 | 1208601.6774 | 2664461.5128 | 1208605.6706
120 | 2664373.0385 | 1208583.1172 | 2664377.3854 | 1208580.4841
121 | 2664363.9037 | 1208612.7697 | 2664364.4494 | 1208613.2337
122 | 2664365.0791 | 1208629.5815 | 2664369.2814 | 1208624.559 | 2664371.2866 | 1208623.3132 | 2664373.3732 | 1208622.5855
123 | 2664361.8068 | 1208633.4925 | 2664365.0791 | 1208629.5815
124 | 2664358.585 | 1208637.3432 | 2664361.8068 | 1208633.4925
125 | 2664358.585 | 1208637.3432 | 2664355.279 | 1208641.2944
126 | 2664344.4398 | 1208645.1372 | 2664353.3233 | 1208643.6319 | 2664355.279 | 1208641.2944
127 | 2664320.4469 | 1208977.5031 | 2664284.3796 | 1208986.2755 | 2664279.4946 | 1208985.9894
128 | 2664270.7792 | 1208990.5428 | 2664274.5889 | 1208991.1508 | 2664275.7719 | 1208985.7714 | 2664278.7196 | 1208985.9477 | 2664279.4946 | 1208985.9894

## bus_geodata
| x | y | coords
0 | 2664367.2345 | 1208781.1933
1 | 2664348.3984 | 1208799.9851
2 | 2664378.6972 | 1208773.5623
3 | 2664343.1756 | 1208821.8421
4 | 2664437.5078 | 1208801.7917
5 | 2664412.3235 | 1208757.2373
6 | 2664356.6288 | 1208829.8475
7 | 2664335.9857 | 1208828.7244
8 | 2664330.7611 | 1208830.3135
9 | 2664314.0569 | 1208822.0396
10 | 2664319.7153 | 1208855.6766
11 | 2664325.0116 | 1208733.2035
12 | 2664327.8672 | 1208733.4678
13 | 2664305.8136 | 1208719.9829
14 | 2664377.729 | 1208856.9582
15 | 2664435.5963 | 1208802.8051
16 | 2664472.6937 | 1208760.7355
17 | 2664437.6326 | 1208824.0177
18 | 2664474.8989 | 1208764.9063
19 | 2664492.9419 | 1208744.9668
20 | 2664449.9377 | 1208732.795
21 | 2664443.6275 | 1208727.1902
22 | 2664473.8959 | 1208701.4381
23 | 2664502.1784 | 1208762.5773
24 | 2664493.8247 | 1208744.2843
25 | 2664324.5742 | 1208854.1613
26 | 2664336.7467 | 1208859.6736
27 | 2664306.9116 | 1208850.8913
28 | 2664282.8606 | 1208943.1955
29 | 2664387.9158 | 1208742.4721
30 | 2664353.7225 | 1208709.8712
31 | 2664302.4971 | 1208710.8569
32 | 2664522.0298 | 1208753.9755
33 | 2664471.9647 | 1208837.3521
34 | 2664428.9253 | 1208829.9943
35 | 2664533.896 | 1208713.3012
36 | 2664526.5826 | 1208704.8615
37 | 2664427.9994 | 1208728.3778
38 | 2664447.8606 | 1208721.6881
39 | 2664488.4131 | 1208682.4376
40 | 2664496.6585 | 1208826.0031
41 | 2664520.7037 | 1208814.9541
42 | 2664490.1865 | 1208828.9771
43 | 2664549.2687 | 1208801.8281
44 | 2664495.4632 | 1208847.9849
45 | 2664550.564 | 1208801.2329
46 | 2664616.4165 | 1208806.973
47 | 2664364.5733 | 1208705.1017
48 | 2664362.308 | 1208700.8525
49 | 2664400.958 | 1208691.7415
50 | 2664364.6896 | 1208740.8247
51 | 2664407.0469 | 1208696.7324
52 | 2664404.4375 | 1208679.2825
53 | 2664361.2227 | 1208732.3933
54 | 2664379.9599 | 1208739.6775
55 | 2664424.8254 | 1208654.8098
56 | 2664420.885 | 1208652.2102
57 | 2664415.0726 | 1208677.9409
58 | 2664435.0551 | 1208637.4986
59 | 2664423.8652 | 1208682.483
60 | 2664392.8562 | 1208680.9586
61 | 2664395.9549 | 1208671.2133
62 | 2664378.7168 | 1208732.293
63 | 2664397.3704 | 1208736.7524
64 | 2664436.8694 | 1208641.9765
65 | 2664444.5979 | 1208646.496
66 | 2664431.1811 | 1208635.0886
67 | 2664447.8639 | 1208615.8125
68 | 2664349.3412 | 1208579.0836
69 | 2664354.395 | 1208564.4045
70 | 2664335.9118 | 1208603.6199
71 | 2664354.5079 | 1208564.2175
72 | 2664328.1524 | 1208609.6128
73 | 2664338.6418 | 1208603.5493
74 | 2664326.5173 | 1208610.8757
75 | 2664352.7487 | 1208595.4075
76 | 2664368.561 | 1208585.8294
77 | 2664356.1961 | 1208606.2146
78 | 2664548.8711 | 1208946.0382
79 | 2664503.9923 | 1208662.0472
80 | 2664517.8032 | 1208643.9713
81 | 2664426.4923 | 1208722.2133
82 | 2664409.488 | 1208559.9851
83 | 2664406.6084 | 1208562.0489
84 | 2664410.8811 | 1208558.9867
85 | 2664402.6469 | 1208564.8881
86 | 2664414.3619 | 1208556.4737
87 | 2664399.812 | 1208566.8995
88 | 2664418.3875 | 1208553.2207
89 | 2664381.8013 | 1208577.8093
90 | 2664430.5683 | 1208542.128
91 | 2664430.6754 | 1209035.3158
92 | 2664460.9644 | 1208553.7495
93 | 2664471.1736 | 1208555.2607
94 | 2664461.6722 | 1208541.0161
95 | 2664458.077 | 1208598.6457
96 | 2664486.3927 | 1208576.4948
97 | 2664482.9412 | 1208580.4484
98 | 2664457.4509 | 1208610.157
99 | 2664452.6649 | 1208612.6402
100 | 2664458.8724 | 1208608.6784
101 | 2664379.2795 | 1208621.1092
102 | 2664374.8428 | 1208622.073
103 | 2664424.5509 | 1209039.5225
104 | 2664326.9909 | 1208659.0301
105 | 2664323.6615 | 1208662.787
106 | 2664330.3977 | 1208655.1858
107 | 2664320.2581 | 1208666.6273
108 | 2664333.7199 | 1208651.437
109 | 2664338.3952 | 1208646.1614
110 | 2664339.066 | 1208646.0478
111 | 2664468.2267 | 1208597.5588
112 | 2664464.8178 | 1208601.6774
113 | 2664472.2978 | 1208592.64
114 | 2664461.5128 | 1208605.6706
115 | 2664377.3854 | 1208580.4841
116 | 2664363.9037 | 1208612.7697
117 | 2664364.4494 | 1208613.2337
118 | 2664373.3732 | 1208622.5855
119 | 2664373.0385 | 1208583.1172
120 | 2664365.0791 | 1208629.5815
121 | 2664358.585 | 1208637.3432
122 | 2664361.8068 | 1208633.4925
123 | 2664355.279 | 1208641.2944
124 | 2664344.4398 | 1208645.1372
125 | 2664399.4195 | 1208824.3747
126 | 2664279.4946 | 1208985.9894
127 | 2664320.4469 | 1208977.5031
128 | 2664270.7792 | 1208990.5428
129 | 2664395.5185 | 1208728.7164
130 | 2664427.9994 | 1208728.3778

## line_std_types
| c_nf_per_km | r_ohm_per_km | x_ohm_per_km | max_i_ka | type | q_mm2 | alpha | voltage_rating
NAYY 4x50 SE | 210 | 0.642 | 0.083 | 0.142 | cs | 50 | 0.00403 | LV
NAYY 4x120 SE | 264 | 0.225 | 0.08 | 0.242 | cs | 120 | 0.00403 | LV
NAYY 4x150 SE | 261 | 0.208 | 0.08 | 0.27 | cs | 150 | 0.00403 | LV
NA2XS2Y 1x95 RM/25 12/20 kV | 216 | 0.313 | 0.132 | 0.252 | cs | 95 | 0.00403 | MV
NA2XS2Y 1x185 RM/25 12/20 kV | 273 | 0.161 | 0.117 | 0.362 | cs | 185 | 0.00403 | MV
NA2XS2Y 1x240 RM/25 12/20 kV | 304 | 0.122 | 0.112 | 0.421 | cs | 240 | 0.00403 | MV
NA2XS2Y 1x95 RM/25 6/10 kV | 315 | 0.313 | 0.123 | 0.249 | cs | 95 | 0.00403 | MV
NA2XS2Y 1x185 RM/25 6/10 kV | 406 | 0.161 | 0.11 | 0.358 | cs | 185 | 0.00403 | MV
NA2XS2Y 1x240 RM/25 6/10 kV | 456 | 0.122 | 0.105 | 0.416 | cs | 240 | 0.00403 | MV
NA2XS2Y 1x150 RM/25 12/20 kV | 250 | 0.206 | 0.116 | 0.319 | cs | 150 | 0.00403 | MV
NA2XS2Y 1x120 RM/25 12/20 kV | 230 | 0.253 | 0.119 | 0.283 | cs | 120 | 0.00403 | MV
NA2XS2Y 1x70 RM/25 12/20 kV | 190 | 0.443 | 0.132 | 0.22 | cs | 70 | 0.00403 | MV
NA2XS2Y 1x150 RM/25 6/10 kV | 360 | 0.206 | 0.11 | 0.315 | cs | 150 | 0.00403 | MV
NA2XS2Y 1x120 RM/25 6/10 kV | 340 | 0.253 | 0.113 | 0.28 | cs | 120 | 0.00403 | MV
NA2XS2Y 1x70 RM/25 6/10 kV | 280 | 0.443 | 0.123 | 0.217 | cs | 70 | 0.00403 | MV
N2XS(FL)2Y 1x120 RM/35 64/110 kV | 112 | 0.153 | 0.166 | 0.366 | cs | 120 | 0.00393 | HV
N2XS(FL)2Y 1x185 RM/35 64/110 kV | 125 | 0.099 | 0.156 | 0.457 | cs | 185 | 0.00393 | HV
N2XS(FL)2Y 1x240 RM/35 64/110 kV | 135 | 0.075 | 0.149 | 0.526 | cs | 240 | 0.00393 | HV
N2XS(FL)2Y 1x300 RM/35 64/110 kV | 144 | 0.06 | 0.144 | 0.588 | cs | 300 | 0.00393 | HV
15-AL1/3-ST1A 0.4 | 11 | 1.8769 | 0.35 | 0.105 | ol | 16 | 0.00403 | LV
24-AL1/4-ST1A 0.4 | 11.25 | 1.2012 | 0.335 | 0.14 | ol | 24 | 0.00403 | LV
48-AL1/8-ST1A 0.4 | 12.2 | 0.5939 | 0.3 | 0.21 | ol | 48 | 0.00403 | LV
94-AL1/15-ST1A 0.4 | 13.2 | 0.306 | 0.29 | 0.35 | ol | 94 | 0.00403 | LV
34-AL1/6-ST1A 10.0 | 9.7 | 0.8342 | 0.36 | 0.17 | ol | 34 | 0.00403 | MV
48-AL1/8-ST1A 10.0 | 10.1 | 0.5939 | 0.35 | 0.21 | ol | 48 | 0.00403 | MV
70-AL1/11-ST1A 10.0 | 10.4 | 0.4132 | 0.339 | 0.29 | ol | 70 | 0.00403 | MV
94-AL1/15-ST1A 10.0 | 10.75 | 0.306 | 0.33 | 0.35 | ol | 94 | 0.00403 | MV
122-AL1/20-ST1A 10.0 | 11.1 | 0.2376 | 0.323 | 0.41 | ol | 122 | 0.00403 | MV
149-AL1/24-ST1A 10.0 | 11.25 | 0.194 | 0.315 | 0.47 | ol | 149 | 0.00403 | MV
34-AL1/6-ST1A 20.0 | 9.15 | 0.8342 | 0.382 | 0.17 | ol | 34 | 0.00403 | MV
48-AL1/8-ST1A 20.0 | 9.5 | 0.5939 | 0.372 | 0.21 | ol | 48 | 0.00403 | MV
70-AL1/11-ST1A 20.0 | 9.7 | 0.4132 | 0.36 | 0.29 | ol | 70 | 0.00403 | MV
94-AL1/15-ST1A 20.0 | 10 | 0.306 | 0.35 | 0.35 | ol | 94 | 0.00403 | MV
122-AL1/20-ST1A 20.0 | 10.3 | 0.2376 | 0.344 | 0.41 | ol | 122 | 0.00403 | MV
149-AL1/24-ST1A 20.0 | 10.5 | 0.194 | 0.337 | 0.47 | ol | 149 | 0.00403 | MV
184-AL1/30-ST1A 20.0 | 10.75 | 0.1571 | 0.33 | 0.535 | ol | 184 | 0.00403 | MV
243-AL1/39-ST1A 20.0 | 11 | 0.1188 | 0.32 | 0.645 | ol | 243 | 0.00403 | MV
48-AL1/8-ST1A 110.0 | 8 | 0.5939 | 0.46 | 0.21 | ol | 48 | 0.00403 | HV
70-AL1/11-ST1A 110.0 | 8.4 | 0.4132 | 0.45 | 0.29 | ol | 70 | 0.00403 | HV
94-AL1/15-ST1A 110.0 | 8.65 | 0.306 | 0.44 | 0.35 | ol | 94 | 0.00403 | HV
122-AL1/20-ST1A 110.0 | 8.5 | 0.2376 | 0.43 | 0.41 | ol | 122 | 0.00403 | HV
149-AL1/24-ST1A 110.0 | 8.75 | 0.194 | 0.41 | 0.47 | ol | 149 | 0.00403 | HV
184-AL1/30-ST1A 110.0 | 8.8 | 0.1571 | 0.4 | 0.535 | ol | 184 | 0.00403 | HV
243-AL1/39-ST1A 110.0 | 9 | 0.1188 | 0.39 | 0.645 | ol | 243 | 0.00403 | HV
305-AL1/39-ST1A 110.0 | 9.2 | 0.0949 | 0.38 | 0.74 | ol | 305 | 0.00403 | HV
490-AL1/64-ST1A 110.0 | 9.75 | 0.059 | 0.37 | 0.96 | ol | 490 | 0.00403 | HV
679-AL1/86-ST1A 110.0 | 9.95 | 0.042 | 0.36 | 1.15 | ol | 679 | 0.00403 | HV
490-AL1/64-ST1A 220.0 | 10 | 0.059 | 0.285 | 0.96 | ol | 490 | 0.00403 | HV
679-AL1/86-ST1A 220.0 | 11.7 | 0.042 | 0.275 | 1.15 | ol | 679 | 0.00403 | HV
490-AL1/64-ST1A 380.0 | 11 | 0.059 | 0.253 | 0.96 | ol | 490 | 0.00403 | HV
679-AL1/86-ST1A 380.0 | 14.6 | 0.042 | 0.25 | 1.15 | ol | 679 | 0.00403 | HV

## trafo_std_types
| i0_percent | pfe_kw | vkr_percent | sn_mva | vn_lv_kv | vn_hv_kv | vk_percent | shift_degree | vector_group | tap_side | tap_neutral | tap_min | tap_max | tap_step_degree | tap_step_percent | tap_phase_shifter
160 MVA 380/110 kV | 0.06 | 60 | 0.25 | 160 | 110 | 380 | 12.2 | 0 | Yy0 | hv | 0 | -9 | 9 | 0 | 1.5 | FALSE
100 MVA 220/110 kV | 0.06 | 55 | 0.26 | 100 | 110 | 220 | 12 | 0 | Yy0 | hv | 0 | -9 | 9 | 0 | 1.5 | FALSE
63 MVA 110/20 kV | 0.04 | 22 | 0.32 | 63 | 20 | 110 | 18 | 150 | YNd5 | hv | 0 | -9 | 9 | 0 | 1.5 | FALSE
40 MVA 110/20 kV | 0.05 | 18 | 0.34 | 40 | 20 | 110 | 16.2 | 150 | YNd5 | hv | 0 | -9 | 9 | 0 | 1.5 | FALSE
25 MVA 110/20 kV | 0.07 | 14 | 0.41 | 25 | 20 | 110 | 12 | 150 | YNd5 | hv | 0 | -9 | 9 | 0 | 1.5 | FALSE
63 MVA 110/10 kV | 0.04 | 22 | 0.32 | 63 | 10 | 110 | 18 | 150 | YNd5 | hv | 0 | -9 | 9 | 0 | 1.5 | FALSE
40 MVA 110/10 kV | 0.05 | 18 | 0.34 | 40 | 10 | 110 | 16.2 | 150 | YNd5 | hv | 0 | -9 | 9 | 0 | 1.5 | FALSE
25 MVA 110/10 kV | 0.07 | 14 | 0.41 | 25 | 10 | 110 | 12 | 150 | YNd5 | hv | 0 | -9 | 9 | 0 | 1.5 | FALSE
0.25 MVA 20/0.4 kV | 0.32 | 0.8 | 1.44 | 0.25 | 0.4 | 20 | 6 | 150 | Yzn5 | hv | 0 | -2 | 2 | 0 | 2.5 | FALSE
0.4 MVA 20/0.4 kV | 0.3375 | 1.35 | 1.425 | 0.4 | 0.4 | 20 | 6 | 150 | Dyn5 | hv | 0 | -2 | 2 | 0 | 2.5 | FALSE
0.63 MVA 20/0.4 kV | 0.2619 | 1.65 | 1.206 | 0.63 | 0.4 | 20 | 6 | 150 | Dyn5 | hv | 0 | -2 | 2 | 0 | 2.5 | FALSE
0.25 MVA 10/0.4 kV | 0.24 | 0.6 | 1.2 | 0.25 | 0.4 | 10 | 4 | 150 | Dyn5 | hv | 0 | -2 | 2 | 0 | 2.5 | FALSE
0.4 MVA 10/0.4 kV | 0.2375 | 0.95 | 1.325 | 0.4 | 0.4 | 10 | 4 | 150 | Dyn5 | hv | 0 | -2 | 2 | 0 | 2.5 | FALSE
0.63 MVA 10/0.4 kV | 0.1873 | 1.18 | 1.0794 | 0.63 | 0.4 | 10 | 4 | 150 | Dyn5 | hv | 0 | -2 | 2 | 0 | 2.5 | FALSE

## trafo3w_std_types
| sn_hv_mva | sn_mv_mva | sn_lv_mva | vn_hv_kv | vn_mv_kv | vn_lv_kv | vk_hv_percent | vk_mv_percent | vk_lv_percent | vkr_hv_percent | vkr_mv_percent | vkr_lv_percent | pfe_kw | i0_percent | shift_mv_degree | shift_lv_degree | vector_group | tap_side | tap_neutral | tap_min | tap_max | tap_step_percent
63/25/38 MVA 110/20/10 kV | 63 | 25 | 38 | 110 | 20 | 10 | 10.4 | 10.4 | 10.4 | 0.28 | 0.32 | 0.35 | 35 | 0.89 | 0 | 0 | YN0yn0yn0 | hv | 0 | -10 | 10 | 1.2
63/25/38 MVA 110/10/10 kV | 63 | 25 | 38 | 110 | 10 | 10 | 10.4 | 10.4 | 10.4 | 0.28 | 0.32 | 0.35 | 35 | 0.89 | 0 | 0 | YN0yn0yn0 | hv | 0 | -10 | 10 | 1.2

## fuse_std_types
| fuse_type | i_rated_a | t_avg | t_min | t_total | x_avg | x_min | x_total
HV 100A | HV 100A | 100 | 0 | [10.0, 3.64, 0.854, 0.281, 0.1, 0.0531, 0.022, 0.01] | [10.0, 4.267, 1.21, 0.403, 0.1, 0.058, 0.022, 0.01] | 0 | [300.0, 350.0, 450.0, 550.0, 700.0, 850.0, 1200.0, 1752.0] | [600.0, 700.0, 900.0, 1150.0, 1665.0, 2000.0, 3000.0, 4313.0]
HV 10A | HV 10A | 10 | 0 | [10.0, 1675.0, 0.344, 0.156, 0.1, 0.0417, 0.0171, 0.01] | [10.0, 1.3, 0.3, 0.155, 0.1, 0.0555, 0.023, 0.01] | 0 | [30.0, 32.0, 35.0, 37.0, 39.0, 50.0, 70.0, 88.0] | [60.0, 70.0, 80.0, 87.0, 94.0, 110.0, 150.0, 216.0]
HV 125A | HV 125A | 125 | 0 | [10.0, 1.82, 0.344, 0.1, 0.0467, 0.0269, 0.01] | [10.0, 2.478, 0.426, 0.1, 0.0427, 0.0211, 0.01] | 0 | [375.0, 500.0, 700.0, 925.0, 1200.0, 1500.0, 2341.0] | [750.0, 1000.0, 1500.0, 2200.0, 3000.0, 4000.0, 5765.0]
HV 160A | HV 160A | 160 | 0 | [10.0, 4.15, 1.03, 0.198, 0.1, 0.051, 0.0172, 0.01] | [10.0, 2.3, 0.734, 0.274, 0.1, 0.046, 0.0177, 0.01] | 0 | [480.0, 550.0, 700.0, 1000.0, 1260.0, 1600.0, 2500.0, 3227.0] | [960.0, 1300.0, 1700.0, 2200.0, 2996.0, 4000.0, 6000.0, 7946.0]
HV 16A | HV 16A | 16 | 0 | [10.0, 0.352, 0.164, 0.1, 0.0649, 0.0342, 0.01] | [10.0, 2.34, 0.722, 0.181, 0.1, 0.055, 0.0296, 0.01] | 0 | [48.0, 60.0, 65.0, 71.0, 80.0, 100.0, 162.0] | [96.0, 110.0, 125.0, 150.0, 168.0, 200.0, 250.0, 398.0]
HV 200A | HV 200A | 200 | 0 | [10.0, 4.267, 1.21, 0.403, 0.1, 0.058, 0.022, 0.01] | [10.0, 3.73, 1.654, 0.328, 0.1, 0.0531, 0.019, 0.01] | 0 | [600.0, 700.0, 900.0, 1150.0, 1665.0, 2000.0, 3000.0, 4313.0] | [1200.0, 1500.0, 1800.0, 2700.0, 3960.0, 5000.0, 7500.0, 10620.0]
HV 20A | HV 20A | 20 | 0 | [10.0, 1.3, 0.3, 0.155, 0.1, 0.0555, 0.023, 0.01] | [10.0, 1.3, 0.161, 0.1, 0.0611, 0.0399, 0.0141, 0.01] | 0 | [60.0, 70.0, 80.0, 87.0, 94.0, 110.0, 150.0, 216.0] | [120.0, 150.0, 200.0, 223.0, 260.0, 300.0, 450.0, 532.0]
HV 25A | HV 25A | 25 | 0 | [10.0, 2.512, 0.833, 0.299, 0.1, 0.0372, 0.0223, 0.01] | [10.0, 3.125, 0.597, 0.198, 0.1, 0.0378, 0.022, 0.01] | 0 | [75.0, 82.0, 90.0, 100.0, 124.0, 170.0, 200.0, 289.0] | [150.0, 170.0, 210.0, 250.0, 294.0, 400.0, 500.0, 711.0]
HV 31.5A | HV 31.5A | 31.5 | 0 | [10.0, 2.34, 0.722, 0.181, 0.1, 0.055, 0.0296, 0.01] | [10.0, 2.84, 0.368, 0.164, 0.1, 0.0621, 0.0378, 0.0195, 0.01] | 0 | [95.0, 110.0, 125.0, 150.0, 165.0, 200.0, 250.0, 390.0] | [189.0, 220.0, 300.0, 350.0, 393.0, 450.0, 530.0, 700.0, 960.0]
HV 40A | HV 40A | 40 | 0 | [10.0, 1.3, 0.161, 0.1, 0.0611, 0.0399, 0.0141, 0.01] | [10.0, 2.05, 0.369, 0.198, 0.1, 0.051, 0.0298, 0.01] | 0 | [120.0, 150.0, 200.0, 223.0, 260.0, 300.0, 450.0, 532.0] | [240.0, 300.0, 400.0, 450.0, 530.0, 650.0, 800.0, 1311.0]
HV 50A | HV 50A | 50 | 0 | [10.0, 3.215, 0.597, 0.198, 0.1, 0.0378, 0.022, 0.01] | [10.0, 3.64, 0.854, 0.281, 0.1, 0.0531, 0.022, 0.01] | 0 | [150.0, 170.0, 210.0, 250.0, 294.0, 400.0, 500.0, 711.0] | [300.0, 350.0, 450.0, 550.0, 700.0, 850.0, 1200.0, 1752.0]
HV 6.3A | HV 6.3A | 6.3 | 0 | [10.0, 1.39, 0.344, 0.168, 0.1, 0.056, 0.0263, 0.01] | [10.0, 1.711, 0.516, 0.198, 0.1, 0.0634, 0.0303, 0.01] | 0 | [19.0, 19.5, 20.4, 20.8, 22.0, 25.0, 32.0, 48.0] | [38.0, 40.0, 43.0, 48.0, 53.0, 60.0, 75.0, 118.0]
HV 63A | HV 63A | 63 | 0 | [10.0, 2.84, 0.368, 0.164, 0.1, 0.0621, 0.0378, 0.0195, 0.01] | [10.0, 1.82, 0.344, 0.1, 0.0467, 0.0269, 0.01] | 0 | [189.0, 220.0, 300.0, 350.0, 393.0, 450.0, 530.0, 700.0, 961.0] | [378.0, 500.0, 700.0, 934.0, 1200.0, 1500.0, 2366.0]
HV 80A | HV 80A | 80 | 0 | [10.0, 2.05, 0.369, 0.198, 0.1, 0.051, 0.0298, 0.01] | [10.0, 4.15, 1.03, 0.198, 0.1, 0.051, 0.0172, 0.01] | 0 | [240.0, 300.0, 400.0, 450.0, 530.0, 650.0, 800.0, 1311.0] | [480.0, 550.0, 700.0, 1000.0, 1260.0, 1600.0, 2500.0, 3227.0]
Siemens NH-1-100 | Siemens NH-1-100 | 100 | [5400.0, 2000.0, 400.0, 20.0, 1.0, 0.2, 0.012, 0.004] | 0 | 0 | [150.0, 190.0, 250.0, 430.0, 900.0, 1250.0, 2700.0, 3600.0] | 0 | 0
Siemens NH-1-125 | Siemens NH-1-125 | 125 | [4800.0, 120.0, 7.0, 0.1, 0.004] | 0 | 0 | [180.0, 400.0, 740.0, 2000.0, 4250.0] | 0 | 0
Siemens NH-1-16 | Siemens NH-1-16 | 16 | [4000.0, 400.0, 2.0, 0.1, 0.04, 0.01] | 0 | 0 | [26.0, 35.0, 75.0, 150.0, 200.0, 300.0] | 0 | 0
Siemens NH-1-160 | Siemens NH-1-160 | 160 | [4800.0, 120.0, 7.0, 0.1, 0.004] | 0 | 0 | [210.0, 500.0, 900.0, 2300.0, 5000.0] | 0 | 0
Siemens NH-1-25 | Siemens NH-1-25 | 25 | [4000.0, 1000.0, 10.0, 0.2, 0.02, 0.01] | 0 | 0 | [40.0, 50.0, 100.0, 210.0, 400.0, 500.0] | 0 | 0
Siemens NH-1-50 | Siemens NH-1-50 | 50 | [4000.0, 40.0, 4.0, 1.0, 0.02, 0.01] | 0 | 0 | [86.0, 200.0, 300.0, 400.0, 1000.0, 1280.0] | 0 | 0
Siemens NH-1-63 | Siemens NH-1-63 | 63 | [4000.0, 100.0, 10.0, 2.0, 0.04, 0.01] | 0 | 0 | [100.0, 200.0, 300.0, 400.0, 1000.0, 1500.0] | 0 | 0
Siemens NH-1-80 | Siemens NH-1-80 | 80 | [4800.0, 120.0, 7.0, 0.1, 0.01] | 0 | 0 | [150.58, 250.0, 450.0, 1150.0, 2470.0] | 0 | 0
Siemens NH-2-1000 | Siemens NH-2-1000 | 1000 | [4800.0, 120.0, 7.0, 0.1, 0.004] | 0 | 0 | [1900.0, 3500.0, 8400.0, 24000.0, 52000.0] | 0 | 0
Siemens NH-2-200 | Siemens NH-2-200 | 200 | [4800.0, 120.0, 7.0, 0.1, 0.004] | 0 | 0 | [280.0, 650.0, 1200.0, 3000.0, 7000.0] | 0 | 0
Siemens NH-2-224 | Siemens NH-2-224 | 224 | [4800.0, 120.0, 7.0, 0.2, 0.04, 0.004] | 0 | 0 | [400.0, 750.0, 1453.0, 3025.0, 4315.0, 7600.0] | 0 | 0
Siemens NH-2-250 | Siemens NH-2-250 | 250 | [4800.0, 120.0, 7.0, 0.1, 0.004] | 0 | 0 | [450.0, 800.0, 1650.0, 4000.0, 8500.0] | 0 | 0
Siemens NH-2-315 | Siemens NH-2-315 | 315 | [4800.0, 120.0, 7.0, 0.1, 0.004] | 0 | 0 | [550.0, 920.0, 1900.0, 5000.0, 11000.0] | 0 | 0
Siemens NH-2-355 | Siemens NH-2-355 | 355 | [4800.0, 120.0, 6.0, 0.1, 0.004] | 0 | 0 | [650.0, 1116.27, 2350.0, 5840.0, 12790.0] | 0 | 0
Siemens NH-2-400 | Siemens NH-2-400 | 400 | [4800.0, 120.0, 7.0, 0.1, 0.004] | 0 | 0 | [720.0, 1350.0, 2800.0, 6500.0, 15000.0] | 0 | 0
Siemens NH-2-425 | Siemens NH-2-425 | 425 | [4800.0, 120.0, 7.0, 0.1, 0.004] | 0 | 0 | [850.0, 1500.0, 3050.0, 7500.0, 16500.0] | 0 | 0
Siemens NH-2-630 | Siemens NH-2-630 | 630 | [4800.0, 120.0, 7.0, 0.1, 0.004] | 0 | 0 | [1200.0, 2000.0, 4800.0, 12000.0, 26000.0] | 0 | 0

## res_bus
| vm_pu | va_degree | p_mw | q_mvar
0 | 0.99294 | -0.13399 | 0.011881 | 0.0029778
1 | 0.99116 | -0.16818 | 0 | 0
2 | 0.99361 | -0.12127 | 0 | 0
3 | 0.9906 | -0.17889 | 0 | 0
4 | 0.98419 | -0.30265 | 0 | 0
5 | 0.99541 | -0.08694 | 0 | 0
6 | 0.9906 | -0.17904 | 0.00051094 | 0.00012805
7 | 0.99035 | -0.18374 | 0 | 0
8 | 0.99023 | -0.18615 | 0 | 0
9 | 0.99022 | -0.18632 | 0.00053258 | 0.00013348
10 | 0.98982 | -0.19411 | 0 | 0
11 | 0.98995 | -0.19131 | 0 | 0
12 | 0.98997 | -0.19098 | 0 | 0
13 | 0.9898 | -0.19427 | 0.0040941 | 0.0010261
14 | 0.99015 | -0.18779 | 0.0045174 | 0.0011322
15 | 0.98417 | -0.30298 | 0.0085667 | 0.002147
16 | 0.98123 | -0.36033 | 0 | 0
17 | 0.98235 | -0.33835 | 0 | 0
18 | 0.9812 | -0.36082 | 0.0057799 | 0.0014486
19 | 0.98016 | -0.38133 | 0 | 0
20 | 0.99799 | -0.038083 | 0 | 0
21 | 0.99844 | -0.029548 | 0 | 0
22 | 0.99754 | -0.046734 | 0.002852 | 0.00071478
23 | 0.97983 | -0.38764 | 0 | 0
24 | 0.98013 | -0.38179 | 0.0059007 | 0.0014789
25 | 0.98981 | -0.1943 | 0 | 0
26 | 0.98979 | -0.19465 | 0.0015037 | 0.00037686
27 | 0.98981 | -0.19428 | 0.00067961 | 0.00017033
28 | 0.9886 | -0.21781 | 0.0018533 | 0.00046448
29 | 0.98955 | -0.19914 | 0.0068506 | 0.0017169
30 | 0.99044 | -0.18184 | 0.0053886 | 0.0013505
31 | 0.98977 | -0.19471 | 0.0025135 | 0.00062994
32 | 0.97943 | -0.39549 | 0.017485 | 0.0043822
33 | 0.9798 | -0.3881 | 0.0087998 | 0.0022054
34 | 0.98226 | -0.34008 | 0.0079455 | 0.0019913
35 | 0.97935 | -0.39722 | 0 | 0
36 | 0.97917 | -0.40063 | 0.016777 | 0.0042046
37 | 0.99928 | -0.013559 | 0 | 0
38 | 0.99842 | -0.029923 | 0.0030856 | 0.00077333
39 | 0.99733 | -0.050784 | 0.0029009 | 0.00072704
40 | 0.97862 | -0.41124 | 0.0052256 | 0.0013096
41 | 0.97786 | -0.42619 | 0.0047542 | 0.0011915
42 | 0.97886 | -0.40655 | 0 | 0
43 | 0.9771 | -0.44125 | 0.010869 | 0.0027241
44 | 0.9786 | -0.4118 | 0.014355 | 0.0035977
45 | 0.97708 | -0.44165 | 0.012252 | 0.0030707
46 | 0.97681 | -0.44687 | 0 | 0
47 | 0.99064 | -0.17787 | 0 | 0
48 | 0.99062 | -0.1782 | 0.0037677 | 0.00094426
49 | 0.9885 | -0.21894 | 0 | 0
50 | 0.99544 | -0.086213 | 0 | 0
51 | 0.98848 | -0.21939 | 0.0031979 | 0.00080146
52 | 0.98758 | -0.23674 | 0 | 0
53 | 0.99542 | -0.086637 | 0.0026447 | 0.00066282
54 | 0.99633 | -0.069367 | 0 | 0
55 | 0.98561 | -0.27479 | 0 | 0
56 | 0.98559 | -0.27514 | 0.0041392 | 0.0010374
57 | 0.98685 | -0.25089 | 0 | 0
58 | 0.98474 | -0.29158 | 0 | 0
59 | 0.98676 | -0.25247 | 0.0089133 | 0.0022339
60 | 0.98754 | -0.23741 | 0.0032075 | 0.00080388
61 | 0.98754 | -0.23759 | 0.0040414 | 0.0010129
62 | 0.99631 | -0.069785 | 0.0031799 | 0.00079695
63 | 0.99737 | -0.04963 | 0 | 0
64 | 0.98469 | -0.29256 | 0 | 0
65 | 0.98462 | -0.29385 | 0.008061 | 0.0020203
66 | 0.98472 | -0.29197 | 0.0047613 | 0.0011933
67 | 0.98375 | -0.31072 | 0 | 0
68 | 0.97475 | -0.48668 | 0.013586 | 0.0034051
69 | 0.97446 | -0.49249 | 0.0067437 | 0.0016901
70 | 0.9757 | -0.46802 | 0 | 0
71 | 0.97446 | -0.49255 | 0.013584 | 0.0034044
72 | 0.97559 | -0.47017 | 0.0016389 | 0.00041074
73 | 0.97582 | -0.46567 | 0.0015603 | 0.00039105
74 | 0.97557 | -0.47056 | 0.010326 | 0.002588
75 | 0.97618 | -0.4586 | 0 | 0
76 | 0.9766 | -0.45029 | 0.0018305 | 0.00045878
77 | 0.97589 | -0.46434 | 0.0015096 | 0.00037834
78 | 0.97633 | -0.45639 | 0 | 0
79 | 0.99717 | -0.053827 | 0.0028839 | 0.00072276
80 | 0.99709 | -0.055375 | 0.0038817 | 0.00097285
81 | 1 | 0 | -0.3752 | -0.095971
82 | 0.97782 | -0.4265 | 0.0080618 | 0.0020205
83 | 0.97772 | -0.42835 | 0.0016227 | 0.00040669
84 | 0.97786 | -0.42552 | 0.0016531 | 0.00041429
85 | 0.97759 | -0.43085 | 0.0015588 | 0.00039066
86 | 0.97799 | -0.42302 | 0.0015587 | 0.00039065
87 | 0.9775 | -0.4326 | 0.001699 | 0.00042582
88 | 0.97815 | -0.41997 | 0.001682 | 0.00042154
89 | 0.97697 | -0.44299 | 0.0018993 | 0.00047602
90 | 0.97865 | -0.41007 | 0.0087911 | 0.0022033
91 | 0.9759 | -0.46489 | 0 | 0
92 | 0.98117 | -0.36085 | 0 | 0
93 | 0.9811 | -0.36225 | 0.007503 | 0.0018804
94 | 0.97995 | -0.38473 | 0 | 0
95 | 0.98278 | -0.32956 | 0 | 0
96 | 0.98301 | -0.32521 | 0.0016236 | 0.00040691
97 | 0.98301 | -0.32506 | 0.0018955 | 0.00047506
98 | 0.98319 | -0.32157 | 0.0019097 | 0.00047862
99 | 0.98341 | -0.31745 | 0 | 0
100 | 0.98318 | -0.32192 | 0.0013694 | 0.0003432
101 | 0.97536 | -0.4748 | 0.001596 | 0.00039998
102 | 0.97536 | -0.47467 | 0 | 0
103 | 0.97588 | -0.46531 | 0.0031285 | 0.00078409
104 | 0.97462 | -0.48933 | 0.0015396 | 0.00038585
105 | 0.97461 | -0.48962 | 0.0014776 | 0.00037032
106 | 0.97464 | -0.4889 | 0.0015702 | 0.00039353
107 | 0.9746 | -0.48977 | 0.0016141 | 0.00040452
108 | 0.97467 | -0.48833 | 0.0014787 | 0.00037059
109 | 0.97472 | -0.48733 | 0.0016062 | 0.00040256
110 | 0.97473 | -0.48722 | 0.0015445 | 0.00038708
111 | 0.98309 | -0.32362 | 0.0016468 | 0.00041274
112 | 0.98311 | -0.32312 | 0.0013538 | 0.0003393
113 | 0.98307 | -0.32403 | 0 | 0
114 | 0.98314 | -0.32252 | 0.0016747 | 0.00041973
115 | 0.97685 | -0.44548 | 0.0017607 | 0.00044128
116 | 0.97566 | -0.46894 | 0.0014784 | 0.00037051
117 | 0.97564 | -0.46924 | 0.0016145 | 0.00040464
118 | 0.97534 | -0.47524 | 0.0014794 | 0.00037077
119 | 0.97673 | -0.44788 | 0.0018666 | 0.0004678
120 | 0.97514 | -0.47904 | 0.0015681 | 0.00039301
121 | 0.97499 | -0.48206 | 0.0014798 | 0.00037087
122 | 0.97506 | -0.48063 | 0.0015391 | 0.00038572
123 | 0.97492 | -0.48339 | 0.0016136 | 0.00040441
124 | 0.97478 | -0.48614 | 0.0015971 | 0.00040026
125 | 0.98223 | -0.34069 | 0.001122 | 0.00028121
126 | 0.98791 | -0.23125 | 0 | 0
127 | 0.98744 | -0.24035 | 0.012147 | 0.0030444
128 | 0.98805 | -0.22841 | 0 | 0
129 | 0.99734 | -0.050167 | 0.0037139 | 0.0009308
130 | 0.99998 | 149.9956 | 0 | 0

## res_line
| p_from_mw | q_from_mvar | p_to_mw | q_to_mvar | pl_mw | ql_mvar | i_from_ka | i_to_ka | i_ka | vm_from_pu | va_from_degree | vm_to_pu | va_to_degree | loading_percent
0 | 0.14636 | 0.037304 | -0.14612 | -0.037151 | 0.00024106 | 0.00015359 | 0.21955 | 0.21955 | 0.21955 | 0.99294 | -0.13399 | 0.99116 | -0.16818 | 30.1584
1 | -0.15824 | -0.040282 | 0.15834 | 0.040344 | 9.7108e-05 | 6.1614e-05 | 0.23736 | 0.23736 | 0.23736 | 0.99294 | -0.13399 | 0.99361 | -0.12127 | 21.7361
2 | 0.021799 | 0.0054792 | -0.021788 | -0.0054725 | 1.115e-05 | 6.7782e-06 | 0.032732 | 0.032732 | 0.032732 | 0.99116 | -0.16818 | 0.9906 | -0.17889 | 8.9923
3 | 0.12432 | 0.031672 | -0.12352 | -0.031162 | 0.0008009 | 0.00050945 | 0.18682 | 0.18682 | 0.18682 | 0.99116 | -0.16818 | 0.98419 | -0.30265 | 25.6624
4 | -0.15834 | -0.040344 | 0.1586 | 0.04051 | 0.00026274 | 0.0001667 | 0.23736 | 0.23736 | 0.23736 | 0.99361 | -0.12127 | 0.99541 | -0.08694 | 21.7361
5 | 0.00051094 | 0.00012785 | -0.00051094 | -0.00012805 | 3.4505e-09 | -1.9891e-07 | 0.00076743 | 0.0007675 | 0.0007675 | 0.9906 | -0.17889 | 0.9906 | -0.17904 | 0.21085
6 | 0.021277 | 0.0053446 | -0.021272 | -0.0053416 | 4.9191e-06 | 2.983e-06 | 0.031965 | 0.031965 | 0.031965 | 0.9906 | -0.17889 | 0.99035 | -0.18374 | 8.7815
7 | 0.0085669 | 0.0021471 | -0.0085667 | -0.002147 | 1.3583e-07 | 5.9494e-08 | 0.012952 | 0.012952 | 0.012952 | 0.98419 | -0.30265 | 0.98417 | -0.30298 | 3.5584
8 | 0.046137 | 0.011636 | -0.04601 | -0.011556 | 0.00012701 | 8.0404e-05 | 0.069782 | 0.069783 | 0.069783 | 0.98419 | -0.30265 | 0.98123 | -0.36033 | 19.171
9 | 0.068813 | 0.017379 | -0.068696 | -0.017304 | 0.00011749 | 7.4828e-05 | 0.10409 | 0.10409 | 0.10409 | 0.98419 | -0.30265 | 0.98235 | -0.33835 | 28.5955
10 | -0.1586 | -0.04051 | 0.15897 | 0.040749 | 0.00037557 | 0.00023828 | 0.23736 | 0.23736 | 0.23736 | 0.99541 | -0.08694 | 0.99799 | -0.038083 | 21.736
11 | 0.0045183 | 0.0011321 | -0.0045174 | -0.0011322 | 8.7098e-07 | -9.0892e-08 | 0.0067887 | 0.0067889 | 0.0067889 | 0.99035 | -0.18374 | 0.99015 | -0.18779 | 1.8651
12 | 0.016753 | 0.0042095 | -0.016752 | -0.0042084 | 1.9254e-06 | 1.128e-06 | 0.025176 | 0.025176 | 0.025176 | 0.99035 | -0.18374 | 0.99023 | -0.18615 | 6.9165
13 | 0.00053258 | 0.00013324 | -0.00053258 | -0.00013348 | 4.4765e-09 | -2.3692e-07 | 0.00080022 | 0.00080031 | 0.00080031 | 0.99023 | -0.18615 | 0.99022 | -0.18632 | 0.21986
14 | 0.016219 | 0.0040752 | -0.016213 | -0.0040716 | 6.1629e-06 | 3.5886e-06 | 0.024376 | 0.024376 | 0.024376 | 0.99023 | -0.18615 | 0.98982 | -0.19411 | 6.6967
15 | 0.00067962 | 0.00017016 | -0.00067961 | -0.00017033 | 5.3366e-09 | -1.7183e-07 | 0.0010216 | 0.0010217 | 0.0010217 | 0.98982 | -0.19411 | 0.98981 | -0.19428 | 0.28068
16 | 0.014029 | 0.0035248 | -0.014014 | -0.0035159 | 1.585e-05 | 8.9248e-06 | 0.021094 | 0.021094 | 0.021094 | 0.98982 | -0.19411 | 0.9886 | -0.21781 | 5.7951
17 | 0.0015037 | 0.00037663 | -0.0015037 | -0.00037671 | 1.3312e-08 | -8.0773e-08 | 0.0022605 | 0.0022606 | 0.0022606 | 0.98982 | -0.19411 | 0.98981 | -0.1943 | 0.62103
18 | -0.0066085 | -0.0016562 | 0.0066086 | 0.0016562 | 1.0583e-07 | 3.0957e-08 | 0.0099334 | 0.0099334 | 0.0099334 | 0.98995 | -0.19131 | 0.98997 | -0.19098 | 2.729
19 | 0.0066085 | 0.0016562 | -0.0066076 | -0.0016559 | 9.3234e-07 | 2.728e-07 | 0.0099334 | 0.0099335 | 0.0099335 | 0.98995 | -0.19131 | 0.9898 | -0.19427 | 2.729
20 | 0.0068533 | 0.0017178 | -0.0068506 | -0.0017169 | 2.664e-06 | 8.446e-07 | 0.010301 | 0.010302 | 0.010302 | 0.98997 | -0.19098 | 0.98955 | -0.19914 | 2.8301
21 | -0.013462 | -0.003374 | 0.013468 | 0.0033773 | 5.8602e-06 | 3.2596e-06 | 0.020235 | 0.020234 | 0.020235 | 0.98997 | -0.19098 | 0.99044 | -0.18184 | 5.559
22 | 0.0025135 | 0.00062984 | -0.0025135 | -0.00062994 | 5.2025e-08 | -9.1581e-08 | 0.0037787 | 0.0037787 | 0.0037787 | 0.9898 | -0.19427 | 0.98977 | -0.19471 | 1.0381
23 | 0.00578 | 0.0014486 | -0.0057799 | -0.0014486 | 1.3587e-07 | 2.7391e-08 | 0.0087652 | 0.0087653 | 0.0087653 | 0.98123 | -0.36033 | 0.9812 | -0.36082 | 2.408
24 | 0.04023 | 0.010107 | -0.04019 | -0.010082 | 4.0285e-05 | 2.5418e-05 | 0.061017 | 0.061017 | 0.061017 | 0.98123 | -0.36033 | 0.98016 | -0.38133 | 16.763
25 | 0.059627 | 0.015031 | -0.059486 | -0.014941 | 0.00014161 | 9.0048e-05 | 0.090352 | 0.090352 | 0.090352 | 0.98235 | -0.33835 | 0.9798 | -0.3881 | 24.8219
26 | 0.0090683 | 0.0022725 | -0.0090676 | -0.0022722 | 7.4989e-07 | 3.4577e-07 | 0.013736 | 0.013736 | 0.013736 | 0.98235 | -0.33835 | 0.98226 | -0.34008 | 3.7737
27 | 0.017497 | 0.0043892 | -0.017492 | -0.0043861 | 5.2623e-06 | 3.1173e-06 | 0.026565 | 0.026565 | 0.026565 | 0.98016 | -0.38133 | 0.97983 | -0.38764 | 7.298
28 | 0.022693 | 0.0056926 | -0.022692 | -0.0056923 | 4.9671e-07 | 3.0383e-07 | 0.034453 | 0.034453 | 0.034453 | 0.98016 | -0.38133 | 0.98013 | -0.38179 | 9.4651
29 | -0.1715 | -0.04389 | 0.17157 | 0.043935 | 7.0896e-05 | 4.5034e-05 | 0.25603 | 0.25603 | 0.25603 | 0.99799 | -0.038083 | 0.99844 | -0.029548 | 23.4464
30 | 0.012527 | 0.0031413 | -0.012522 | -0.0031385 | 5.1629e-06 | 2.7888e-06 | 0.018678 | 0.018679 | 0.018679 | 0.99799 | -0.038083 | 0.99754 | -0.046734 | 5.1315
31 | -0.17466 | -0.044708 | 0.17479 | 0.044794 | 0.00013535 | 8.5998e-05 | 0.26063 | 0.26063 | 0.26063 | 0.99844 | -0.029548 | 0.99928 | -0.013559 | 23.8675
32 | 0.0030857 | 0.00077327 | -0.0030856 | -0.00077333 | 5.5006e-08 | -5.5505e-08 | 0.0045987 | 0.0045987 | 0.0045987 | 0.99844 | -0.029548 | 0.99842 | -0.029923 | 1.2634
33 | 0.0096696 | 0.0024237 | -0.0096678 | -0.0024228 | 1.8656e-06 | 8.8192e-07 | 0.014424 | 0.014424 | 0.014424 | 0.99754 | -0.046734 | 0.99733 | -0.050784 | 3.9627
34 | 0.017492 | 0.0043861 | -0.017485 | -0.0043822 | 6.5382e-06 | 3.8734e-06 | 0.026565 | 0.026565 | 0.026565 | 0.97983 | -0.38764 | 0.97943 | -0.39549 | 7.298
35 | 0.016792 | 0.0042135 | -0.016779 | -0.0042062 | 1.2346e-05 | 7.2636e-06 | 0.025495 | 0.025495 | 0.025495 | 0.98013 | -0.38179 | 0.97935 | -0.39722 | 7.0041
36 | 0.0015037 | 0.00037671 | -0.0015037 | -0.00037686 | 2.5545e-08 | -1.5498e-07 | 0.0022606 | 0.0022606 | 0.0022606 | 0.98981 | -0.1943 | 0.98979 | -0.19465 | 0.62105
37 | 0.01216 | 0.0030514 | -0.012154 | -0.0030481 | 6.1458e-06 | 3.3065e-06 | 0.018305 | 0.018305 | 0.018305 | 0.9886 | -0.21781 | 0.98805 | -0.22841 | 5.0288
38 | -0.018856 | -0.0047278 | 0.01886 | 0.0047299 | 3.5674e-06 | 2.1306e-06 | 0.02833 | 0.02833 | 0.02833 | 0.99044 | -0.18184 | 0.99064 | -0.17787 | 7.783
39 | 0.050686 | 0.012736 | -0.050641 | -0.012708 | 4.4574e-05 | 2.8275e-05 | 0.076988 | 0.076988 | 0.076988 | 0.9798 | -0.3881 | 0.97886 | -0.40655 | 21.1504
40 | 0.0011221 | 0.00028085 | -0.001122 | -0.00028121 | 3.2675e-08 | -3.6082e-07 | 0.0016997 | 0.0016998 | 0.0016998 | 0.98226 | -0.34008 | 0.98223 | -0.34069 | 0.46699
41 | 0.016779 | 0.0042062 | -0.016777 | -0.0042046 | 2.722e-06 | 1.6016e-06 | 0.025495 | 0.025495 | 0.025495 | 0.97935 | -0.39722 | 0.97917 | -0.40063 | 7.0041
42 | -0.3733 | -0.095814 | 0.37355 | 0.095971 | 0.00024582 | 0.00015708 | 0.55668 | 0.55668 | 0.55668 | 0.99928 | -0.013559 | 1 | 0 | 50.978
43 | 0.19851 | 0.05102 | -0.19816 | -0.050799 | 0.0003472 | 0.00022097 | 0.29605 | 0.29605 | 0.29605 | 0.99928 | -0.013559 | 0.99737 | -0.04963 | 27.1106
44 | 0.0067669 | 0.0016958 | -0.0067659 | -0.0016955 | 9.8088e-07 | 2.9296e-07 | 0.010096 | 0.010096 | 0.010096 | 0.99733 | -0.050784 | 0.99717 | -0.053827 | 2.7737
45 | 0.031049 | 0.0077931 | -0.031027 | -0.0077793 | 2.2121e-05 | 1.3825e-05 | 0.047215 | 0.047215 | 0.047215 | 0.97862 | -0.41124 | 0.97786 | -0.42619 | 12.9711
46 | -0.036274 | -0.0091028 | 0.036283 | 0.0091079 | 8.1269e-06 | 5.1117e-06 | 0.05516 | 0.05516 | 0.05516 | 0.97862 | -0.41124 | 0.97886 | -0.40655 | 15.1539
47 | 0.026273 | 0.0065878 | -0.026254 | -0.0065761 | 1.8843e-05 | 1.1666e-05 | 0.03998 | 0.03998 | 0.03998 | 0.97786 | -0.42619 | 0.9771 | -0.44125 | 10.9836
48 | 0.014359 | 0.0035998 | -0.014355 | -0.0035977 | 3.5935e-06 | 2.0471e-06 | 0.021828 | 0.021828 | 0.021828 | 0.97886 | -0.40655 | 0.9786 | -0.4118 | 5.9966
49 | 0.015384 | 0.003852 | -0.015384 | -0.0038519 | 2.9338e-07 | 1.6991e-07 | 0.023428 | 0.023428 | 0.023428 | 0.9771 | -0.44125 | 0.97708 | -0.44165 | 6.4362
50 | 0.0031321 | 0.00078118 | -0.0031313 | -0.00078182 | 7.7525e-07 | -6.4213e-07 | 0.0047686 | 0.004769 | 0.004769 | 0.97708 | -0.44165 | 0.97681 | -0.44687 | 1.3102
51 | 0.0031313 | 0.00078182 | -0.0031299 | -0.00078299 | 1.4177e-06 | -1.1721e-06 | 0.004769 | 0.0047697 | 0.0047697 | 0.97681 | -0.44687 | 0.97633 | -0.45639 | 1.3104
52 | 0.0037677 | 0.00094424 | -0.0037677 | -0.00094426 | 5.7808e-08 | -2.4969e-08 | 0.0056594 | 0.0056594 | 0.0056594 | 0.99064 | -0.17787 | 0.99062 | -0.1782 | 1.5548
53 | 0.16482 | 0.041988 | -0.1645 | -0.041781 | 0.00032582 | 0.00020689 | 0.24782 | 0.24782 | 0.24782 | 0.99064 | -0.17787 | 0.9885 | -0.21894 | 22.6939
54 | -0.18745 | -0.047662 | 0.18828 | 0.048191 | 0.00083166 | 0.00052901 | 0.28181 | 0.2818 | 0.28181 | 0.99064 | -0.17787 | 0.99544 | -0.086213 | 25.8064
55 | 0.0031979 | 0.00080141 | -0.0031979 | -0.00080146 | 6.8305e-08 | -5.7043e-08 | 0.0048139 | 0.0048139 | 0.0048139 | 0.9885 | -0.21894 | 0.98848 | -0.21939 | 1.3225
56 | 0.1613 | 0.040979 | -0.16116 | -0.040892 | 0.00013816 | 8.7701e-05 | 0.243 | 0.243 | 0.243 | 0.9885 | -0.21894 | 0.98758 | -0.23674 | 22.2531
57 | 0.0026447 | 0.00066274 | -0.0026447 | -0.00066282 | 5.3418e-08 | -8.4292e-08 | 0.0039534 | 0.0039534 | 0.0039534 | 0.99544 | -0.086213 | 0.99542 | -0.086637 | 1.0861
58 | -0.19093 | -0.048854 | 0.19108 | 0.048953 | 0.00015585 | 9.915e-05 | 0.28576 | 0.28576 | 0.28576 | 0.99544 | -0.086213 | 0.99633 | -0.069367 | 26.1683
59 | 0.0032076 | 0.0008038 | -0.0032075 | -0.00080388 | 1.0221e-07 | -8.3888e-08 | 0.004833 | 0.0048331 | 0.0048331 | 0.98758 | -0.23674 | 0.98754 | -0.23741 | 1.3278
60 | 0.0040416 | 0.0010128 | -0.0040414 | -0.0010129 | 1.628e-07 | -4.5602e-08 | 0.0060895 | 0.0060896 | 0.0060896 | 0.98758 | -0.23674 | 0.98754 | -0.23759 | 1.673
61 | 0.15391 | 0.039075 | -0.15381 | -0.039009 | 0.00010467 | 6.6395e-05 | 0.23208 | 0.23208 | 0.23208 | 0.98758 | -0.23674 | 0.98685 | -0.25089 | 21.2529
62 | 0.00318 | 0.0007969 | -0.0031799 | -0.00079695 | 6.3344e-08 | -5.6989e-08 | 0.0047492 | 0.0047493 | 0.0047493 | 0.99633 | -0.069367 | 0.99631 | -0.069785 | 1.3047
63 | -0.19426 | -0.04975 | 0.19445 | 0.049868 | 0.00018593 | 0.00011831 | 0.29051 | 0.29051 | 0.29051 | 0.99633 | -0.069367 | 0.99737 | -0.04963 | 26.6032
64 | 0.0041393 | 0.0010374 | -0.0041392 | -0.0010374 | 6.8992e-08 | -1.5883e-08 | 0.0062492 | 0.0062493 | 0.0062493 | 0.98561 | -0.27479 | 0.98559 | -0.27514 | 1.7168
65 | -0.14473 | -0.036669 | 0.14489 | 0.036774 | 0.0001664 | 0.00010543 | 0.21864 | 0.21864 | 0.21864 | 0.98561 | -0.27479 | 0.98685 | -0.25089 | 20.0221
66 | 0.14059 | 0.035632 | -0.14047 | -0.03556 | 0.00011332 | 7.1755e-05 | 0.21239 | 0.21239 | 0.21239 | 0.98561 | -0.27479 | 0.98474 | -0.29158 | 19.4498
67 | 0.0089139 | 0.0022342 | -0.0089133 | -0.0022339 | 6.6894e-07 | 3.0198e-07 | 0.013441 | 0.013441 | 0.013441 | 0.98685 | -0.25089 | 0.98676 | -0.25247 | 3.6926
68 | 0.0047614 | 0.0011933 | -0.0047613 | -0.0011933 | 8.8382e-08 | -1.3576e-09 | 0.0071948 | 0.0071948 | 0.0071948 | 0.98474 | -0.29158 | 0.98472 | -0.29197 | 1.9766
69 | 0.12765 | 0.032346 | -0.12753 | -0.032272 | 0.00011722 | 7.4063e-05 | 0.19302 | 0.19302 | 0.19302 | 0.98474 | -0.29158 | 0.98375 | -0.31072 | 17.6754
70 | 0.0080619 | 0.0020206 | -0.0080615 | -0.0020205 | 3.7409e-07 | 1.539e-07 | 0.012182 | 0.012182 | 0.012182 | 0.98474 | -0.29158 | 0.98469 | -0.29256 | 3.3468
71 | 0.003714 | 0.00093075 | -0.0037139 | -0.0009308 | 9.4954e-08 | -4.6853e-08 | 0.005541 | 0.0055411 | 0.0055411 | 0.99737 | -0.04963 | 0.99734 | -0.050167 | 1.5223
72 | 0.0080615 | 0.0020205 | -0.008061 | -0.0020203 | 4.972e-07 | 2.0457e-07 | 0.012182 | 0.012182 | 0.012182 | 0.98469 | -0.29256 | 0.98462 | -0.29385 | 3.3468
73 | 0.12753 | 0.032272 | -0.12749 | -0.032246 | 4.1176e-05 | 2.6016e-05 | 0.19302 | 0.19302 | 0.19302 | 0.98375 | -0.31072 | 0.98341 | -0.31745 | 17.6754
74 | 0.020333 | 0.0050979 | -0.020327 | -0.0050945 | 5.6304e-06 | 3.4092e-06 | 0.03104 | 0.03104 | 0.03104 | 0.97475 | -0.48668 | 0.97446 | -0.49249 | 8.5275
75 | -0.033919 | -0.008503 | 0.03395 | 0.008522 | 3.0177e-05 | 1.8939e-05 | 0.051781 | 0.051781 | 0.051781 | 0.97475 | -0.48668 | 0.9757 | -0.46802 | 14.2255
76 | 0.013584 | 0.0034044 | -0.013584 | -0.0034044 | 3.5245e-08 | 1.9835e-08 | 0.020743 | 0.020743 | 0.020743 | 0.97446 | -0.49249 | 0.97446 | -0.49255 | 5.6985
77 | 0.011966 | 0.0029995 | -0.011965 | -0.0029988 | 1.2245e-06 | 6.6124e-07 | 0.01825 | 0.01825 | 0.01825 | 0.9757 | -0.46802 | 0.97559 | -0.47017 | 5.0137
78 | -0.045916 | -0.011521 | 0.045921 | 0.011525 | 5.1527e-06 | 3.2627e-06 | 0.07003 | 0.07003 | 0.07003 | 0.9757 | -0.46802 | 0.97582 | -0.46567 | 19.2391
79 | 0.010326 | 0.0025881 | -0.010326 | -0.002588 | 1.922e-07 | 9.7211e-08 | 0.01575 | 0.01575 | 0.01575 | 0.97559 | -0.47017 | 0.97557 | -0.47056 | 4.327
80 | -0.047481 | -0.011916 | 0.047498 | 0.011926 | 1.6023e-05 | 9.8473e-06 | 0.07241 | 0.072409 | 0.07241 | 0.97582 | -0.46567 | 0.97618 | -0.4586 | 9.9464
81 | -0.073832 | -0.018536 | 0.073862 | 0.018554 | 2.9276e-05 | 1.8043e-05 | 0.11256 | 0.11256 | 0.11256 | 0.97618 | -0.4586 | 0.9766 | -0.45029 | 10.3073
82 | 0.026335 | 0.0066099 | -0.026328 | -0.0066054 | 7.2138e-06 | 4.4677e-06 | 0.040147 | 0.040147 | 0.040147 | 0.97618 | -0.4586 | 0.97589 | -0.46434 | 11.0293
83 | -0.075692 | -0.019012 | 0.075701 | 0.019018 | 8.7058e-06 | 5.3752e-06 | 0.11534 | 0.11534 | 0.11534 | 0.9766 | -0.45029 | 0.97673 | -0.44788 | 10.5627
84 | 0.024818 | 0.0062271 | -0.024813 | -0.0062238 | 5.4343e-06 | 3.3516e-06 | 0.037845 | 0.037845 | 0.037845 | 0.97589 | -0.46434 | 0.97566 | -0.46894 | 10.3969
85 | 0.0031299 | 0.00078299 | -0.0031286 | -0.00078404 | 1.2656e-06 | -1.0441e-06 | 0.0047697 | 0.0047704 | 0.0047704 | 0.97633 | -0.45639 | 0.9759 | -0.46489 | 1.3105
86 | 0.003882 | 0.00097274 | -0.0038817 | -0.00097285 | 2.8627e-07 | -1.1352e-07 | 0.0057928 | 0.0057929 | 0.0057929 | 0.99717 | -0.053827 | 0.99709 | -0.055375 | 1.5915
87 | 0.086191 | 0.021678 | -0.086184 | -0.021673 | 7.6219e-06 | 4.7447e-06 | 0.13119 | 0.13119 | 0.13119 | 0.97782 | -0.4265 | 0.97772 | -0.42835 | 12.0139
88 | -0.094253 | -0.023698 | 0.094258 | 0.023701 | 4.4093e-06 | 2.7575e-06 | 0.14346 | 0.14346 | 0.14346 | 0.97782 | -0.4265 | 0.97786 | -0.42552 | 13.1373
89 | 0.084561 | 0.021266 | -0.084551 | -0.02126 | 1.0095e-05 | 6.2772e-06 | 0.12872 | 0.12872 | 0.12872 | 0.97772 | -0.42835 | 0.97759 | -0.43085 | 11.7877
90 | -0.095911 | -0.024115 | 0.095922 | 0.024122 | 1.1436e-05 | 7.1576e-06 | 0.14598 | 0.14598 | 0.14598 | 0.97786 | -0.42552 | 0.97799 | -0.42302 | 13.3677
91 | 0.082992 | 0.020869 | -0.082985 | -0.020865 | 6.9376e-06 | 4.3093e-06 | 0.12635 | 0.12635 | 0.12635 | 0.97759 | -0.43085 | 0.9775 | -0.4326 | 11.5704
92 | -0.097481 | -0.024513 | 0.097495 | 0.024522 | 1.4237e-05 | 8.917e-06 | 0.14835 | 0.14835 | 0.14835 | 0.97799 | -0.42302 | 0.97815 | -0.41997 | 13.5849
93 | 0.081286 | 0.020439 | -0.081246 | -0.020414 | 4.0318e-05 | 2.5012e-05 | 0.12376 | 0.12376 | 0.12376 | 0.9775 | -0.4326 | 0.97697 | -0.44299 | 11.3336
94 | -0.099177 | -0.024943 | 0.099224 | 0.024973 | 4.6902e-05 | 2.9396e-05 | 0.15091 | 0.1509 | 0.15091 | 0.97815 | -0.41997 | 0.97865 | -0.41007 | 13.8192
95 | 0.079347 | 0.019938 | -0.079337 | -0.019932 | 9.4284e-06 | 5.8403e-06 | 0.12087 | 0.12087 | 0.12087 | 0.97697 | -0.44299 | 0.97685 | -0.44548 | 11.0687
96 | -0.10802 | -0.027176 | 0.10815 | 0.027258 | 0.00013095 | 8.2341e-05 | 0.16427 | 0.16427 | 0.16427 | 0.97865 | -0.41007 | 0.97995 | -0.38473 | 15.0432
97 | 0.0031286 | 0.00078404 | -0.0031285 | -0.00078409 | 6.3406e-08 | -5.2254e-08 | 0.0047704 | 0.0047704 | 0.0047704 | 0.9759 | -0.46489 | 0.97588 | -0.46531 | 1.3106
98 | 0.0075035 | 0.0018806 | -0.007503 | -0.0018804 | 4.9974e-07 | 1.8987e-07 | 0.01138 | 0.01138 | 0.01138 | 0.98117 | -0.36085 | 0.9811 | -0.36225 | 3.1263
99 | 0.10827 | 0.027336 | -0.10815 | -0.027258 | 0.00012374 | 7.7803e-05 | 0.16427 | 0.16427 | 0.16427 | 0.98117 | -0.36085 | 0.97995 | -0.38473 | 15.0431
100 | -0.11577 | -0.029217 | 0.11595 | 0.029326 | 0.00017376 | 0.00010949 | 0.17565 | 0.17565 | 0.17565 | 0.98117 | -0.36085 | 0.98278 | -0.32956 | 16.0852
101 | -0.11595 | -0.029326 | 0.11599 | 0.029354 | 4.447e-05 | 2.8023e-05 | 0.17565 | 0.17565 | 0.17565 | 0.98278 | -0.32956 | 0.98319 | -0.32157 | 16.0851
102 | -0.0016236 | -0.00040691 | 0.0016236 | 0.00040685 | 1.1888e-08 | -5.8925e-08 | 0.0024577 | 0.0024577 | 0.0024577 | 0.98301 | -0.32521 | 0.98301 | -0.32506 | 0.6752
103 | -0.0035191 | -0.00088191 | 0.0035193 | 0.00088182 | 1.7221e-07 | -9.4963e-08 | 0.005327 | 0.0053269 | 0.005327 | 0.98301 | -0.32506 | 0.98307 | -0.32403 | 1.4635
104 | 0.0095649 | 0.002397 | -0.0095647 | -0.0023969 | 1.6118e-07 | 7.7144e-08 | 0.014476 | 0.014476 | 0.014476 | 0.98319 | -0.32157 | 0.98318 | -0.32192 | 3.9769
105 | -0.12747 | -0.03223 | 0.12749 | 0.032246 | 2.5217e-05 | 1.5933e-05 | 0.19302 | 0.19302 | 0.19302 | 0.98319 | -0.32157 | 0.98341 | -0.31745 | 17.6754
106 | 0.0081953 | 0.0020537 | -0.0081951 | -0.0020536 | 2.3102e-07 | 9.7072e-08 | 0.012403 | 0.012403 | 0.012403 | 0.98318 | -0.32192 | 0.98314 | -0.32252 | 3.4075
107 | -0.001596 | -0.00039998 | 0.001596 | 0.00039993 | 1.0093e-08 | -5.0205e-08 | 0.0024348 | 0.0024348 | 0.0024348 | 0.97536 | -0.4748 | 0.97536 | -0.47467 | 0.6689
108 | 0.020118 | 0.005045 | -0.020117 | -0.0050447 | 5.4983e-07 | 3.3247e-07 | 0.030693 | 0.030693 | 0.030693 | 0.97536 | -0.47467 | 0.97534 | -0.47524 | 8.4322
109 | -0.021714 | -0.005445 | 0.02172 | 0.0054484 | 5.6151e-06 | 3.4233e-06 | 0.033128 | 0.033128 | 0.033128 | 0.97536 | -0.47467 | 0.97564 | -0.46924 | 9.1011
110 | 0.0030917 | 0.00077475 | -0.0030917 | -0.00077479 | 4.1944e-08 | -3.5712e-08 | 0.0047203 | 0.0047203 | 0.0047203 | 0.97462 | -0.48933 | 0.97461 | -0.48962 | 1.2968
111 | -0.0046313 | -0.0011606 | 0.0046314 | 0.0011606 | 9.6306e-08 | -2.3774e-09 | 0.0070709 | 0.0070708 | 0.0070709 | 0.97462 | -0.48933 | 0.97464 | -0.4889 | 1.9425
112 | 0.0016141 | 0.00040447 | -0.0016141 | -0.00040452 | 1.1686e-08 | -5.6465e-08 | 0.0024643 | 0.0024644 | 0.0024644 | 0.97461 | -0.48962 | 0.9746 | -0.48977 | 0.67702
113 | -0.0062016 | -0.0015541 | 0.0062018 | 0.0015542 | 1.6839e-07 | 4.5342e-08 | 0.0094681 | 0.0094681 | 0.0094681 | 0.97464 | -0.4889 | 0.97467 | -0.48833 | 2.6011
114 | -0.0076804 | -0.0019248 | 0.0076808 | 0.0019249 | 3.6344e-07 | 1.4474e-07 | 0.011726 | 0.011726 | 0.011726 | 0.97467 | -0.48833 | 0.97472 | -0.48733 | 3.2213
115 | -0.009287 | -0.0023275 | 0.0092871 | 0.0023275 | 5.1282e-08 | 2.434e-08 | 0.014178 | 0.014178 | 0.014178 | 0.97472 | -0.48733 | 0.97473 | -0.48722 | 3.895
116 | -0.010832 | -0.0027146 | 0.010832 | 0.0027149 | 5.5884e-07 | 2.8972e-07 | 0.016535 | 0.016535 | 0.016535 | 0.97473 | -0.48722 | 0.97478 | -0.48614 | 4.5427
117 | -0.0051662 | -0.0012945 | 0.0051663 | 0.0012945 | 1.2259e-07 | 1.0668e-08 | 0.0078196 | 0.0078195 | 0.0078196 | 0.98309 | -0.32362 | 0.98311 | -0.32312 | 2.1482
118 | 0.0035194 | 0.00088178 | -0.0035193 | -0.00088182 | 6.7942e-08 | -3.7472e-08 | 0.0053269 | 0.0053269 | 0.0053269 | 0.98309 | -0.32362 | 0.98307 | -0.32403 | 1.4634
119 | -0.0065202 | -0.0016338 | 0.0065203 | 0.0016339 | 1.8931e-07 | 5.5428e-08 | 0.0098687 | 0.0098686 | 0.0098687 | 0.98311 | -0.32312 | 0.98314 | -0.32252 | 2.7112
120 | 0.077576 | 0.019491 | -0.077568 | -0.019486 | 8.8738e-06 | 5.4884e-06 | 0.11819 | 0.11819 | 0.11819 | 0.97685 | -0.44548 | 0.97673 | -0.44788 | 10.8231
121 | 0.023334 | 0.0058532 | -0.023334 | -0.005853 | 3.4026e-07 | 2.0882e-07 | 0.03559 | 0.03559 | 0.03559 | 0.97566 | -0.46894 | 0.97564 | -0.46924 | 9.7775
122 | 0.018638 | 0.0046739 | -0.018635 | -0.0046719 | 3.3716e-06 | 2.0191e-06 | 0.028436 | 0.028436 | 0.028436 | 0.97534 | -0.47524 | 0.97514 | -0.47904 | 7.8121
123 | 0.017067 | 0.0042789 | -0.017065 | -0.0042781 | 1.297e-06 | 7.6647e-07 | 0.026043 | 0.026043 | 0.026043 | 0.97514 | -0.47904 | 0.97506 | -0.48063 | 7.1547
124 | -0.015525 | -0.0038918 | 0.015526 | 0.0038924 | 1.0571e-06 | 6.1389e-07 | 0.023695 | 0.023694 | 0.023695 | 0.97499 | -0.48206 | 0.97506 | -0.48063 | 6.5095
125 | 0.014045 | 0.0035209 | -0.014044 | -0.0035204 | 8.8775e-07 | 5.0391e-07 | 0.021436 | 0.021436 | 0.021436 | 0.97499 | -0.48206 | 0.97492 | -0.48339 | 5.889
126 | 0.012431 | 0.003116 | -0.012429 | -0.0031151 | 1.6277e-06 | 8.9142e-07 | 0.018973 | 0.018973 | 0.018973 | 0.97492 | -0.48339 | 0.97478 | -0.48614 | 5.2125
127 | 0.012152 | 0.0030472 | -0.012147 | -0.0030444 | 5.2645e-06 | 2.8331e-06 | 0.018305 | 0.018305 | 0.018305 | 0.98791 | -0.23125 | 0.98744 | -0.24035 | 5.0289
128 | -0.012152 | -0.0030472 | 0.012154 | 0.0030481 | 1.6454e-06 | 8.8536e-07 | 0.018305 | 0.018305 | 0.018305 | 0.98791 | -0.23125 | 0.98805 | -0.22841 | 5.0288

## res_trafo
| p_hv_mw | q_hv_mvar | p_lv_mw | q_lv_mvar | pl_mw | ql_mvar | i_hv_ka | i_lv_ka | vm_hv_pu | va_hv_degree | vm_lv_pu | va_lv_degree | loading_percent
0 | -1.2729e-15 | -1.3162e-15 | 0.00165 | 1.2699e-07 | 0.00165 | 1.2699e-07 | 5.2857e-17 | 0.0023815 | 0.99998 | 149.9956 | 1 | 0 | 0.2619

## res_ext_grid
| p_mw | q_mvar
0 | 0.37803 | 0.09668

## res_load
| p_mw | q_mvar
0 | 0.011881 | 0.0029778
1 | 0.00051094 | 0.00012805
2 | 0.00053258 | 0.00013348
3 | 0.0040941 | 0.0010261
4 | 0.0045174 | 0.0011322
5 | 0.0085667 | 0.002147
6 | 0.0057799 | 0.0014486
7 | 0.002852 | 0.00071478
8 | 0.0059007 | 0.0014789
9 | 0.0015037 | 0.00037686
10 | 0.00067961 | 0.00017033
11 | 0.0018533 | 0.00046448
12 | 0.0068506 | 0.0017169
13 | 0.0053886 | 0.0013505
14 | 0.0025135 | 0.00062994
15 | 0.017485 | 0.0043822
16 | 0.0087998 | 0.0022054
17 | 0.0079455 | 0.0019913
18 | 0.016777 | 0.0042046
19 | 0.0030856 | 0.00077333
20 | 0.0029009 | 0.00072704
21 | 0.0052256 | 0.0013096
22 | 0.0047542 | 0.0011915
23 | 0.010869 | 0.0027241
24 | 0.014355 | 0.0035977
25 | 0.012252 | 0.0030707
26 | 0.0037677 | 0.00094426
27 | 0.0031979 | 0.00080146
28 | 0.0026447 | 0.00066282
29 | 0.0041392 | 0.0010374
30 | 0.0089133 | 0.0022339
31 | 0.0032075 | 0.00080388
32 | 0.0040414 | 0.0010129
33 | 0.0031799 | 0.00079695
34 | 0.008061 | 0.0020203
35 | 0.0047613 | 0.0011933
36 | 0.013586 | 0.0034051
37 | 0.0067437 | 0.0016901
38 | 0.013584 | 0.0034044
39 | 0.0016389 | 0.00041074
40 | 0.0015603 | 0.00039105
41 | 0.010326 | 0.002588
42 | 0.0018305 | 0.00045878
43 | 0.0015096 | 0.00037834
44 | 0.0028839 | 0.00072276
45 | 0.0038817 | 0.00097285
46 | 0.002828 | 0.00070877
47 | 0.0080618 | 0.0020205
48 | 0.0016227 | 0.00040669
49 | 0.0016531 | 0.00041429
50 | 0.0015588 | 0.00039066
51 | 0.0015587 | 0.00039065
52 | 0.001699 | 0.00042582
53 | 0.001682 | 0.00042154
54 | 0.0018993 | 0.00047602
55 | 0.0087911 | 0.0022033
56 | 0.007503 | 0.0018804
57 | 0.0016236 | 0.00040691
58 | 0.0018955 | 0.00047506
59 | 0.0019097 | 0.00047862
60 | 0.0013694 | 0.0003432
61 | 0.001596 | 0.00039998
62 | 0.0031285 | 0.00078409
63 | 0.0015396 | 0.00038585
64 | 0.0014776 | 0.00037032
65 | 0.0015702 | 0.00039353
66 | 0.0016141 | 0.00040452
67 | 0.0014787 | 0.00037059
68 | 0.0016062 | 0.00040256
69 | 0.0015445 | 0.00038708
70 | 0.0016468 | 0.00041274
71 | 0.0013538 | 0.0003393
72 | 0.0016747 | 0.00041973
73 | 0.0017607 | 0.00044128
74 | 0.0014784 | 0.00037051
75 | 0.0016145 | 0.00040464
76 | 0.0014794 | 0.00037077
77 | 0.0018666 | 0.0004678
78 | 0.0015681 | 0.00039301
79 | 0.0014798 | 0.00037087
80 | 0.0015391 | 0.00038572
81 | 0.0016136 | 0.00040441
82 | 0.0015971 | 0.00040026
83 | 0.001122 | 0.00028121
84 | 0.012147 | 0.0030444
85 | 0.0037139 | 0.0009308

## dtypes
| element | column | dtype
0 | bus | name | object
1 | bus | vn_kv | float64
2 | bus | type | object
3 | bus | zone | object
4 | bus | in_service | bool
5 | load | name | object
6 | load | bus | uint32
7 | load | p_mw | float64
8 | load | q_mvar | float64
9 | load | const_z_percent | float64
10 | load | const_i_percent | float64
11 | load | sn_mva | float64
12 | load | scaling | float64
13 | load | in_service | bool
14 | load | type | object
15 | ext_grid | name | object
16 | ext_grid | bus | uint32
17 | ext_grid | vm_pu | float64
18 | ext_grid | va_degree | float64
19 | ext_grid | slack_weight | float64
20 | ext_grid | in_service | bool
21 | line | name | object
22 | line | std_type | object
23 | line | from_bus | uint32
24 | line | to_bus | uint32
25 | line | length_km | float64
26 | line | r_ohm_per_km | float64
27 | line | x_ohm_per_km | float64
28 | line | c_nf_per_km | float64
29 | line | g_us_per_km | float64
30 | line | max_i_ka | float64
31 | line | df | float64
32 | line | parallel | uint32
33 | line | type | object
34 | line | in_service | bool
35 | trafo | name | object
36 | trafo | std_type | object
37 | trafo | hv_bus | uint32
38 | trafo | lv_bus | uint32
39 | trafo | sn_mva | float64
40 | trafo | vn_hv_kv | float64
41 | trafo | vn_lv_kv | float64
42 | trafo | vk_percent | float64
43 | trafo | vkr_percent | float64
44 | trafo | pfe_kw | float64
45 | trafo | i0_percent | float64
46 | trafo | shift_degree | float64
47 | trafo | tap_side | object
48 | trafo | tap_neutral | int32
49 | trafo | tap_min | int32
50 | trafo | tap_max | int32
51 | trafo | tap_step_percent | float64
52 | trafo | tap_step_degree | float64
53 | trafo | tap_pos | int32
54 | trafo | tap_phase_shifter | bool
55 | trafo | parallel | uint32
56 | trafo | df | float64
57 | trafo | in_service | bool
58 | line_geodata | coords | object
59 | bus_geodata | x | float64
60 | bus_geodata | y | float64
61 | bus_geodata | coords | object
62 | res_bus | vm_pu | float64
63 | res_bus | va_degree | float64
64 | res_bus | p_mw | float64
65 | res_bus | q_mvar | float64
66 | res_line | p_from_mw | float64
67 | res_line | q_from_mvar | float64
68 | res_line | p_to_mw | float64
69 | res_line | q_to_mvar | float64
70 | res_line | pl_mw | float64
71 | res_line | ql_mvar | float64
72 | res_line | i_from_ka | float64
73 | res_line | i_to_ka | float64
74 | res_line | i_ka | float64
75 | res_line | vm_from_pu | float64
76 | res_line | va_from_degree | float64
77 | res_line | vm_to_pu | float64
78 | res_line | va_to_degree | float64
79 | res_line | loading_percent | float64
80 | res_trafo | p_hv_mw | float64
81 | res_trafo | q_hv_mvar | float64
82 | res_trafo | p_lv_mw | float64
83 | res_trafo | q_lv_mvar | float64
84 | res_trafo | pl_mw | float64
85 | res_trafo | ql_mvar | float64
86 | res_trafo | i_hv_ka | float64
87 | res_trafo | i_lv_ka | float64
88 | res_trafo | vm_hv_pu | float64
89 | res_trafo | va_hv_degree | float64
90 | res_trafo | vm_lv_pu | float64
91 | res_trafo | va_lv_degree | float64
92 | res_trafo | loading_percent | float64
93 | res_ext_grid | p_mw | float64
94 | res_ext_grid | q_mvar | float64
95 | res_load | p_mw | float64
96 | res_load | q_mvar | float64

## parameters
| version | format_version | converged | OPF_converged | name | f_hz | sn_mva
0 | 2.14.6 | 2.14.0 | TRUE | FALSE |  | 50 | 1