## bus
| name | vn_kv | type | zone | in_service
0 | bus_LV_1061-221_0_6_node_0 | 0.4 | n |  | TRUE
1 | bus_LV_1061-221_0_6_node_1 | 0.4 | n |  | TRUE
2 | bus_LV_1061-221_0_6_node_2 | 0.4 | n |  | TRUE
3 | bus_LV_1061-221_0_6_node_4 | 0.4 | n |  | TRUE
4 | bus_LV_1061-221_0_6_node_3 | 0.4 | n |  | TRUE
5 | bus_LV_1061-221_0_6_node_5 | 0.4 | n |  | TRUE
6 | bus_LV_1061-221_0_6_node_6 | 0.4 | n |  | TRUE
7 | bus_LV_1061-221_0_6_node_141 | 0.4 | n |  | TRUE
8 | bus_LV_1061-221_0_6_node_125 | 0.4 | n |  | TRUE
9 | bus_LV_1061-221_0_6_node_7 | 0.4 | n |  | TRUE
10 | bus_LV_1061-221_0_6_node_8 | 0.4 | n |  | TRUE
11 | bus_LV_1061-221_0_6_node_10 | 0.4 | n |  | TRUE
12 | bus_LV_1061-221_0_6_node_53 | 0.4 | n |  | TRUE
13 | bus_LV_1061-221_0_6_node_51 | 0.4 | n |  | TRUE
14 | bus_LV_1061-221_0_6_node_11 | 0.4 | n |  | TRUE
15 | bus_LV_1061-221_0_6_node_76 | 0.4 | n |  | TRUE
16 | bus_LV_1061-221_0_6_node_73 | 0.4 | n |  | TRUE
17 | bus_LV_1061-221_0_6_node_12 | 0.4 | n |  | TRUE
18 | bus_LV_1061-221_0_6_node_35 | 0.4 | n |  | TRUE
19 | bus_LV_1061-221_0_6_node_13 | 0.4 | n |  | TRUE
20 | bus_LV_1061-221_0_6_node_32 | 0.4 | n |  | TRUE
21 | bus_LV_1061-221_0_6_node_25 | 0.4 | n |  | TRUE
22 | bus_LV_1061-221_0_6_node_29 | 0.4 | n |  | TRUE
23 | bus_LV_1061-221_0_6_node_75 | 0.4 | n |  | TRUE
24 | bus_LV_1061-221_0_6_node_14 | 0.4 | n |  | TRUE
25 | bus_LV_1061-221_0_6_node_139 | 0.4 | n |  | TRUE
26 | bus_LV_1061-221_0_6_node_140 | 0.4 | n |  | TRUE
27 | bus_LV_1061-221_0_6_node_138 | 0.4 | n |  | TRUE
28 | bus_LV_1061-221_0_6_node_129 | 0.4 | n |  | TRUE
29 | bus_LV_1061-221_0_6_node_27 | 0.4 | n |  | TRUE
30 | bus_LV_1061-221_0_6_node_28 | 0.4 | n |  | TRUE
31 | bus_LV_1061-221_0_6_node_59 | 0.4 | n |  | TRUE
32 | bus_LV_1061-221_0_6_node_57 | 0.4 | n |  | TRUE
33 | bus_LV_1061-221_0_6_node_43 | 0.4 | n |  | TRUE
34 | bus_LV_1061-221_0_6_node_23 | 0.4 | n |  | TRUE
35 | bus_LV_1061-221_0_6_node_52 | 0.4 | n |  | TRUE
36 | bus_LV_1061-221_0_6_node_145 | 0.4 | n |  | TRUE
37 | bus_LV_1061-221_0_6_node_30 | 0.4 | n |  | TRUE
38 | bus_LV_1061-221_0_6_node_31 | 0.4 | n |  | TRUE
39 | bus_LV_1061-221_0_6_node_133 | 0.4 | n |  | TRUE
40 | bus_LV_1061-221_0_6_node_74 | 0.4 | n |  | TRUE
41 | bus_LV_1061-221_0_6_node_119 | 0.4 | n |  | TRUE
42 | bus_LV_1061-221_0_6_node_115 | 0.4 | n |  | TRUE
43 | bus_LV_1061-221_0_6_node_33 | 0.4 | n |  | TRUE
44 | bus_LV_1061-221_0_6_node_83 | 0.4 | n |  | TRUE
45 | bus_LV_1061-221_0_6_node_15 | 0.4 | n |  | TRUE
46 | bus_LV_1061-221_0_6_node_16 | 0.4 | n |  | TRUE
47 | bus_LV_1061-221_0_6_node_18 | 0.4 | n |  | TRUE
48 | bus_LV_1061-221_0_6_node_17 | 0.4 | n |  | TRUE
49 | bus_LV_1061-221_0_6_node_20 | 0.4 | n |  | TRUE
50 | bus_LV_1061-221_0_6_node_22 | 0.4 | n |  | TRUE
51 | bus_LV_1061-221_0_6_node_122 | 0.4 | n |  | TRUE
52 | bus_LV_1061-221_0_6_node_21 | 0.4 | n |  | TRUE
53 | bus_LV_1061-221_0_6_node_114 | 0.4 | n |  | TRUE
54 | bus_LV_1061-221_0_6_node_56 | 0.4 | n |  | TRUE
55 | bus_LV_1061-221_0_6_node_40 | 0.4 | n |  | TRUE
56 | bus_LV_1061-221_0_6_node_98 | 0.4 | n |  | TRUE
57 | bus_LV_1061-221_0_6_node_113 | 0.4 | n |  | TRUE
58 | bus_LV_1061-221_0_6_node_112 | 0.4 | n |  | TRUE
59 | bus_LV_1061-221_0_6_node_96 | 0.4 | n |  | TRUE
60 | bus_LV_1061-221_0_6_node_55 | 0.4 | n |  | TRUE
61 | bus_LV_1061-221_0_6_node_48 | 0.4 | n |  | TRUE
62 | bus_LV_1061-221_0_6_node_38 | 0.4 | n |  | TRUE
63 | bus_LV_1061-221_0_6_node_39 | 0.4 | n |  | TRUE
64 | bus_LV_1061-221_0_6_node_108 | 0.4 | n |  | TRUE
65 | bus_LV_1061-221_0_6_node_24 | 0.4 | n |  | TRUE
66 | bus_LV_1061-221_0_6_node_26 | 0.4 | n |  | TRUE
67 | bus_LV_1061-221_0_6_node_41 | 0.4 | n |  | TRUE
68 | bus_LV_1061-221_0_6_node_60 | 0.4 | n |  | TRUE
69 | bus_LV_1061-221_0_6_node_127 | 0.4 | n |  | TRUE
70 | bus_LV_1061-221_0_6_node_131 | 0.4 | n |  | TRUE
71 | bus_LV_1061-221_0_6_node_132 | 0.4 | n |  | TRUE
72 | bus_LV_1061-221_0_6_node_118 | 0.4 | n |  | TRUE
73 | bus_LV_1061-221_0_6_node_123 | 0.4 | n |  | TRUE
74 | bus_LV_1061-221_0_6_node_124 | 0.4 | n |  | TRUE
75 | bus_LV_1061-221_0_6_node_121 | 0.4 | n |  | TRUE
76 | bus_LV_1061-221_0_6_node_130 | 0.4 | n |  | TRUE
77 | bus_LV_1061-221_0_6_node_116 | 0.4 | n |  | TRUE
78 | bus_LV_1061-221_0_6_node_34 | 0.4 | n |  | TRUE
79 | bus_LV_1061-221_0_6_node_81 | 0.4 | n |  | TRUE
80 | bus_LV_1061-221_0_6_node_82 | 0.4 | n |  | TRUE
81 | bus_LV_1061-221_0_6_node_120 | 0.4 | n |  | TRUE
82 | bus_LV_1061-221_0_6_node_36 | 0.4 | n |  | TRUE
83 | bus_LV_1061-221_0_6_node_37 | 0.4 | n |  | TRUE
84 | bus_LV_1061-221_0_6_node_99 | 0.4 | n |  | TRUE
85 | bus_LV_1061-221_0_6_node_104 | 0.4 | n |  | TRUE
86 | bus_LV_1061-221_0_6_node_42 | 0.4 | n |  | TRUE
87 | bus_LV_1061-221_0_6_node_44 | 0.4 | n |  | TRUE
88 | bus_LV_1061-221_0_6_node_50 | 0.4 | n |  | TRUE
89 | bus_LV_1061-221_0_6_node_111 | 0.4 | n |  | TRUE
90 | bus_LV_1061-221_0_6_node_45 | 0.4 | n |  | TRUE
91 | bus_LV_1061-221_0_6_node_46 | 0.4 | n |  | TRUE
92 | bus_LV_1061-221_0_6_node_47 | 0.4 | n |  | TRUE
93 | bus_LV_1061-221_0_6_node_49 | 0.4 | n |  | TRUE
94 | bus_LV_1061-221_0_6_node_54 | 0.4 | n |  | TRUE
95 | bus_LV_1061-221_0_6_node_69 | 0.4 | n |  | TRUE
96 | bus_LV_1061-221_0_6_node_86 | 0.4 | n |  | TRUE
97 | bus_LV_1061-221_0_6_node_87 | 0.4 | n |  | TRUE
98 | bus_LV_1061-221_0_6_node_84 | 0.4 | n |  | TRUE
99 | bus_LV_1061-221_0_6_node_70 | 0.4 | n |  | TRUE
100 | bus_LV_1061-221_0_6_node_146 | 0.4 | n |  | TRUE
101 | bus_LV_1061-221_0_6_node_72 | 0.4 | n |  | TRUE
102 | bus_LV_1061-221_0_6_node_64 | 0.4 | n |  | TRUE
103 | bus_LV_1061-221_0_6_node_68 | 0.4 | n |  | TRUE
104 | bus_LV_1061-221_0_6_node_62 | 0.4 | n |  | TRUE
105 | bus_LV_1061-221_0_6_node_90 | 0.4 | n |  | TRUE
106 | bus_LV_1061-221_0_6_node_89 | 0.4 | n |  | TRUE
107 | bus_LV_1061-221_0_6_node_93 | 0.4 | n |  | TRUE
108 | bus_LV_1061-221_0_6_node_71 | 0.4 | n |  | TRUE
109 | bus_LV_1061-221_0_6_node_78 | 0.4 | n |  | TRUE
110 | bus_LV_1061-221_0_6_node_79 | 0.4 | n |  | TRUE
111 | bus_LV_1061-221_0_6_node_77 | 0.4 | n |  | TRUE
112 | bus_LV_1061-221_0_6_node_109 | 0.4 | n |  | TRUE
113 | bus_LV_1061-221_0_6_node_92 | 0.4 | n |  | TRUE
114 | bus_LV_1061-221_0_6_node_58 | 0.4 | n |  | TRUE
115 | bus_LV_1061-221_0_6_node_61 | 0.4 | n |  | TRUE
116 | bus_LV_1061-221_0_6_node_95 | 0.4 | n |  | TRUE
117 | bus_LV_1061-221_0_6_node_94 | 0.4 | n |  | TRUE
118 | bus_LV_1061-221_0_6_node_97 | 0.4 | n |  | TRUE
119 | bus_LV_1061-221_0_6_node_91 | 0.4 | n |  | TRUE
120 | bus_LV_1061-221_0_6_node_88 | 0.4 | n |  | TRUE
121 | bus_LV_1061-221_0_6_node_137 | 0.4 | n |  | TRUE
122 | bus_LV_1061-221_0_6_node_135 | 0.4 | n |  | TRUE
123 | bus_LV_1061-221_0_6_node_102 | 0.4 | n |  | TRUE
124 | bus_LV_1061-221_0_6_node_100 | 0.4 | n |  | TRUE
125 | bus_LV_1061-221_0_6_node_101 | 0.4 | n |  | TRUE
126 | bus_LV_1061-221_0_6_node_103 | 0.4 | n |  | TRUE
127 | bus_LV_1061-221_0_6_node_105 | 0.4 | n |  | TRUE
128 | bus_LV_1061-221_0_6_node_107 | 0.4 | n |  | TRUE
129 | bus_LV_1061-221_0_6_node_110 | 0.4 | n |  | TRUE
130 | bus_LV_1061-221_0_6_node_117 | 0.4 | n |  | TRUE
131 | bus_LV_1061-221_0_6_node_142 | 0.4 | n |  | TRUE
132 | bus_LV_1061-221_0_6_node_143 | 0.4 | n |  | TRUE
133 | bus_LV_1061-221_0_6_node_126 | 0.4 | n |  | TRUE
134 | bus_LV_1061-221_0_6_node_128 | 0.4 | n |  | TRUE
135 | bus_LV_1061-221_0_6_node_134 | 0.4 | n |  | TRUE
136 | bus_LV_1061-221_0_6_node_136 | 0.4 | n |  | TRUE
137 | bus_MV_211_1_node_77 | 20 | n |  | TRUE

## load
| name | bus | p_mw | q_mvar | const_z_percent | const_i_percent | sn_mva | scaling | in_service | type
0 | LV_1061-221_0_6_load_0 | 0 | 0.012783 | 0.0032037 | 0 | 0 |  | 1 | TRUE | wye
1 | LV_1061-221_0_6_load_1 | 1 | 0.0065708 | 0.0016468 | 0 | 0 |  | 1 | TRUE | wye
2 | LV_1061-221_0_6_load_3 | 4 | 0.0031895 | 0.00079936 | 0 | 0 |  | 1 | TRUE | wye
3 | LV_1061-221_0_6_load_6 | 6 | 0.0025846 | 0.00064776 | 0 | 0 |  | 1 | TRUE | wye
4 | LV_1061-221_0_6_load_141 | 7 | 0.0066708 | 0.0016719 | 0 | 0 |  | 1 | TRUE | wye
5 | LV_1061-221_0_6_load_7 | 9 | 0.0039598 | 0.00099242 | 0 | 0 |  | 1 | TRUE | wye
6 | LV_1061-221_0_6_load_8 | 10 | 0.0096777 | 0.0024255 | 0 | 0 |  | 1 | TRUE | wye
7 | LV_1061-221_0_6_load_53 | 12 | 0.0033462 | 0.00083865 | 0 | 0 |  | 1 | TRUE | wye
8 | LV_1061-221_0_6_load_51 | 13 | 0.0063898 | 0.0016014 | 0 | 0 |  | 1 | TRUE | wye
9 | LV_1061-221_0_6_load_76 | 15 | 0.0035827 | 0.0008979 | 0 | 0 |  | 1 | TRUE | wye
10 | LV_1061-221_0_6_load_73 | 16 | 0.0036949 | 0.00092604 | 0 | 0 |  | 1 | TRUE | wye
11 | LV_1061-221_0_6_load_35 | 18 | 0.0070893 | 0.0017767 | 0 | 0 |  | 1 | TRUE | wye
12 | LV_1061-221_0_6_load_32 | 20 | 0.0092175 | 0.0023101 | 0 | 0 |  | 1 | TRUE | wye
13 | LV_1061-221_0_6_load_75 | 23 | 0.0044244 | 0.0011089 | 0 | 0 |  | 1 | TRUE | wye
14 | LV_1061-221_0_6_load_140 | 26 | 0.011906 | 0.0029839 | 0 | 0 |  | 1 | TRUE | wye
15 | LV_1061-221_0_6_load_138 | 27 | 0.013312 | 0.0033364 | 0 | 0 |  | 1 | TRUE | wye
16 | LV_1061-221_0_6_load_129 | 28 | 0.0086401 | 0.0021654 | 0 | 0 |  | 1 | TRUE | wye
17 | LV_1061-221_0_6_load_59 | 31 | 0.0033439 | 0.00083807 | 0 | 0 |  | 1 | TRUE | wye
18 | LV_1061-221_0_6_load_57 | 32 | 0.0050935 | 0.0012765 | 0 | 0 |  | 1 | TRUE | wye
19 | LV_1061-221_0_6_load_43 | 33 | 0.0058462 | 0.0014652 | 0 | 0 |  | 1 | TRUE | wye
20 | LV_1061-221_0_6_load_23 | 34 | 0.0024742 | 0.0006201 | 0 | 0 |  | 1 | TRUE | wye
21 | LV_1061-221_0_6_load_52 | 35 | 0.0043305 | 0.0010853 | 0 | 0 |  | 1 | TRUE | wye
22 | LV_1061-221_0_6_load_145 | 36 | 0.0047825 | 0.0011986 | 0 | 0 |  | 1 | TRUE | wye
23 | LV_1061-221_0_6_load_133 | 39 | 0.0086335 | 0.0021638 | 0 | 0 |  | 1 | TRUE | wye
24 | LV_1061-221_0_6_load_74 | 40 | 0.00506 | 0.0012682 | 0 | 0 |  | 1 | TRUE | wye
25 | LV_1061-221_0_6_load_119 | 41 | 0.009063 | 0.0022714 | 0 | 0 |  | 1 | TRUE | wye
26 | LV_1061-221_0_6_load_115 | 42 | 0.0056843 | 0.0014246 | 0 | 0 |  | 1 | TRUE | wye
27 | LV_1061-221_0_6_load_33 | 43 | 0.0063154 | 0.0015828 | 0 | 0 |  | 1 | TRUE | wye
28 | LV_1061-221_0_6_load_83 | 44 | 0.0093364 | 0.0023399 | 0 | 0 |  | 1 | TRUE | wye
29 | LV_1061-221_0_6_load_15 | 45 | 0.0050342 | 0.0012617 | 0 | 0 |  | 1 | TRUE | wye
30 | LV_1061-221_0_6_load_16 | 46 | 0.0066937 | 0.0016776 | 0 | 0 |  | 1 | TRUE | wye
31 | LV_1061-221_0_6_load_20 | 49 | 0.0042206 | 0.0010578 | 0 | 0 |  | 1 | TRUE | wye
32 | LV_1061-221_0_6_load_122 | 51 | 0.0039604 | 0.00099257 | 0 | 0 |  | 1 | TRUE | wye
33 | LV_1061-221_0_6_load_114 | 53 | 0.0048965 | 0.0012272 | 0 | 0 |  | 1 | TRUE | wye
34 | LV_1061-221_0_6_load_56 | 54 | 0.0017768 | 0.00044532 | 0 | 0 |  | 1 | TRUE | wye
35 | LV_1061-221_0_6_load_40 | 55 | 0.0049981 | 0.0012526 | 0 | 0 |  | 1 | TRUE | wye
36 | LV_1061-221_0_6_load_98 | 56 | 0.0056369 | 0.0014128 | 0 | 0 |  | 1 | TRUE | wye
37 | LV_1061-221_0_6_load_113 | 57 | 0.0038149 | 0.00095611 | 0 | 0 |  | 1 | TRUE | wye
38 | LV_1061-221_0_6_load_112 | 58 | 0.0037639 | 0.00094332 | 0 | 0 |  | 1 | TRUE | wye
39 | LV_1061-221_0_6_load_55 | 60 | 0.0032303 | 0.0008096 | 0 | 0 |  | 1 | TRUE | wye
40 | LV_1061-221_0_6_load_38 | 62 | 0.0040327 | 0.0010107 | 0 | 0 |  | 1 | TRUE | wye
41 | LV_1061-221_0_6_load_26 | 66 | 0.0073014 | 0.0018299 | 0 | 0 |  | 1 | TRUE | wye
42 | LV_1061-221_0_6_load_41 | 67 | 0.0099636 | 0.0024971 | 0 | 0 |  | 1 | TRUE | wye
43 | LV_1061-221_0_6_load_60 | 68 | 0.0049283 | 0.0012351 | 0 | 0 |  | 1 | TRUE | wye
44 | LV_1061-221_0_6_load_127 | 69 | 0.0063026 | 0.0015796 | 0 | 0 |  | 1 | TRUE | wye
45 | LV_1061-221_0_6_load_131 | 70 | 0.0054354 | 0.0013622 | 0 | 0 |  | 1 | TRUE | wye
46 | LV_1061-221_0_6_load_132 | 71 | 0.0033998 | 0.00085206 | 0 | 0 |  | 1 | TRUE | wye
47 | LV_1061-221_0_6_load_123 | 73 | 0.014816 | 0.0037132 | 0 | 0 |  | 1 | TRUE | wye
48 | LV_1061-221_0_6_load_121 | 75 | 0.013246 | 0.0033199 | 0 | 0 |  | 1 | TRUE | wye
49 | LV_1061-221_0_6_load_130 | 76 | 0.0056435 | 0.0014144 | 0 | 0 |  | 1 | TRUE | wye
50 | LV_1061-221_0_6_load_116 | 77 | 0.0025151 | 0.00063033 | 0 | 0 |  | 1 | TRUE | wye
51 | LV_1061-221_0_6_load_34 | 78 | 0.0068481 | 0.0017163 | 0 | 0 |  | 1 | TRUE | wye
52 | LV_1061-221_0_6_load_81 | 79 | 0.0063308 | 0.0015866 | 0 | 0 |  | 1 | TRUE | wye
53 | LV_1061-221_0_6_load_82 | 80 | 0.0076989 | 0.0019295 | 0 | 0 |  | 1 | TRUE | wye
54 | LV_1061-221_0_6_load_120 | 81 | 0.0071853 | 0.0018008 | 0 | 0 |  | 1 | TRUE | wye
55 | LV_1061-221_0_6_load_36 | 82 | 0.0045572 | 0.0011421 | 0 | 0 |  | 1 | TRUE | wye
56 | LV_1061-221_0_6_load_37 | 83 | 0.0034151 | 0.00085591 | 0 | 0 |  | 1 | TRUE | wye
57 | LV_1061-221_0_6_load_99 | 84 | 0.0042355 | 0.0010615 | 0 | 0 |  | 1 | TRUE | wye
58 | LV_1061-221_0_6_load_104 | 85 | 0.0058759 | 0.0014726 | 0 | 0 |  | 1 | TRUE | wye
59 | LV_1061-221_0_6_load_42 | 86 | 0.0066927 | 0.0016774 | 0 | 0 |  | 1 | TRUE | wye
60 | LV_1061-221_0_6_load_44 | 87 | 0.0037236 | 0.00093323 | 0 | 0 |  | 1 | TRUE | wye
61 | LV_1061-221_0_6_load_50 | 88 | 0.0065934 | 0.0016525 | 0 | 0 |  | 1 | TRUE | wye
62 | LV_1061-221_0_6_load_111 | 89 | 0.0056103 | 0.0014061 | 0 | 0 |  | 1 | TRUE | wye
63 | LV_1061-221_0_6_load_45 | 90 | 0.0058164 | 0.0014577 | 0 | 0 |  | 1 | TRUE | wye
64 | LV_1061-221_0_6_load_46 | 91 | 0.010066 | 0.0025228 | 0 | 0 |  | 1 | TRUE | wye
65 | LV_1061-221_0_6_load_47 | 92 | 0.0033743 | 0.00084568 | 0 | 0 |  | 1 | TRUE | wye
66 | LV_1061-221_0_6_load_86 | 96 | 0.0046965 | 0.0011771 | 0 | 0 |  | 1 | TRUE | wye
67 | LV_1061-221_0_6_load_87 | 97 | 0.003716 | 0.00093132 | 0 | 0 |  | 1 | TRUE | wye
68 | LV_1061-221_0_6_load_84 | 98 | 0.003138 | 0.00078645 | 0 | 0 |  | 1 | TRUE | wye
69 | LV_1061-221_0_6_load_146 | 100 | 0.0030638 | 0.00076786 | 0 | 0 |  | 1 | TRUE | wye
70 | LV_1061-221_0_6_load_62 | 104 | 0.0047321 | 0.001186 | 0 | 0 |  | 1 | TRUE | wye
71 | LV_1061-221_0_6_load_90 | 105 | 0.0096858 | 0.0024275 | 0 | 0 |  | 1 | TRUE | wye
72 | LV_1061-221_0_6_load_89 | 106 | 0.0048776 | 0.0012224 | 0 | 0 |  | 1 | TRUE | wye
73 | LV_1061-221_0_6_load_93 | 107 | 0.0053961 | 0.0013524 | 0 | 0 |  | 1 | TRUE | wye
74 | LV_1061-221_0_6_load_78 | 109 | 0.0034609 | 0.00086738 | 0 | 0 |  | 1 | TRUE | wye
75 | LV_1061-221_0_6_load_77 | 111 | 0.005607 | 0.0014053 | 0 | 0 |  | 1 | TRUE | wye
76 | LV_1061-221_0_6_load_109 | 112 | 0.0077886 | 0.001952 | 0 | 0 |  | 1 | TRUE | wye
77 | LV_1061-221_0_6_load_92 | 113 | 0.0057624 | 0.0014442 | 0 | 0 |  | 1 | TRUE | wye
78 | LV_1061-221_0_6_load_61 | 115 | 0.0069366 | 0.0017385 | 0 | 0 |  | 1 | TRUE | wye
79 | LV_1061-221_0_6_load_94 | 117 | 0.0045019 | 0.0011283 | 0 | 0 |  | 1 | TRUE | wye
80 | LV_1061-221_0_6_load_97 | 118 | 0.015378 | 0.0038542 | 0 | 0 |  | 1 | TRUE | wye
81 | LV_1061-221_0_6_load_91 | 119 | 0.0041639 | 0.0010436 | 0 | 0 |  | 1 | TRUE | wye
82 | LV_1061-221_0_6_load_88 | 120 | 0.0052584 | 0.0013179 | 0 | 0 |  | 1 | TRUE | wye
83 | LV_1061-221_0_6_load_102 | 123 | 0.0064457 | 0.0016154 | 0 | 0 |  | 1 | TRUE | wye
84 | LV_1061-221_0_6_load_100 | 124 | 0.0043941 | 0.0011013 | 0 | 0 |  | 1 | TRUE | wye
85 | LV_1061-221_0_6_load_101 | 125 | 0.0057383 | 0.0014382 | 0 | 0 |  | 1 | TRUE | wye
86 | LV_1061-221_0_6_load_103 | 126 | 0.0073684 | 0.0018467 | 0 | 0 |  | 1 | TRUE | wye
87 | LV_1061-221_0_6_load_105 | 127 | 0.012152 | 0.0030456 | 0 | 0 |  | 1 | TRUE | wye
88 | LV_1061-221_0_6_load_110 | 129 | 0.0078379 | 0.0019644 | 0 | 0 |  | 1 | TRUE | wye
89 | LV_1061-221_0_6_load_117 | 130 | 0.0042491 | 0.0010649 | 0 | 0 |  | 1 | TRUE | wye
90 | LV_1061-221_0_6_load_142 | 131 | 0.0016187 | 0.00040568 | 0 | 0 |  | 1 | TRUE | wye
91 | LV_1061-221_0_6_load_143 | 132 | 0.010864 | 0.0027228 | 0 | 0 |  | 1 | TRUE | wye
92 | LV_1061-221_0_6_load_126 | 133 | 0.0011468 | 0.00028741 | 0 | 0 |  | 1 | TRUE | wye
93 | LV_1061-221_0_6_load_128 | 134 | 0.0056813 | 0.0014239 | 0 | 0 |  | 1 | TRUE | wye
94 | LV_1061-221_0_6_load_134 | 135 | 0.021156 | 0.0053022 | 0 | 0 |  | 1 | TRUE | wye
95 | LV_1061-221_0_6_load_136 | 136 | 0.0065813 | 0.0016494 | 0 | 0 |  | 1 | TRUE | wye

## ext_grid
| name | bus | vm_pu | va_degree | slack_weight | in_service
0 |  | 33 | 1 | 0 | 1 | TRUE

## line
| name | std_type | from_bus | to_bus | length_km | r_ohm_per_km | x_ohm_per_km | c_nf_per_km | g_us_per_km | max_i_ka | df | parallel | type | in_service
0 | LV_1061-221_0_6_line_0 |  | 0 | 1 | 0.038303 | 0.125 | 0.08 | 261 | 0 | 0.364 | 1 | 1 | cs | TRUE
1 | LV_1061-221_0_6_line_1 |  | 1 | 2 | 0.018975 | 0.125 | 0.08 | 261 | 0 | 0.364 | 1 | 1 | cs | TRUE
2 | LV_1061-221_0_6_line_2 |  | 2 | 3 | 0.035919 | 0.125 | 0.08 | 261 | 0 | 0.364 | 1 | 1 | cs | TRUE
3 | LV_1061-221_0_6_line_3 |  | 3 | 4 | 0.018738 | 0.125 | 0.08 | 261 | 0 | 0.364 | 1 | 1 | cs | TRUE
4 | LV_1061-221_0_6_line_4 |  | 4 | 5 | 0.0174 | 0.125 | 0.08 | 261 | 0 | 0.364 | 1 | 1 | cs | TRUE
5 | LV_1061-221_0_6_line_5 |  | 5 | 6 | 0.061586 | 0.125 | 0.08 | 261 | 0 | 0.364 | 1 | 1 | cs | TRUE
6 | LV_1061-221_0_6_line_6 |  | 6 | 7 | 0.053524 | 0.125 | 0.08 | 261 | 0 | 0.364 | 1 | 1 | cs | TRUE
7 | LV_1061-221_0_6_line_7 |  | 7 | 8 | 0.065848 | 0.125 | 0.08 | 261 | 0 | 0.364 | 1 | 1 | cs | TRUE
8 | LV_1061-221_0_6_line_8 |  | 8 | 74 | 0.17315 | 0.125 | 0.08 | 261 | 0 | 0.364 | 1 | 1 | cs | TRUE
9 | LV_1061-221_0_6_line_9 |  | 9 | 10 | 0.027885 | 0.125 | 0.08 | 261 | 0 | 0.364 | 1 | 1 | cs | TRUE
10 | LV_1061-221_0_6_line_10 |  | 10 | 11 | 0.031668 | 0.125 | 0.08 | 261 | 0 | 0.364 | 1 | 1 | cs | TRUE
11 | LV_1061-221_0_6_line_11 |  | 11 | 12 | 0.052681 | 0.125 | 0.08 | 261 | 0 | 0.364 | 1 | 1 | cs | TRUE
12 | LV_1061-221_0_6_line_12 |  | 11 | 13 | 0.033676 | 0.125 | 0.08 | 261 | 0 | 0.364 | 1 | 1 | cs | TRUE
13 | LV_1061-221_0_6_line_13 |  | 12 | 14 | 0.025089 | 0.125 | 0.08 | 261 | 0 | 0.364 | 1 | 1 | cs | TRUE
14 | LV_1061-221_0_6_line_14 |  | 13 | 35 | 0.0083138 | 0.125 | 0.08 | 261 | 0 | 0.364 | 1 | 1 | cs | TRUE
15 | LV_1061-221_0_6_line_15 |  | 14 | 15 | 0.017503 | 0.125 | 0.08 | 261 | 0 | 0.364 | 1 | 1 | cs | TRUE
16 | LV_1061-221_0_6_line_16 |  | 14 | 16 | 0.027633 | 0.125 | 0.08 | 261 | 0 | 0.364 | 1 | 1 | cs | TRUE
17 | LV_1061-221_0_6_line_17 |  | 15 | 36 | 0.0062337 | 0.125 | 0.08 | 261 | 0 | 0.364 | 1 | 1 | cs | TRUE
18 | LV_1061-221_0_6_line_18 |  | 16 | 40 | 0.02652 | 0.125 | 0.08 | 261 | 0 | 0.364 | 1 | 1 | cs | TRUE
19 | LV_1061-221_0_6_line_19 |  | 17 | 18 | 0.02631 | 0.125 | 0.08 | 261 | 0 | 0.364 | 1 | 5 | cs | TRUE
20 | LV_1061-221_0_6_line_20 |  | 17 | 19 | 0.039902 | 0.125 | 0.08 | 261 | 0 | 0.364 | 1 | 5 | cs | TRUE
21 | LV_1061-221_0_6_line_21 |  | 17 | 20 | 0.026036 | 0.125 | 0.08 | 261 | 0 | 0.364 | 1 | 2 | cs | TRUE
22 | LV_1061-221_0_6_line_22 |  | 18 | 41 | 0.027416 | 0.125 | 0.08 | 261 | 0 | 0.364 | 1 | 5 | cs | TRUE
23 | LV_1061-221_0_6_line_23 |  | 19 | 21 | 0.019564 | 0.125 | 0.08 | 261 | 0 | 0.364 | 1 | 5 | cs | TRUE
24 | LV_1061-221_0_6_line_24 |  | 19 | 22 | 0.053946 | 0.125 | 0.08 | 261 | 0 | 0.364 | 1 | 5 | cs | TRUE
25 | LV_1061-221_0_6_line_25 |  | 19 | 23 | 0.021939 | 0.125 | 0.08 | 261 | 0 | 0.364 | 1 | 1 | cs | TRUE
26 | LV_1061-221_0_6_line_26 |  | 20 | 43 | 0.020301 | 0.125 | 0.08 | 261 | 0 | 0.364 | 1 | 1 | cs | TRUE
27 | LV_1061-221_0_6_line_27 |  | 21 | 34 | 0.11758 | 0.125 | 0.08 | 261 | 0 | 0.364 | 1 | 1 | cs | TRUE
28 | LV_1061-221_0_6_line_28 |  | 21 | 30 | 0.030849 | 0.125 | 0.08 | 261 | 0 | 0.364 | 1 | 5 | cs | TRUE
29 | LV_1061-221_0_6_line_29 |  | 22 | 28 | 0.021194 | 0.125 | 0.08 | 261 | 0 | 0.364 | 1 | 5 | cs | TRUE
30 | LV_1061-221_0_6_line_30 |  | 22 | 29 | 0.028897 | 0.125 | 0.08 | 261 | 0 | 0.364 | 1 | 5 | cs | TRUE
31 | LV_1061-221_0_6_line_31 |  | 23 | 40 | 0.038099 | 0.125 | 0.08 | 261 | 0 | 0.364 | 1 | 1 | cs | TRUE
32 | LV_1061-221_0_6_line_32 |  | 24 | 25 | 0.004394 | 0.125 | 0.08 | 261 | 0 | 0.364 | 1 | 1 | cs | TRUE
33 | LV_1061-221_0_6_line_33 |  | 24 | 26 | 0.023241 | 0.125 | 0.08 | 261 | 0 | 0.364 | 1 | 1 | cs | TRUE
34 | LV_1061-221_0_6_line_34 |  | 24 | 27 | 0.017713 | 0.125 | 0.08 | 261 | 0 | 0.364 | 1 | 1 | cs | TRUE
35 | LV_1061-221_0_6_line_35 |  | 25 | 44 | 0.005637 | 0.125 | 0.08 | 261 | 0 | 0.364 | 1 | 1 | cs | TRUE
36 | LV_1061-221_0_6_line_36 |  | 28 | 69 | 0.034791 | 0.125 | 0.08 | 261 | 0 | 0.364 | 1 | 5 | cs | TRUE
37 | LV_1061-221_0_6_line_37 |  | 29 | 33 | 0.021822 | 0.125 | 0.08 | 261 | 0 | 0.364 | 1 | 5 | cs | TRUE
38 | LV_1061-221_0_6_line_38 |  | 30 | 31 | 0.022431 | 0.125 | 0.08 | 261 | 0 | 0.364 | 1 | 5 | cs | TRUE
39 | LV_1061-221_0_6_line_39 |  | 30 | 32 | 0.075356 | 0.125 | 0.08 | 261 | 0 | 0.364 | 1 | 1 | cs | TRUE
40 | LV_1061-221_0_6_line_40 |  | 31 | 68 | 0.0011745 | 0.125 | 0.08 | 261 | 0 | 0.364 | 1 | 5 | cs | TRUE
41 | LV_1061-221_0_6_line_41 |  | 33 | 67 | 0.022688 | 0.125 | 0.08 | 261 | 0 | 0.364 | 1 | 1 | cs | TRUE
42 | LV_1061-221_0_6_line_42 |  | 34 | 65 | 0.037629 | 0.125 | 0.08 | 261 | 0 | 0.364 | 1 | 1 | cs | TRUE
43 | LV_1061-221_0_6_line_43 |  | 37 | 38 | 0.039205 | 0.125 | 0.08 | 261 | 0 | 0.364 | 1 | 5 | cs | TRUE
44 | LV_1061-221_0_6_line_44 |  | 37 | 39 | 5.8767e-05 | 0.125 | 0.08 | 261 | 0 | 0.364 | 1 | 5 | cs | TRUE
45 | LV_1061-221_0_6_line_45 |  | 38 | 42 | 0.16578 | 0.125 | 0.08 | 261 | 0 | 0.364 | 1 | 4 | cs | TRUE
46 | LV_1061-221_0_6_line_46 |  | 39 | 76 | 0.038615 | 0.125 | 0.08 | 261 | 0 | 0.364 | 1 | 5 | cs | TRUE
47 | LV_1061-221_0_6_line_47 |  | 41 | 81 | 0.033463 | 0.125 | 0.08 | 261 | 0 | 0.364 | 1 | 5 | cs | TRUE
48 | LV_1061-221_0_6_line_48 |  | 42 | 77 | 0.028437 | 0.125 | 0.08 | 261 | 0 | 0.364 | 1 | 1 | cs | TRUE
49 | LV_1061-221_0_6_line_49 |  | 43 | 78 | 0.018578 | 0.125 | 0.08 | 261 | 0 | 0.364 | 1 | 1 | cs | TRUE
50 | LV_1061-221_0_6_line_50 |  | 44 | 121 | 0.053726 | 0.125 | 0.08 | 261 | 0 | 0.364 | 1 | 1 | cs | TRUE
51 | LV_1061-221_0_6_line_51 |  | 44 | 80 | 0.049545 | 0.125 | 0.08 | 261 | 0 | 0.364 | 1 | 1 | cs | TRUE
52 | LV_1061-221_0_6_line_52 |  | 45 | 46 | 0.04702 | 0.125 | 0.08 | 261 | 0 | 0.364 | 1 | 1 | cs | TRUE
53 | LV_1061-221_0_6_line_53 |  | 46 | 47 | 0.051747 | 0.125 | 0.08 | 261 | 0 | 0.364 | 1 | 1 | cs | TRUE
54 | LV_1061-221_0_6_line_54 |  | 47 | 51 | 0.038419 | 0.125 | 0.08 | 261 | 0 | 0.364 | 1 | 5 | cs | TRUE
55 | LV_1061-221_0_6_line_55 |  | 47 | 52 | 0.004761 | 0.125 | 0.08 | 261 | 0 | 0.364 | 1 | 5 | cs | TRUE
56 | LV_1061-221_0_6_line_56 |  | 47 | 53 | 0.041026 | 0.125 | 0.08 | 261 | 0 | 0.364 | 1 | 5 | cs | TRUE
57 | LV_1061-221_0_6_line_57 |  | 48 | 49 | 0.016615 | 0.125 | 0.08 | 261 | 0 | 0.364 | 1 | 5 | cs | TRUE
58 | LV_1061-221_0_6_line_58 |  | 48 | 50 | 0.024513 | 0.125 | 0.08 | 261 | 0 | 0.364 | 1 | 5 | cs | TRUE
59 | LV_1061-221_0_6_line_59 |  | 49 | 54 | 0.01435 | 0.125 | 0.08 | 261 | 0 | 0.364 | 1 | 5 | cs | TRUE
60 | LV_1061-221_0_6_line_60 |  | 50 | 56 | 0.040133 | 0.125 | 0.08 | 261 | 0 | 0.364 | 1 | 5 | cs | TRUE
61 | LV_1061-221_0_6_line_61 |  | 50 | 57 | 0.035621 | 0.125 | 0.08 | 261 | 0 | 0.364 | 1 | 2 | cs | TRUE
62 | LV_1061-221_0_6_line_62 |  | 51 | 58 | 0.047833 | 0.125 | 0.08 | 261 | 0 | 0.364 | 1 | 4 | cs | TRUE
63 | LV_1061-221_0_6_line_63 |  | 52 | 55 | 0.03489 | 0.125 | 0.08 | 261 | 0 | 0.364 | 1 | 5 | cs | TRUE
64 | LV_1061-221_0_6_line_64 |  | 53 | 59 | 0.032863 | 0.125 | 0.08 | 261 | 0 | 0.364 | 1 | 5 | cs | TRUE
65 | LV_1061-221_0_6_line_65 |  | 54 | 61 | 0.013628 | 0.125 | 0.08 | 261 | 0 | 0.364 | 1 | 5 | cs | TRUE
66 | LV_1061-221_0_6_line_66 |  | 55 | 62 | 0.032892 | 0.125 | 0.08 | 261 | 0 | 0.364 | 1 | 5 | cs | TRUE
67 | LV_1061-221_0_6_line_67 |  | 56 | 63 | 0.050529 | 0.125 | 0.08 | 261 | 0 | 0.364 | 1 | 5 | cs | TRUE
68 | LV_1061-221_0_6_line_68 |  | 57 | 64 | 0.012779 | 0.125 | 0.08 | 261 | 0 | 0.364 | 1 | 1 | cs | TRUE
69 | LV_1061-221_0_6_line_69 |  | 58 | 129 | 0.042027 | 0.125 | 0.08 | 261 | 0 | 0.364 | 1 | 1 | cs | TRUE
70 | LV_1061-221_0_6_line_70 |  | 59 | 116 | 0.01351 | 0.125 | 0.08 | 261 | 0 | 0.364 | 1 | 1 | cs | TRUE
71 | LV_1061-221_0_6_line_71 |  | 59 | 115 | 0.031811 | 0.125 | 0.08 | 261 | 0 | 0.364 | 1 | 5 | cs | TRUE
72 | LV_1061-221_0_6_line_72 |  | 60 | 61 | 0.056265 | 0.125 | 0.08 | 261 | 0 | 0.364 | 1 | 1 | cs | TRUE
73 | LV_1061-221_0_6_line_73 |  | 61 | 94 | 0.003696 | 0.125 | 0.08 | 261 | 0 | 0.364 | 1 | 5 | cs | TRUE
74 | LV_1061-221_0_6_line_74 |  | 62 | 82 | 0.028282 | 0.125 | 0.08 | 261 | 0 | 0.364 | 1 | 5 | cs | TRUE
75 | LV_1061-221_0_6_line_75 |  | 63 | 84 | 0.015735 | 0.125 | 0.08 | 261 | 0 | 0.364 | 1 | 2 | cs | TRUE
76 | LV_1061-221_0_6_line_76 |  | 63 | 83 | 0.021032 | 0.125 | 0.08 | 261 | 0 | 0.364 | 1 | 5 | cs | TRUE
77 | LV_1061-221_0_6_line_77 |  | 64 | 128 | 0.093268 | 0.125 | 0.08 | 261 | 0 | 0.364 | 1 | 1 | cs | TRUE
78 | LV_1061-221_0_6_line_78 |  | 65 | 66 | 0.070272 | 0.125 | 0.08 | 261 | 0 | 0.364 | 1 | 1 | cs | TRUE
79 | LV_1061-221_0_6_line_79 |  | 67 | 86 | 0.029895 | 0.125 | 0.08 | 261 | 0 | 0.364 | 1 | 1 | cs | TRUE
80 | LV_1061-221_0_6_line_80 |  | 68 | 114 | 0.053964 | 0.125 | 0.08 | 261 | 0 | 0.364 | 1 | 5 | cs | TRUE
81 | LV_1061-221_0_6_line_81 |  | 69 | 133 | 0.022465 | 0.125 | 0.08 | 261 | 0 | 0.364 | 1 | 5 | cs | TRUE
82 | LV_1061-221_0_6_line_82 |  | 70 | 71 | 0.06471 | 0.125 | 0.08 | 261 | 0 | 0.364 | 1 | 1 | cs | TRUE
83 | LV_1061-221_0_6_line_83 |  | 71 | 126 | 0.03268 | 0.125 | 0.08 | 261 | 0 | 0.364 | 1 | 1 | cs | TRUE
84 | LV_1061-221_0_6_line_84 |  | 72 | 73 | 0.031179 | 0.125 | 0.08 | 261 | 0 | 0.364 | 1 | 4 | cs | TRUE
85 | LV_1061-221_0_6_line_85 |  | 72 | 74 | 0.21463 | 0.125 | 0.08 | 261 | 0 | 0.364 | 1 | 2 | cs | TRUE
86 | LV_1061-221_0_6_line_86 |  | 72 | 75 | 0.017166 | 0.125 | 0.08 | 261 | 0 | 0.364 | 1 | 5 | cs | TRUE
87 | LV_1061-221_0_6_line_87 |  | 74 | 131 | 0.018823 | 0.125 | 0.08 | 261 | 0 | 0.364 | 1 | 1 | cs | TRUE
88 | LV_1061-221_0_6_line_88 |  | 75 | 81 | 0.020657 | 0.125 | 0.08 | 261 | 0 | 0.364 | 1 | 5 | cs | TRUE
89 | LV_1061-221_0_6_line_89 |  | 76 | 134 | 0.035246 | 0.125 | 0.08 | 261 | 0 | 0.364 | 1 | 5 | cs | TRUE
90 | LV_1061-221_0_6_line_90 |  | 77 | 130 | 0.020475 | 0.125 | 0.08 | 261 | 0 | 0.364 | 1 | 1 | cs | TRUE
91 | LV_1061-221_0_6_line_91 |  | 78 | 79 | 0.02774 | 0.125 | 0.08 | 261 | 0 | 0.364 | 1 | 1 | cs | TRUE
92 | LV_1061-221_0_6_line_92 |  | 79 | 80 | 0.0088718 | 0.125 | 0.08 | 261 | 0 | 0.364 | 1 | 1 | cs | TRUE
93 | LV_1061-221_0_6_line_93 |  | 82 | 83 | 0.029208 | 0.125 | 0.08 | 261 | 0 | 0.364 | 1 | 5 | cs | TRUE
94 | LV_1061-221_0_6_line_94 |  | 84 | 85 | 0.020077 | 0.125 | 0.08 | 261 | 0 | 0.364 | 1 | 1 | cs | TRUE
95 | LV_1061-221_0_6_line_95 |  | 85 | 123 | 0.016738 | 0.125 | 0.08 | 261 | 0 | 0.364 | 1 | 1 | cs | TRUE
96 | LV_1061-221_0_6_line_96 |  | 86 | 87 | 0.035709 | 0.125 | 0.08 | 261 | 0 | 0.364 | 1 | 1 | cs | TRUE
97 | LV_1061-221_0_6_line_97 |  | 87 | 88 | 0.045154 | 0.125 | 0.08 | 261 | 0 | 0.364 | 1 | 1 | cs | TRUE
98 | LV_1061-221_0_6_line_98 |  | 88 | 89 | 0.042517 | 0.125 | 0.08 | 261 | 0 | 0.364 | 1 | 1 | cs | TRUE
99 | LV_1061-221_0_6_line_99 |  | 89 | 112 | 0.038412 | 0.125 | 0.08 | 261 | 0 | 0.364 | 1 | 1 | cs | TRUE
100 | LV_1061-221_0_6_line_100 |  | 90 | 91 | 0.039194 | 0.125 | 0.08 | 261 | 0 | 0.364 | 1 | 1 | cs | TRUE
101 | LV_1061-221_0_6_line_101 |  | 90 | 92 | 0.034362 | 0.125 | 0.08 | 261 | 0 | 0.364 | 1 | 5 | cs | TRUE
102 | LV_1061-221_0_6_line_102 |  | 92 | 93 | 0.02062 | 0.125 | 0.08 | 261 | 0 | 0.364 | 1 | 5 | cs | TRUE
103 | LV_1061-221_0_6_line_103 |  | 93 | 95 | 0.005055 | 0.125 | 0.08 | 261 | 0 | 0.364 | 1 | 5 | cs | TRUE
104 | LV_1061-221_0_6_line_104 |  | 94 | 96 | 0.055862 | 0.125 | 0.08 | 261 | 0 | 0.364 | 1 | 2 | cs | TRUE
105 | LV_1061-221_0_6_line_105 |  | 94 | 97 | 0.019276 | 0.125 | 0.08 | 261 | 0 | 0.364 | 1 | 5 | cs | TRUE
106 | LV_1061-221_0_6_line_106 |  | 94 | 98 | 0.02198 | 0.125 | 0.08 | 261 | 0 | 0.364 | 1 | 1 | cs | TRUE
107 | LV_1061-221_0_6_line_107 |  | 95 | 101 | 0.011093 | 0.125 | 0.08 | 261 | 0 | 0.364 | 1 | 1 | cs | TRUE
108 | LV_1061-221_0_6_line_108 |  | 95 | 107 | 0.02231 | 0.125 | 0.08 | 261 | 0 | 0.364 | 1 | 5 | cs | TRUE
109 | LV_1061-221_0_6_line_109 |  | 96 | 110 | 0.030895 | 0.125 | 0.08 | 261 | 0 | 0.364 | 1 | 1 | cs | TRUE
110 | LV_1061-221_0_6_line_110 |  | 97 | 113 | 0.036111 | 0.125 | 0.08 | 261 | 0 | 0.364 | 1 | 5 | cs | TRUE
111 | LV_1061-221_0_6_line_111 |  | 99 | 100 | 0.016186 | 0.125 | 0.08 | 261 | 0 | 0.364 | 1 | 1 | cs | TRUE
112 | LV_1061-221_0_6_line_112 |  | 99 | 101 | 0.034424 | 0.125 | 0.08 | 261 | 0 | 0.364 | 1 | 1 | cs | TRUE
113 | LV_1061-221_0_6_line_113 |  | 101 | 111 | 0.041046 | 0.125 | 0.08 | 261 | 0 | 0.364 | 1 | 1 | cs | TRUE
114 | LV_1061-221_0_6_line_114 |  | 102 | 103 | 0.0064776 | 0.125 | 0.08 | 261 | 0 | 0.364 | 1 | 1 | cs | TRUE
115 | LV_1061-221_0_6_line_115 |  | 102 | 104 | 0.0059237 | 0.125 | 0.08 | 261 | 0 | 0.364 | 1 | 1 | cs | TRUE
116 | LV_1061-221_0_6_line_116 |  | 103 | 105 | 0.023616 | 0.125 | 0.08 | 261 | 0 | 0.364 | 1 | 1 | cs | TRUE
117 | LV_1061-221_0_6_line_117 |  | 103 | 106 | 0.044407 | 0.125 | 0.08 | 261 | 0 | 0.364 | 1 | 1 | cs | TRUE
118 | LV_1061-221_0_6_line_118 |  | 105 | 118 | 0.041267 | 0.125 | 0.08 | 261 | 0 | 0.364 | 1 | 1 | cs | TRUE
119 | LV_1061-221_0_6_line_119 |  | 107 | 119 | 0.034742 | 0.125 | 0.08 | 261 | 0 | 0.364 | 1 | 5 | cs | TRUE
120 | LV_1061-221_0_6_line_120 |  | 108 | 109 | 0.02507 | 0.125 | 0.08 | 261 | 0 | 0.364 | 1 | 1 | cs | TRUE
121 | LV_1061-221_0_6_line_121 |  | 108 | 110 | 0.056104 | 0.125 | 0.08 | 261 | 0 | 0.364 | 1 | 1 | cs | TRUE
122 | LV_1061-221_0_6_line_122 |  | 109 | 120 | 0.00073965 | 0.125 | 0.08 | 261 | 0 | 0.364 | 1 | 1 | cs | TRUE
123 | LV_1061-221_0_6_line_123 |  | 113 | 119 | 0.034731 | 0.125 | 0.08 | 261 | 0 | 0.364 | 1 | 5 | cs | TRUE
124 | LV_1061-221_0_6_line_124 |  | 114 | 115 | 0.018887 | 0.125 | 0.08 | 261 | 0 | 0.364 | 1 | 5 | cs | TRUE
125 | LV_1061-221_0_6_line_125 |  | 116 | 117 | 0.02815 | 0.125 | 0.08 | 261 | 0 | 0.364 | 1 | 1 | cs | TRUE
126 | LV_1061-221_0_6_line_126 |  | 116 | 118 | 0.025715 | 0.125 | 0.08 | 261 | 0 | 0.364 | 1 | 1 | cs | TRUE
127 | LV_1061-221_0_6_line_127 |  | 121 | 122 | 0.020692 | 0.125 | 0.08 | 261 | 0 | 0.364 | 1 | 1 | cs | TRUE
128 | LV_1061-221_0_6_line_128 |  | 122 | 135 | 0.063916 | 0.125 | 0.08 | 261 | 0 | 0.364 | 1 | 1 | cs | TRUE
129 | LV_1061-221_0_6_line_129 |  | 123 | 124 | 0.026914 | 0.125 | 0.08 | 261 | 0 | 0.364 | 1 | 1 | cs | TRUE
130 | LV_1061-221_0_6_line_130 |  | 124 | 125 | 0.027745 | 0.125 | 0.08 | 261 | 0 | 0.364 | 1 | 1 | cs | TRUE
131 | LV_1061-221_0_6_line_131 |  | 125 | 126 | 0.045418 | 0.125 | 0.08 | 261 | 0 | 0.364 | 1 | 1 | cs | TRUE
132 | LV_1061-221_0_6_line_132 |  | 127 | 128 | 0.0055889 | 0.125 | 0.08 | 261 | 0 | 0.364 | 1 | 1 | cs | TRUE
133 | LV_1061-221_0_6_line_133 |  | 131 | 132 | 0.0083787 | 0.125 | 0.08 | 261 | 0 | 0.364 | 1 | 1 | cs | TRUE
134 | LV_1061-221_0_6_line_134 |  | 133 | 134 | 0.018114 | 0.125 | 0.08 | 261 | 0 | 0.364 | 1 | 5 | cs | TRUE
135 | LV_1061-221_0_6_line_135 |  | 135 | 136 | 0.013351 | 0.125 | 0.08 | 261 | 0 | 0.364 | 1 | 1 | cs | TRUE

## trafo
| name | std_type | hv_bus | lv_bus | sn_mva | vn_hv_kv | vn_lv_kv | vk_percent | vkr_percent | pfe_kw | i0_percent | shift_degree | tap_side | tap_neutral | tap_min | tap_max | tap_step_percent | tap_step_degree | tap_pos | tap_phase_shifter | parallel | df | in_service
0 | LV_1061-221_0_6_trafo_43 | 0.63 MVA 20/0.4 kV | 137 | 33 | 0.63 | 20 | 0.4 | 6 | 1.206 | 1.65 | 0.2619 | 150 | hv | 0 | -2 | 2 | 2.5 | 0 | 0 | FALSE | 1 | 1 | TRUE

## line_geodata
| x0 | y0 | x1 | y1 | x2 | y2 | x3 | y3 | x4 | y4 | x5 | y5 | x6 | y6 | x7 | y7 | x8 | y8 | x9 | y9 | x10 | y10 | x11 | y11 | x12 | y12 | x13 | y13 | x14 | y14 | x15 | y15 | x16 | y16 | x17 | y17 | x18 | y18 | x19 | y19 | x20 | y20
0 | 2668474.0451 | 1212328.1335 | 2668452.9152 | 1212329.8466 | 2668444.184 | 1212335.9058 | 2668440.6919 | 1212341.3594
1 | 2668430.4594 | 1212357.3395 | 2668440.6919 | 1212341.3594
2 | 2668430.4594 | 1212357.3395 | 2668423.7512 | 1212348.0123 | 2668401.2278 | 1212338.3702
3 | 2668401.2278 | 1212338.3702 | 2668397.6629 | 1212342.4763 | 2668390.4225 | 1212343.1049 | 2668384.428 | 1212343.782
4 | 2668370.0413 | 1212352.0546 | 2668378.1817 | 1212344.4876 | 2668384.428 | 1212343.782
5 | 2668370.0413 | 1212352.0546 | 2668362.5233 | 1212351.7127 | 2668349.3998 | 1212349.2386 | 2668341.4341 | 1212348.1911 | 2668332.8807 | 1212348.6935 | 2668315.7893 | 1212353.0115 | 2668309.5292 | 1212354.6651
6 | 2668256.9627 | 1212363.2666 | 2668268.8835 | 1212363.3477 | 2668291.0595 | 1212359.5436 | 2668309.5292 | 1212354.6651
7 | 2668194.3392 | 1212344.2611 | 2668198.401 | 1212345.853 | 2668230.5326 | 1212358.4393 | 2668243.7195 | 1212362.0146 | 2668254.5171 | 1212363.25 | 2668256.9627 | 1212363.2666
8 | 2668136.8721 | 1212457.6863 | 2668135.3447 | 1212456.3791 | 2668133.4645 | 1212453.3669 | 2668132.1795 | 1212450.128 | 2668124.7757 | 1212393.2636 | 2668122.9504 | 1212388.7622 | 2668119.9978 | 1212385.1818 | 2668117.0253 | 1212383.3467 | 2668117.0658 | 1212378.4664 | 2668118.1163 | 1212375.6321 | 2668166.7622 | 1212345.3133 | 2668171.4727 | 1212343.3326 | 2668177.9862 | 1212343.8073 | 2668188.148 | 1212346.1582 | 2668194.3392 | 1212344.2611
9 | 2668301.4425 | 1212119.0021 | 2668312.6338 | 1212114.4714 | 2668327.6806 | 1212109.6128
10 | 2668272.2104 | 1212131.1746 | 2668283.0157 | 1212126.462 | 2668301.4425 | 1212119.0021
11 | 2668272.2104 | 1212131.1746 | 2668239.7345 | 1212144.5892 | 2668223.5518 | 1212151.3628
12 | 2668272.2104 | 1212131.1746 | 2668270.9151 | 1212121.5316 | 2668257.4752 | 1212114.7959 | 2668255.5503 | 1212106.0937
13 | 2668200.4084 | 1212161.0498 | 2668223.5518 | 1212151.3628
14 | 2668253.7547 | 1212097.9762 | 2668255.5503 | 1212106.0937
15 | 2668200.4084 | 1212161.0498 | 2668201.4441 | 1212153.5348 | 2668206.0652 | 1212144.7608
16 | 2668200.4084 | 1212161.0498 | 2668184.6301 | 1212167.4401 | 2668175.1263 | 1212172.1571
17 | 2668208.9701 | 1212139.2453 | 2668206.0652 | 1212144.7608
18 | 2668175.1263 | 1212172.1571 | 2668163.96 | 1212177.6992 | 2668152.7879 | 1212186.2252
19 | 2668113.3172 | 1212252.3451 | 2668112.696 | 1212260.1651 | 2668108.4713 | 1212266.8432 | 2668099.8108 | 1212272.8903
20 | 2668104.6365 | 1212222.0827 | 2668108.4436 | 1212227.3628 | 2668101.4009 | 1212232.6301 | 2668100.0674 | 1212233.6266 | 2668103.0285 | 1212237.8075 | 2668113.3172 | 1212252.3451
21 | 2668113.3172 | 1212252.3451 | 2668119.3031 | 1212254.4592 | 2668129.6702 | 1212253.4881 | 2668138.424 | 1212250.4225
22 | 2668076.0269 | 1212286.4457 | 2668079.5894 | 1212284.9916 | 2668099.1809 | 1212273.3301 | 2668099.8108 | 1212272.8903
23 | 2668095.0597 | 1212205.074 | 2668098.1737 | 1212211.1688 | 2668101.6595 | 1212217.9684 | 2668104.6365 | 1212222.0827
24 | 2668056.785 | 1212241.3265 | 2668058.1293 | 1212240.7081 | 2668063.2928 | 1212238.321 | 2668067.807 | 1212236.2379 | 2668068.9833 | 1212235.6954 | 2668070.6204 | 1212236.0477 | 2668074.7662 | 1212236.9511 | 2668077.9337 | 1212237.6877 | 2668081.6004 | 1212237.2959 | 2668087.0308 | 1212234.156 | 2668091.704 | 1212231.4632 | 2668095.3983 | 1212228.648 | 2668100.7099 | 1212224.6061 | 2668104.6365 | 1212222.0827
25 | 2668104.6365 | 1212222.0827 | 2668122.2954 | 1212209.0641
26 | 2668138.424 | 1212250.4225 | 2668157.5844 | 1212243.7126
27 | 2668095.0597 | 1212205.074 | 2668094.532 | 1212204.0451 | 2668092.1972 | 1212192.2666 | 2668094.1224 | 1212184.0279 | 2668139.5748 | 1212120.1182 | 2668142.49 | 1212111.0236 | 2668142.1633 | 1212103.0483
28 | 2668091.3061 | 1212179.8043 | 2668090.5266 | 1212180.8627 | 2668088.2707 | 1212189.4534 | 2668088.2692 | 1212192.9111 | 2668089.1868 | 1212197.7246 | 2668092.0596 | 1212206.3071 | 2668095.0597 | 1212205.074
29 | 2668056.785 | 1212241.3265 | 2668055.8608 | 1212244.4178 | 2668053.8726 | 1212246.8633 | 2668048.3906 | 1212251.1924 | 2668042.8484 | 1212254.1421 | 2668041.374 | 1212254.6275
30 | 2668047.4191 | 1212223.8087 | 2668051.5675 | 1212226.4799 | 2668061.0689 | 1212234.7935 | 2668063.2928 | 1212238.321 | 2668058.1293 | 1212240.7081 | 2668056.785 | 1212241.3265
31 | 2668122.2954 | 1212209.0641 | 2668138.9418 | 1212196.792 | 2668152.7879 | 1212186.2252
32 | 2668256.984 | 1212208.8154 | 2668257.8236 | 1212213.1277
33 | 2668256.984 | 1212208.8154 | 2668234.1197 | 1212212.9827
34 | 2668256.984 | 1212208.8154 | 2668261.6378 | 1212207.8125 | 2668272.996 | 1212201.5875
35 | 2668258.8162 | 1212218.6758 | 2668257.8236 | 1212213.1277
36 | 2668008.4455 | 1212265.8359 | 2668015.0037 | 1212263.3081 | 2668041.374 | 1212254.6275
37 | 2668047.4191 | 1212223.8087 | 2668045.1487 | 1212222.3486 | 2668036.7534 | 1212218.317 | 2668027.1328 | 1212216.3993
38 | 2668091.3061 | 1212179.8043 | 2668078.8635 | 1212161.1404
39 | 2668091.3061 | 1212179.8043 | 2668136.137 | 1212119.2341
40 | 2668078.8635 | 1212161.1404 | 2668078.212 | 1212160.1631
41 | 2668027.1328 | 1212216.3993 | 2668025.5717 | 1212216.0881 | 2668004.5043 | 1212217.1845
42 | 2668113.2969 | 1212086.5084 | 2668119.8246 | 1212085.1043 | 2668126.6014 | 1212085.8376 | 2668132.7818 | 1212088.8879 | 2668138.9667 | 1212095.5404 | 2668142.1633 | 1212103.0483
43 | 2667908.3337 | 1212320.2396 | 2667902.6673 | 1212324.7668 | 2667899.2849 | 1212324.8839 | 2667893.3982 | 1212325.4062 | 2667881.6586 | 1212326.8179 | 2667870.9007 | 1212328.0963
44 | 2667908.3796 | 1212320.203 | 2667908.3337 | 1212320.2396
45 | 2667870.9007 | 1212328.0963 | 2667833.1761 | 1212307.4989 | 2667793.9908 | 1212279.7029 | 2667749.9279 | 1212251.8407 | 2667730.9127 | 1212239.5823
46 | 2667908.3796 | 1212320.203 | 2667925.9383 | 1212306.1979 | 2667939.856 | 1212297.9944
47 | 2668076.0269 | 1212286.4457 | 2668067.2156 | 1212290.0424 | 2668058.4828 | 1212293.6117 | 2668044.6795 | 1212298.0904 | 2668044.6795 | 1212298.0904
48 | 2667730.9127 | 1212239.5823 | 2667728.8611 | 1212238.2597 | 2667716.911 | 1212228.7626 | 2667709.532 | 1212220.9706
49 | 2668157.5844 | 1212243.7126 | 2668175.118 | 1212237.5724
50 | 2668258.8162 | 1212218.6758 | 2668264.1427 | 1212217.9808 | 2668276.6299 | 1212214.3436 | 2668292.2494 | 1212208.5521 | 2668308.7645 | 1212199.5244
51 | 2668258.8162 | 1212218.6758 | 2668228.721 | 1212222.6118 | 2668209.8623 | 1212226.1792
52 | 2667843.8441 | 1212115.6878 | 2667852.8691 | 1212118.6055 | 2667869.8067 | 1212121.1552 | 2667887.1354 | 1212120.0517 | 2667890.1443 | 1212119.5951
53 | 2667940.1201 | 1212120.455 | 2667938.6027 | 1212118.9257 | 2667935.7877 | 1212117.2482 | 2667929.3751 | 1212115.2295 | 2667921.1426 | 1212114.8911 | 2667890.1443 | 1212119.5951
54 | 2667940.1201 | 1212120.455 | 2667940.8939 | 1212121.231 | 2667942.3588 | 1212122.693 | 2667944.6975 | 1212130.1688 | 2667945.8993 | 1212138.7211 | 2667943.2651 | 1212147.8523 | 2667937.2655 | 1212154.9329
55 | 2667940.1201 | 1212120.455 | 2667937.6895 | 1212123.0512 | 2667936.8589 | 1212123.9312
56 | 2667940.1201 | 1212120.455 | 2667942.4661 | 1212117.9469 | 2667944.1966 | 1212116.1099 | 2667945.4504 | 1212114.7678 | 2667948.9019 | 1212112.5946 | 2667951.4025 | 1212111.856 | 2667956.0236 | 1212111.0636 | 2667967.7948 | 1212109.5857 | 2667977.6021 | 1212107.6652
57 | 2667778.9435 | 1212087.4903 | 2667771.8862 | 1212080.6837 | 2667770.4026 | 1212074.0374
58 | 2667785.9678 | 1212110.5734 | 2667778.5244 | 1212091.6104 | 2667778.9435 | 1212087.4903
59 | 2667770.4026 | 1212074.0374 | 2667767.9747 | 1212063.1617 | 2667767.25 | 1212060.0376
60 | 2667785.9678 | 1212110.5734 | 2667790.1259 | 1212115.746 | 2667791.9592 | 1212119.5692 | 2667792.7981 | 1212121.3021 | 2667804.6378 | 1212145.935
61 | 2667785.9678 | 1212110.5734 | 2667787.0237 | 1212115.2661 | 2667787.1634 | 1212119.0255 | 2667786.1929 | 1212123.5173 | 2667783.5813 | 1212128.6797 | 2667777.551 | 1212135.1375 | 2667770.8584 | 1212139.2059
62 | 2667937.2655 | 1212154.9329 | 2667930.2941 | 1212159.2784 | 2667919.8612 | 1212162.684 | 2667892.7804 | 1212172.0147
63 | 2667936.8589 | 1212123.9312 | 2667940.0815 | 1212127.8481 | 2667941.7627 | 1212132.3367 | 2667942.1976 | 1212138.1786 | 2667941.2709 | 1212143.4936 | 2667938.983 | 1212147.5701 | 2667934.4607 | 1212151.6989 | 2667931.8016 | 1212153.0297
64 | 2668008.6553 | 1212097.1324 | 2668000.1165 | 1212100.326 | 2667990.6418 | 1212104.3094 | 2667979.5983 | 1212107.2743 | 2667977.6021 | 1212107.6652
65 | 2667764.1644 | 1212046.7638 | 2667765.0991 | 1212050.7658 | 2667767.25 | 1212060.0376
66 | 2667931.8016 | 1212153.0297 | 2667927.7054 | 1212155.0797 | 2667901.1438 | 1212164.8794
67 | 2667827.1524 | 1212191.1581 | 2667822.9208 | 1212183.0939 | 2667815.9447 | 1212169.8286 | 2667812.6143 | 1212162.6974 | 2667809.6323 | 1212156.3262 | 2667804.6378 | 1212145.935
68 | 2667759.9385 | 1212145.8441 | 2667770.8584 | 1212139.2059
69 | 2667853.0455 | 1212185.7055 | 2667892.7804 | 1212172.0147
70 | 2668008.6553 | 1212097.1324 | 2668008.0523 | 1212091.3776 | 2668008.4321 | 1212086.7234 | 2668009.2255 | 1212083.7751
71 | 2668008.6553 | 1212097.1324 | 2668010.3259 | 1212102.5437 | 2668012.3327 | 1212106.4691 | 2668015.0195 | 1212110.0575 | 2668018.1841 | 1212113.051 | 2668021.3903 | 1212115.0665 | 2668025.5105 | 1212116.8924 | 2668029.941 | 1212118.1548
72 | 2667764.1644 | 1212046.7638 | 2667754.7902 | 1212047.2577 | 2667724.6122 | 1212046.4034 | 2667711.2534 | 1212046.5074 | 2667707.9564 | 1212046.9613
73 | 2667764.1644 | 1212046.7638 | 2667763.3316 | 1212043.1633
74 | 2667901.1438 | 1212164.8794 | 2667882.6877 | 1212171.6887 | 2667874.5626 | 1212174.5372
75 | 2667827.1524 | 1212191.1581 | 2667814.3294 | 1212195.6152 | 2667812.4917 | 1212196.7502
76 | 2667827.1524 | 1212191.1581 | 2667846.9997 | 1212184.2001
77 | 2667722.364 | 1212134.6438 | 2667720.1653 | 1212129.5379 | 2667719.2842 | 1212127.5044 | 2667718.1694 | 1212127.9921 | 2667715.1303 | 1212129.314 | 2667713.3512 | 1212130.0832 | 2667712.36 | 1212127.7149 | 2667720.4704 | 1212124.0824 | 2667729.3101 | 1212121.1365 | 2667748.491 | 1212118.1747 | 2667758.1921 | 1212117.6512 | 2667761.3064 | 1212124.4241 | 2667761.3798 | 1212127.9938 | 2667761.4299 | 1212130.2735 | 2667759.3049 | 1212143.4242 | 2667759.9385 | 1212145.8441
78 | 2668113.2969 | 1212086.5084 | 2668048.0394 | 1212112.5767
79 | 2667974.7597 | 1212220.1804 | 2668004.3683 | 1212217.1916 | 2668004.5043 | 1212217.1845
80 | 2668048.2779 | 1212115.2621 | 2668078.212 | 1212160.1631
81 | 2667987.7109 | 1212274.4563 | 2667996.4287 | 1212270.4675 | 2668008.4455 | 1212265.8359
82 | 2667972.9766 | 1212224.5274 | 2667970.2879 | 1212224.8191 | 2667959.1364 | 1212226.6154 | 2667937.343 | 1212230.8254 | 2667909.6371 | 1212237.5638
83 | 2667909.6371 | 1212237.5638 | 2667877.8832 | 1212245.2867
84 | 2667990.3614 | 1212322.8087 | 2667992.2817 | 1212324.3093 | 2667994.5903 | 1212324.4135 | 2668006.7812 | 1212324.7304 | 2668012.1073 | 1212324.7355 | 2668014.8063 | 1212323.2432 | 2668015.4156 | 1212323.1167 | 2668016.1283 | 1212323.2471 | 2668020.3872 | 1212324.8856
85 | 2668136.8721 | 1212457.6863 | 2668134.1856 | 1212458.7451 | 2668131.5017 | 1212458.9146 | 2668127.8576 | 1212458.6728 | 2668120.2227 | 1212456.6066 | 2668110.3511 | 1212452.1467 | 2668104.8668 | 1212448.7041 | 2668096.8787 | 1212442.309 | 2668079.4709 | 1212429.1243 | 2668069.6092 | 1212421.7961 | 2668058.8242 | 1212413.4679 | 2668048.6193 | 1212406.247 | 2668034.1653 | 1212397.1877 | 2668019.7843 | 1212388.396 | 2668010.5354 | 1212382.6092 | 2668008.5915 | 1212380.5079 | 2668013.8375 | 1212376.8766 | 2668011.7484 | 1212375.5186 | 2668009.2914 | 1212371.1101 | 2668008.2461 | 1212365.4947 | 2668020.3872 | 1212324.8856
86 | 2668020.3872 | 1212324.8856 | 2668023.7963 | 1212315.7743 | 2668027.6148 | 1212309.3917
87 | 2668136.8721 | 1212457.6863 | 2668143.3281 | 1212460.5284 | 2668149.5083 | 1212459.5762 | 2668154.4144 | 1212457.0547
88 | 2668044.6795 | 1212298.0904 | 2668034.3097 | 1212303.2976 | 2668027.6148 | 1212309.3917
89 | 2667939.856 | 1212297.9944 | 2667943.5546 | 1212295.8143 | 2667961.6005 | 1212286.4028 | 2667971.2391 | 1212281.9928
90 | 2667709.532 | 1212220.9706 | 2667695.4537 | 1212206.1041
91 | 2668201.2994 | 1212228.4038 | 2668175.118 | 1212237.5724
92 | 2668201.2994 | 1212228.4038 | 2668205.0552 | 1212227.0885 | 2668209.8623 | 1212226.1792
93 | 2667846.9997 | 1212184.2001 | 2667874.5626 | 1212174.5372
94 | 2667812.4917 | 1212196.7502 | 2667807.7718 | 1212199.6654 | 2667802.6872 | 1212204.4772 | 2667799.0022 | 1212209.8165 | 2667798.6147 | 1212210.7834
95 | 2667795.2587 | 1212226.9957 | 2667795.2587 | 1212226.9957 | 2667795.3039 | 1212223.016 | 2667796.2653 | 1212216.6452 | 2667798.6147 | 1212210.7834
96 | 2667974.7597 | 1212220.1804 | 2667973.2947 | 1212220.3283 | 2667941.525 | 1212225.881 | 2667939.5979 | 1212226.3589
97 | 2667939.5979 | 1212226.3589 | 2667895.7719 | 1212237.2272
98 | 2667895.7719 | 1212237.2272 | 2667854.5045 | 1212247.461
99 | 2667817.0404 | 1212250.7737 | 2667822.2436 | 1212252.6517 | 2667830.2412 | 1212252.9205 | 2667840.7497 | 1212250.8721 | 2667854.5045 | 1212247.461
100 | 2667818.4344 | 1212037.8534 | 2667819.3935 | 1212037.619 | 2667855.9062 | 1212026.37
101 | 2667888.7451 | 1212016.2527 | 2667855.9062 | 1212026.37
102 | 2667905.8508 | 1212005.1822 | 2667899.5389 | 1212010.9917 | 2667890.9463 | 1212015.5746 | 2667888.7451 | 1212016.2527
103 | 2667902.3133 | 1212001.5619 | 2667905.1522 | 1212004.4738 | 2667905.8508 | 1212005.1822
104 | 2667763.3316 | 1212043.1633 | 2667759.6488 | 1212027.5784 | 2667753.7477 | 1212008.6107 | 2667758.91 | 1212002.9881 | 2667756.1172 | 1211990.9572
105 | 2667763.3316 | 1212043.1633 | 2667782.5288 | 1212041.4173
106 | 2667763.3316 | 1212043.1633 | 2667741.3569 | 1212043.665
107 | 2667902.3133 | 1212001.5619 | 2667899.9097 | 1211999.1108 | 2667899.504 | 1211998.7059 | 2667900.4415 | 1211996.4485 | 2667900.6333 | 1211994.2827 | 2667899.908 | 1211991.9174
108 | 2667902.3133 | 1212001.5619 | 2667899.2202 | 1212005.6181 | 2667894.2921 | 1212009.3421 | 2667886.0252 | 1212013.3394 | 2667884.2583 | 1212013.885
109 | 2667749.131 | 1211960.862 | 2667756.1172 | 1211990.9572
110 | 2667817.8213 | 1212034.1743 | 2667809.6434 | 1212036.4186 | 2667791.8011 | 1212040.5739 | 2667782.5288 | 1212041.4173
111 | 2667896.4633 | 1211964.1276 | 2667912.0386 | 1211959.5687
112 | 2667896.4633 | 1211964.1276 | 2667893.3135 | 1211965.1591 | 2667903.2628 | 1211990.9105 | 2667900.7849 | 1211991.6495 | 2667899.908 | 1211991.9174
113 | 2667899.908 | 1211991.9174 | 2667899.2342 | 1211989.7084 | 2667888.9883 | 1211963.9758 | 2667884.9114 | 1211953.7175
114 | 2667955.056 | 1212016.6273 | 2667954.9178 | 1212016.0809 | 2667954.3151 | 1212013.6281 | 2667953.6613 | 1212010.9968 | 2667953.5016 | 1212010.339
115 | 2667953.5016 | 1212010.339 | 2667953.9427 | 1212010.2996 | 2667959.2175 | 1212008.8108
116 | 2667955.056 | 1212016.6273 | 2667966.1238 | 1212037.4887
117 | 2667955.056 | 1212016.6273 | 2667962.0986 | 1212014.7063 | 2667997.2904 | 1212002.9391
118 | 2667985.4642 | 1212073.9426 | 2667966.1238 | 1212037.4887
119 | 2667851.0823 | 1212024.196 | 2667861.4039 | 1212020.9419 | 2667884.2583 | 1212013.885
120 | 2667803.64 | 1211946.9503 | 2667806.1515 | 1211959.2865 | 2667806.2016 | 1211963.5675 | 2667806.0178 | 1211971.7647
121 | 2667749.131 | 1211960.862 | 2667779.9851 | 1211953.0743 | 2667803.64 | 1211946.9503
122 | 2667806.0012 | 1211972.5041 | 2667806.0178 | 1211971.7647
123 | 2667851.0823 | 1212024.196 | 2667830.261 | 1212030.7605 | 2667817.8213 | 1212034.1743
124 | 2668048.2779 | 1212115.2621 | 2668039.7033 | 1212118.2662 | 2668035.0869 | 1212118.6472 | 2668029.941 | 1212118.1548
125 | 2668009.2255 | 1212083.7751 | 2668010.4839 | 1212080.0316 | 2668012.4919 | 1212076.5189 | 2668019.1482 | 1212069.8351 | 2668027.0475 | 1212062.5853
126 | 2668009.2255 | 1212083.7751 | 2667985.4642 | 1212073.9426
127 | 2668308.7645 | 1212199.5244 | 2668315.523 | 1212195.2103 | 2668313.2269 | 1212192.0264 | 2668313.2481 | 1212190.1811 | 2668316.6779 | 1212187.2519 | 2668318.9445 | 1212186.3884
128 | 2668318.9445 | 1212186.3884 | 2668319.6618 | 1212186.1187 | 2668322.3784 | 1212187.0837 | 2668326.2711 | 1212190.1858 | 2668330.4131 | 1212190.7558 | 2668334.1505 | 1212192.811 | 2668339.6163 | 1212197.2096 | 2668341.1924 | 1212198.9065 | 2668342.3497 | 1212202.6777 | 2668342.2898 | 1212204.5893 | 2668341.8878 | 1212209.8324 | 2668341.2491 | 1212224.4564 | 2668330.8261 | 1212229.8972
129 | 2667807.5979 | 1212250.0463 | 2667804.6054 | 1212247.6036 | 2667801.2477 | 1212243.5407 | 2667797.769 | 1212237.4196 | 2667796.2674 | 1212232.4995 | 2667795.2587 | 1212226.9957
130 | 2667807.5979 | 1212250.0463 | 2667809.0394 | 1212251.2229 | 2667813.7801 | 1212253.934 | 2667819.0475 | 1212255.7617 | 2667824.9496 | 1212256.5626 | 2667830.7904 | 1212256.7403 | 2667833.7522 | 1212256.0199
131 | 2667877.8832 | 1212245.2867 | 2667833.7522 | 1212256.0199
132 | 2667722.364 | 1212134.6438 | 2667717.2533 | 1212136.9059
133 | 2668154.4144 | 1212457.0547 | 2668161.8664 | 1212453.2245
134 | 2667987.7109 | 1212274.4563 | 2667971.2391 | 1212281.9928
135 | 2668318.9906 | 1212236.0754 | 2668330.8261 | 1212229.8972

## bus_geodata
| x | y | coords
0 | 2668474.0451 | 1212328.1335
1 | 2668440.6919 | 1212341.3594
2 | 2668430.4594 | 1212357.3395
3 | 2668401.2278 | 1212338.3702
4 | 2668384.428 | 1212343.782
5 | 2668370.0413 | 1212352.0546
6 | 2668309.5292 | 1212354.6651
7 | 2668256.9627 | 1212363.2666
8 | 2668194.3392 | 1212344.2611
9 | 2668327.6806 | 1212109.6128
10 | 2668301.4425 | 1212119.0021
11 | 2668272.2104 | 1212131.1746
12 | 2668223.5518 | 1212151.3628
13 | 2668255.5503 | 1212106.0937
14 | 2668200.4084 | 1212161.0498
15 | 2668206.0652 | 1212144.7608
16 | 2668175.1263 | 1212172.1571
17 | 2668113.3172 | 1212252.3451
18 | 2668099.8108 | 1212272.8903
19 | 2668104.6365 | 1212222.0827
20 | 2668138.424 | 1212250.4225
21 | 2668095.0597 | 1212205.0739
22 | 2668056.785 | 1212241.3265
23 | 2668122.2954 | 1212209.0641
24 | 2668256.984 | 1212208.8154
25 | 2668257.8236 | 1212213.1277
26 | 2668234.1197 | 1212212.9827
27 | 2668272.996 | 1212201.5875
28 | 2668041.374 | 1212254.6275
29 | 2668047.4191 | 1212223.8087
30 | 2668091.3061 | 1212179.8043
31 | 2668078.8635 | 1212161.1404
32 | 2668136.137 | 1212119.2341
33 | 2668027.1328 | 1212216.3993
34 | 2668142.1633 | 1212103.0483
35 | 2668253.7547 | 1212097.9762
36 | 2668208.9701 | 1212139.2453
37 | 2667908.3337 | 1212320.2396
38 | 2667870.9007 | 1212328.0963
39 | 2667908.3796 | 1212320.2029
40 | 2668152.7879 | 1212186.2252
41 | 2668076.0269 | 1212286.4457
42 | 2667730.9127 | 1212239.5823
43 | 2668157.5844 | 1212243.7126
44 | 2668258.8162 | 1212218.6758
45 | 2667843.8441 | 1212115.6878
46 | 2667890.1443 | 1212119.5951
47 | 2667940.1201 | 1212120.455
48 | 2667778.9435 | 1212087.4903
49 | 2667770.4025 | 1212074.0374
50 | 2667785.9678 | 1212110.5734
51 | 2667937.2655 | 1212154.9329
52 | 2667936.8589 | 1212123.9312
53 | 2667977.6021 | 1212107.6652
54 | 2667767.25 | 1212060.0376
55 | 2667931.8016 | 1212153.0297
56 | 2667804.6378 | 1212145.935
57 | 2667770.8584 | 1212139.2059
58 | 2667892.7804 | 1212172.0147
59 | 2668008.6553 | 1212097.1324
60 | 2667707.9564 | 1212046.9613
61 | 2667764.1644 | 1212046.7638
62 | 2667901.1438 | 1212164.8794
63 | 2667827.1524 | 1212191.1581
64 | 2667759.9385 | 1212145.8441
65 | 2668113.2969 | 1212086.5084
66 | 2668048.0394 | 1212112.5767
67 | 2668004.5043 | 1212217.1845
68 | 2668078.212 | 1212160.1631
69 | 2668008.4455 | 1212265.8359
70 | 2667972.9766 | 1212224.5274
71 | 2667909.6371 | 1212237.5638
72 | 2668020.3872 | 1212324.8856
73 | 2667990.3614 | 1212322.8087
74 | 2668136.8721 | 1212457.6863
75 | 2668027.6148 | 1212309.3917
76 | 2667939.856 | 1212297.9944
77 | 2667709.532 | 1212220.9706
78 | 2668175.118 | 1212237.5724
79 | 2668201.2994 | 1212228.4038
80 | 2668209.8623 | 1212226.1792
81 | 2668044.6795 | 1212298.0904
82 | 2667874.5626 | 1212174.5372
83 | 2667846.9997 | 1212184.2001
84 | 2667812.4917 | 1212196.7502
85 | 2667798.6147 | 1212210.7834
86 | 2667974.7597 | 1212220.1804
87 | 2667939.5979 | 1212226.3589
88 | 2667895.7719 | 1212237.2272
89 | 2667854.5045 | 1212247.461
90 | 2667855.9062 | 1212026.37
91 | 2667818.4344 | 1212037.8534
92 | 2667888.7451 | 1212016.2527
93 | 2667905.8508 | 1212005.1822
94 | 2667763.3316 | 1212043.1633
95 | 2667902.3133 | 1212001.5619
96 | 2667756.1172 | 1211990.9572
97 | 2667782.5288 | 1212041.4173
98 | 2667741.3569 | 1212043.665
99 | 2667896.4633 | 1211964.1276
100 | 2667912.0386 | 1211959.5687
101 | 2667899.908 | 1211991.9174
102 | 2667953.5016 | 1212010.339
103 | 2667955.056 | 1212016.6273
104 | 2667959.2175 | 1212008.8108
105 | 2667966.1238 | 1212037.4887
106 | 2667997.2904 | 1212002.9391
107 | 2667884.2583 | 1212013.885
108 | 2667803.64 | 1211946.9503
109 | 2667806.0178 | 1211971.7647
110 | 2667749.131 | 1211960.862
111 | 2667884.9114 | 1211953.7175
112 | 2667817.0404 | 1212250.7737
113 | 2667817.8213 | 1212034.1743
114 | 2668048.2779 | 1212115.2621
115 | 2668029.941 | 1212118.1548
116 | 2668009.2255 | 1212083.7751
117 | 2668027.0475 | 1212062.5853
118 | 2667985.4642 | 1212073.9426
119 | 2667851.0823 | 1212024.196
120 | 2667806.0012 | 1211972.5041
121 | 2668308.7645 | 1212199.5244
122 | 2668318.9445 | 1212186.3884
123 | 2667795.2587 | 1212226.9957
124 | 2667807.5979 | 1212250.0463
125 | 2667833.7522 | 1212256.0199
126 | 2667877.8832 | 1212245.2867
127 | 2667717.2533 | 1212136.9059
128 | 2667722.364 | 1212134.6438
129 | 2667853.0455 | 1212185.7055
130 | 2667695.4537 | 1212206.1041
131 | 2668154.4144 | 1212457.0547
132 | 2668161.8664 | 1212453.2245
133 | 2667987.7109 | 1212274.4563
134 | 2667971.2391 | 1212281.9928
135 | 2668330.8261 | 1212229.8972
136 | 2668318.9906 | 1212236.0754
137 | 2668047.4191 | 1212223.8087

## line_std_types
| c_nf_per_km | r_ohm_per_km | x_ohm_per_km | max_i_ka | type | q_mm2 | alpha | voltage_rating
NAYY 4x50 SE | 210 | 0.642 | 0.083 | 0.142 | cs | 50 | 0.00403 | LV
NAYY 4x120 SE | 264 | 0.225 | 0.08 | 0.242 | cs | 120 | 0.00403 | LV
NAYY 4x150 SE | 261 | 0.208 | 0.08 | 0.27 | cs | 150 | 0.00403 | LV
NA2XS2Y 1x95 RM/25 12/20 kV | 216 | 0.313 | 0.132 | 0.252 | cs | 95 | 0.00403 | MV
NA2XS2Y 1x185 RM/25 12/20 kV | 273 | 0.161 | 0.117 | 0.362 | cs | 185 | 0.00403 | MV
NA2XS2Y 1x240 RM/25 12/20 kV | 304 | 0.122 | 0.112 | 0.421 | cs | 240 | 0.00403 | MV
NA2XS2Y 1x95 RM/25 6/10 kV | 315 | 0.313 | 0.123 | 0.249 | cs | 95 | 0.00403 | MV
NA2XS2Y 1x185 RM/25 6/10 kV | 406 | 0.161 | 0.11 | 0.358 | cs | 185 | 0.00403 | MV
NA2XS2Y 1x240 RM/25 6/10 kV | 456 | 0.122 | 0.105 | 0.416 | cs | 240 | 0.00403 | MV
NA2XS2Y 1x150 RM/25 12/20 kV | 250 | 0.206 | 0.116 | 0.319 | cs | 150 | 0.00403 | MV
NA2XS2Y 1x120 RM/25 12/20 kV | 230 | 0.253 | 0.119 | 0.283 | cs | 120 | 0.00403 | MV
NA2XS2Y 1x70 RM/25 12/20 kV | 190 | 0.443 | 0.132 | 0.22 | cs | 70 | 0.00403 | MV
NA2XS2Y 1x150 RM/25 6/10 kV | 360 | 0.206 | 0.11 | 0.315 | cs | 150 | 0.00403 | MV
NA2XS2Y 1x120 RM/25 6/10 kV | 340 | 0.253 | 0.113 | 0.28 | cs | 120 | 0.00403 | MV
NA2XS2Y 1x70 RM/25 6/10 kV | 280 | 0.443 | 0.123 | 0.217 | cs | 70 | 0.00403 | MV
N2XS(FL)2Y 1x120 RM/35 64/110 kV | 112 | 0.153 | 0.166 | 0.366 | cs | 120 | 0.00393 | HV
N2XS(FL)2Y 1x185 RM/35 64/110 kV | 125 | 0.099 | 0.156 | 0.457 | cs | 185 | 0.00393 | HV
N2XS(FL)2Y 1x240 RM/35 64/110 kV | 135 | 0.075 | 0.149 | 0.526 | cs | 240 | 0.00393 | HV
N2XS(FL)2Y 1x300 RM/35 64/110 kV | 144 | 0.06 | 0.144 | 0.588 | cs | 300 | 0.00393 | HV
15-AL1/3-ST1A 0.4 | 11 | 1.8769 | 0.35 | 0.105 | ol | 16 | 0.00403 | LV
24-AL1/4-ST1A 0.4 | 11.25 | 1.2012 | 0.335 | 0.14 | ol | 24 | 0.00403 | LV
48-AL1/8-ST1A 0.4 | 12.2 | 0.5939 | 0.3 | 0.21 | ol | 48 | 0.00403 | LV
94-AL1/15-ST1A 0.4 | 13.2 | 0.306 | 0.29 | 0.35 | ol | 94 | 0.00403 | LV
34-AL1/6-ST1A 10.0 | 9.7 | 0.8342 | 0.36 | 0.17 | ol | 34 | 0.00403 | MV
48-AL1/8-ST1A 10.0 | 10.1 | 0.5939 | 0.35 | 0.21 | ol | 48 | 0.00403 | MV
70-AL1/11-ST1A 10.0 | 10.4 | 0.4132 | 0.339 | 0.29 | ol | 70 | 0.00403 | MV
94-AL1/15-ST1A 10.0 | 10.75 | 0.306 | 0.33 | 0.35 | ol | 94 | 0.00403 | MV
122-AL1/20-ST1A 10.0 | 11.1 | 0.2376 | 0.323 | 0.41 | ol | 122 | 0.00403 | MV
149-AL1/24-ST1A 10.0 | 11.25 | 0.194 | 0.315 | 0.47 | ol | 149 | 0.00403 | MV
34-AL1/6-ST1A 20.0 | 9.15 | 0.8342 | 0.382 | 0.17 | ol | 34 | 0.00403 | MV
48-AL1/8-ST1A 20.0 | 9.5 | 0.5939 | 0.372 | 0.21 | ol | 48 | 0.00403 | MV
70-AL1/11-ST1A 20.0 | 9.7 | 0.4132 | 0.36 | 0.29 | ol | 70 | 0.00403 | MV
94-AL1/15-ST1A 20.0 | 10 | 0.306 | 0.35 | 0.35 | ol | 94 | 0.00403 | MV
122-AL1/20-ST1A 20.0 | 10.3 | 0.2376 | 0.344 | 0.41 | ol | 122 | 0.00403 | MV
149-AL1/24-ST1A 20.0 | 10.5 | 0.194 | 0.337 | 0.47 | ol | 149 | 0.00403 | MV
184-AL1/30-ST1A 20.0 | 10.75 | 0.1571 | 0.33 | 0.535 | ol | 184 | 0.00403 | MV
243-AL1/39-ST1A 20.0 | 11 | 0.1188 | 0.32 | 0.645 | ol | 243 | 0.00403 | MV
48-AL1/8-ST1A 110.0 | 8 | 0.5939 | 0.46 | 0.21 | ol | 48 | 0.00403 | HV
70-AL1/11-ST1A 110.0 | 8.4 | 0.4132 | 0.45 | 0.29 | ol | 70 | 0.00403 | HV
94-AL1/15-ST1A 110.0 | 8.65 | 0.306 | 0.44 | 0.35 | ol | 94 | 0.00403 | HV
122-AL1/20-ST1A 110.0 | 8.5 | 0.2376 | 0.43 | 0.41 | ol | 122 | 0.00403 | HV
149-AL1/24-ST1A 110.0 | 8.75 | 0.194 | 0.41 | 0.47 | ol | 149 | 0.00403 | HV
184-AL1/30-ST1A 110.0 | 8.8 | 0.1571 | 0.4 | 0.535 | ol | 184 | 0.00403 | HV
243-AL1/39-ST1A 110.0 | 9 | 0.1188 | 0.39 | 0.645 | ol | 243 | 0.00403 | HV
305-AL1/39-ST1A 110.0 | 9.2 | 0.0949 | 0.38 | 0.74 | ol | 305 | 0.00403 | HV
490-AL1/64-ST1A 110.0 | 9.75 | 0.059 | 0.37 | 0.96 | ol | 490 | 0.00403 | HV
679-AL1/86-ST1A 110.0 | 9.95 | 0.042 | 0.36 | 1.15 | ol | 679 | 0.00403 | HV
490-AL1/64-ST1A 220.0 | 10 | 0.059 | 0.285 | 0.96 | ol | 490 | 0.00403 | HV
679-AL1/86-ST1A 220.0 | 11.7 | 0.042 | 0.275 | 1.15 | ol | 679 | 0.00403 | HV
490-AL1/64-ST1A 380.0 | 11 | 0.059 | 0.253 | 0.96 | ol | 490 | 0.00403 | HV
679-AL1/86-ST1A 380.0 | 14.6 | 0.042 | 0.25 | 1.15 | ol | 679 | 0.00403 | HV

## trafo_std_types
| i0_percent | pfe_kw | vkr_percent | sn_mva | vn_lv_kv | vn_hv_kv | vk_percent | shift_degree | vector_group | tap_side | tap_neutral | tap_min | tap_max | tap_step_degree | tap_step_percent | tap_phase_shifter
160 MVA 380/110 kV | 0.06 | 60 | 0.25 | 160 | 110 | 380 | 12.2 | 0 | Yy0 | hv | 0 | -9 | 9 | 0 | 1.5 | FALSE
100 MVA 220/110 kV | 0.06 | 55 | 0.26 | 100 | 110 | 220 | 12 | 0 | Yy0 | hv | 0 | -9 | 9 | 0 | 1.5 | FALSE
63 MVA 110/20 kV | 0.04 | 22 | 0.32 | 63 | 20 | 110 | 18 | 150 | YNd5 | hv | 0 | -9 | 9 | 0 | 1.5 | FALSE
40 MVA 110/20 kV | 0.05 | 18 | 0.34 | 40 | 20 | 110 | 16.2 | 150 | YNd5 | hv | 0 | -9 | 9 | 0 | 1.5 | FALSE
25 MVA 110/20 kV | 0.07 | 14 | 0.41 | 25 | 20 | 110 | 12 | 150 | YNd5 | hv | 0 | -9 | 9 | 0 | 1.5 | FALSE
63 MVA 110/10 kV | 0.04 | 22 | 0.32 | 63 | 10 | 110 | 18 | 150 | YNd5 | hv | 0 | -9 | 9 | 0 | 1.5 | FALSE
40 MVA 110/10 kV | 0.05 | 18 | 0.34 | 40 | 10 | 110 | 16.2 | 150 | YNd5 | hv | 0 | -9 | 9 | 0 | 1.5 | FALSE
25 MVA 110/10 kV | 0.07 | 14 | 0.41 | 25 | 10 | 110 | 12 | 150 | YNd5 | hv | 0 | -9 | 9 | 0 | 1.5 | FALSE
0.25 MVA 20/0.4 kV | 0.32 | 0.8 | 1.44 | 0.25 | 0.4 | 20 | 6 | 150 | Yzn5 | hv | 0 | -2 | 2 | 0 | 2.5 | FALSE
0.4 MVA 20/0.4 kV | 0.3375 | 1.35 | 1.425 | 0.4 | 0.4 | 20 | 6 | 150 | Dyn5 | hv | 0 | -2 | 2 | 0 | 2.5 | FALSE
0.63 MVA 20/0.4 kV | 0.2619 | 1.65 | 1.206 | 0.63 | 0.4 | 20 | 6 | 150 | Dyn5 | hv | 0 | -2 | 2 | 0 | 2.5 | FALSE
0.25 MVA 10/0.4 kV | 0.24 | 0.6 | 1.2 | 0.25 | 0.4 | 10 | 4 | 150 | Dyn5 | hv | 0 | -2 | 2 | 0 | 2.5 | FALSE
0.4 MVA 10/0.4 kV | 0.2375 | 0.95 | 1.325 | 0.4 | 0.4 | 10 | 4 | 150 | Dyn5 | hv | 0 | -2 | 2 | 0 | 2.5 | FALSE
0.63 MVA 10/0.4 kV | 0.1873 | 1.18 | 1.0794 | 0.63 | 0.4 | 10 | 4 | 150 | Dyn5 | hv | 0 | -2 | 2 | 0 | 2.5 | FALSE

## trafo3w_std_types
| sn_hv_mva | sn_mv_mva | sn_lv_mva | vn_hv_kv | vn_mv_kv | vn_lv_kv | vk_hv_percent | vk_mv_percent | vk_lv_percent | vkr_hv_percent | vkr_mv_percent | vkr_lv_percent | pfe_kw | i0_percent | shift_mv_degree | shift_lv_degree | vector_group | tap_side | tap_neutral | tap_min | tap_max | tap_step_percent
63/25/38 MVA 110/20/10 kV | 63 | 25 | 38 | 110 | 20 | 10 | 10.4 | 10.4 | 10.4 | 0.28 | 0.32 | 0.35 | 35 | 0.89 | 0 | 0 | YN0yn0yn0 | hv | 0 | -10 | 10 | 1.2
63/25/38 MVA 110/10/10 kV | 63 | 25 | 38 | 110 | 10 | 10 | 10.4 | 10.4 | 10.4 | 0.28 | 0.32 | 0.35 | 35 | 0.89 | 0 | 0 | YN0yn0yn0 | hv | 0 | -10 | 10 | 1.2

## fuse_std_types
| fuse_type | i_rated_a | t_avg | t_min | t_total | x_avg | x_min | x_total
HV 100A | HV 100A | 100 | 0 | [10.0, 3.64, 0.854, 0.281, 0.1, 0.0531, 0.022, 0.01] | [10.0, 4.267, 1.21, 0.403, 0.1, 0.058, 0.022, 0.01] | 0 | [300.0, 350.0, 450.0, 550.0, 700.0, 850.0, 1200.0, 1752.0] | [600.0, 700.0, 900.0, 1150.0, 1665.0, 2000.0, 3000.0, 4313.0]
HV 10A | HV 10A | 10 | 0 | [10.0, 1675.0, 0.344, 0.156, 0.1, 0.0417, 0.0171, 0.01] | [10.0, 1.3, 0.3, 0.155, 0.1, 0.0555, 0.023, 0.01] | 0 | [30.0, 32.0, 35.0, 37.0, 39.0, 50.0, 70.0, 88.0] | [60.0, 70.0, 80.0, 87.0, 94.0, 110.0, 150.0, 216.0]
HV 125A | HV 125A | 125 | 0 | [10.0, 1.82, 0.344, 0.1, 0.0467, 0.0269, 0.01] | [10.0, 2.478, 0.426, 0.1, 0.0427, 0.0211, 0.01] | 0 | [375.0, 500.0, 700.0, 925.0, 1200.0, 1500.0, 2341.0] | [750.0, 1000.0, 1500.0, 2200.0, 3000.0, 4000.0, 5765.0]
HV 160A | HV 160A | 160 | 0 | [10.0, 4.15, 1.03, 0.198, 0.1, 0.051, 0.0172, 0.01] | [10.0, 2.3, 0.734, 0.274, 0.1, 0.046, 0.0177, 0.01] | 0 | [480.0, 550.0, 700.0, 1000.0, 1260.0, 1600.0, 2500.0, 3227.0] | [960.0, 1300.0, 1700.0, 2200.0, 2996.0, 4000.0, 6000.0, 7946.0]
HV 16A | HV 16A | 16 | 0 | [10.0, 0.352, 0.164, 0.1, 0.0649, 0.0342, 0.01] | [10.0, 2.34, 0.722, 0.181, 0.1, 0.055, 0.0296, 0.01] | 0 | [48.0, 60.0, 65.0, 71.0, 80.0, 100.0, 162.0] | [96.0, 110.0, 125.0, 150.0, 168.0, 200.0, 250.0, 398.0]
HV 200A | HV 200A | 200 | 0 | [10.0, 4.267, 1.21, 0.403, 0.1, 0.058, 0.022, 0.01] | [10.0, 3.73, 1.654, 0.328, 0.1, 0.0531, 0.019, 0.01] | 0 | [600.0, 700.0, 900.0, 1150.0, 1665.0, 2000.0, 3000.0, 4313.0] | [1200.0, 1500.0, 1800.0, 2700.0, 3960.0, 5000.0, 7500.0, 10620.0]
HV 20A | HV 20A | 20 | 0 | [10.0, 1.3, 0.3, 0.155, 0.1, 0.0555, 0.023, 0.01] | [10.0, 1.3, 0.161, 0.1, 0.0611, 0.0399, 0.0141, 0.01] | 0 | [60.0, 70.0, 80.0, 87.0, 94.0, 110.0, 150.0, 216.0] | [120.0, 150.0, 200.0, 223.0, 260.0, 300.0, 450.0, 532.0]
HV 25A | HV 25A | 25 | 0 | [10.0, 2.512, 0.833, 0.299, 0.1, 0.0372, 0.0223, 0.01] | [10.0, 3.125, 0.597, 0.198, 0.1, 0.0378, 0.022, 0.01] | 0 | [75.0, 82.0, 90.0, 100.0, 124.0, 170.0, 200.0, 289.0] | [150.0, 170.0, 210.0, 250.0, 294.0, 400.0, 500.0, 711.0]
HV 31.5A | HV 31.5A | 31.5 | 0 | [10.0, 2.34, 0.722, 0.181, 0.1, 0.055, 0.0296, 0.01] | [10.0, 2.84, 0.368, 0.164, 0.1, 0.0621, 0.0378, 0.0195, 0.01] | 0 | [95.0, 110.0, 125.0, 150.0, 165.0, 200.0, 250.0, 390.0] | [189.0, 220.0, 300.0, 350.0, 393.0, 450.0, 530.0, 700.0, 960.0]
HV 40A | HV 40A | 40 | 0 | [10.0, 1.3, 0.161, 0.1, 0.0611, 0.0399, 0.0141, 0.01] | [10.0, 2.05, 0.369, 0.198, 0.1, 0.051, 0.0298, 0.01] | 0 | [120.0, 150.0, 200.0, 223.0, 260.0, 300.0, 450.0, 532.0] | [240.0, 300.0, 400.0, 450.0, 530.0, 650.0, 800.0, 1311.0]
HV 50A | HV 50A | 50 | 0 | [10.0, 3.215, 0.597, 0.198, 0.1, 0.0378, 0.022, 0.01] | [10.0, 3.64, 0.854, 0.281, 0.1, 0.0531, 0.022, 0.01] | 0 | [150.0, 170.0, 210.0, 250.0, 294.0, 400.0, 500.0, 711.0] | [300.0, 350.0, 450.0, 550.0, 700.0, 850.0, 1200.0, 1752.0]
HV 6.3A | HV 6.3A | 6.3 | 0 | [10.0, 1.39, 0.344, 0.168, 0.1, 0.056, 0.0263, 0.01] | [10.0, 1.711, 0.516, 0.198, 0.1, 0.0634, 0.0303, 0.01] | 0 | [19.0, 19.5, 20.4, 20.8, 22.0, 25.0, 32.0, 48.0] | [38.0, 40.0, 43.0, 48.0, 53.0, 60.0, 75.0, 118.0]
HV 63A | HV 63A | 63 | 0 | [10.0, 2.84, 0.368, 0.164, 0.1, 0.0621, 0.0378, 0.0195, 0.01] | [10.0, 1.82, 0.344, 0.1, 0.0467, 0.0269, 0.01] | 0 | [189.0, 220.0, 300.0, 350.0, 393.0, 450.0, 530.0, 700.0, 961.0] | [378.0, 500.0, 700.0, 934.0, 1200.0, 1500.0, 2366.0]
HV 80A | HV 80A | 80 | 0 | [10.0, 2.05, 0.369, 0.198, 0.1, 0.051, 0.0298, 0.01] | [10.0, 4.15, 1.03, 0.198, 0.1, 0.051, 0.0172, 0.01] | 0 | [240.0, 300.0, 400.0, 450.0, 530.0, 650.0, 800.0, 1311.0] | [480.0, 550.0, 700.0, 1000.0, 1260.0, 1600.0, 2500.0, 3227.0]
Siemens NH-1-100 | Siemens NH-1-100 | 100 | [5400.0, 2000.0, 400.0, 20.0, 1.0, 0.2, 0.012, 0.004] | 0 | 0 | [150.0, 190.0, 250.0, 430.0, 900.0, 1250.0, 2700.0, 3600.0] | 0 | 0
Siemens NH-1-125 | Siemens NH-1-125 | 125 | [4800.0, 120.0, 7.0, 0.1, 0.004] | 0 | 0 | [180.0, 400.0, 740.0, 2000.0, 4250.0] | 0 | 0
Siemens NH-1-16 | Siemens NH-1-16 | 16 | [4000.0, 400.0, 2.0, 0.1, 0.04, 0.01] | 0 | 0 | [26.0, 35.0, 75.0, 150.0, 200.0, 300.0] | 0 | 0
Siemens NH-1-160 | Siemens NH-1-160 | 160 | [4800.0, 120.0, 7.0, 0.1, 0.004] | 0 | 0 | [210.0, 500.0, 900.0, 2300.0, 5000.0] | 0 | 0
Siemens NH-1-25 | Siemens NH-1-25 | 25 | [4000.0, 1000.0, 10.0, 0.2, 0.02, 0.01] | 0 | 0 | [40.0, 50.0, 100.0, 210.0, 400.0, 500.0] | 0 | 0
Siemens NH-1-50 | Siemens NH-1-50 | 50 | [4000.0, 40.0, 4.0, 1.0, 0.02, 0.01] | 0 | 0 | [86.0, 200.0, 300.0, 400.0, 1000.0, 1280.0] | 0 | 0
Siemens NH-1-63 | Siemens NH-1-63 | 63 | [4000.0, 100.0, 10.0, 2.0, 0.04, 0.01] | 0 | 0 | [100.0, 200.0, 300.0, 400.0, 1000.0, 1500.0] | 0 | 0
Siemens NH-1-80 | Siemens NH-1-80 | 80 | [4800.0, 120.0, 7.0, 0.1, 0.01] | 0 | 0 | [150.58, 250.0, 450.0, 1150.0, 2470.0] | 0 | 0
Siemens NH-2-1000 | Siemens NH-2-1000 | 1000 | [4800.0, 120.0, 7.0, 0.1, 0.004] | 0 | 0 | [1900.0, 3500.0, 8400.0, 24000.0, 52000.0] | 0 | 0
Siemens NH-2-200 | Siemens NH-2-200 | 200 | [4800.0, 120.0, 7.0, 0.1, 0.004] | 0 | 0 | [280.0, 650.0, 1200.0, 3000.0, 7000.0] | 0 | 0
Siemens NH-2-224 | Siemens NH-2-224 | 224 | [4800.0, 120.0, 7.0, 0.2, 0.04, 0.004] | 0 | 0 | [400.0, 750.0, 1453.0, 3025.0, 4315.0, 7600.0] | 0 | 0
Siemens NH-2-250 | Siemens NH-2-250 | 250 | [4800.0, 120.0, 7.0, 0.1, 0.004] | 0 | 0 | [450.0, 800.0, 1650.0, 4000.0, 8500.0] | 0 | 0
Siemens NH-2-315 | Siemens NH-2-315 | 315 | [4800.0, 120.0, 7.0, 0.1, 0.004] | 0 | 0 | [550.0, 920.0, 1900.0, 5000.0, 11000.0] | 0 | 0
Siemens NH-2-355 | Siemens NH-2-355 | 355 | [4800.0, 120.0, 6.0, 0.1, 0.004] | 0 | 0 | [650.0, 1116.27, 2350.0, 5840.0, 12790.0] | 0 | 0
Siemens NH-2-400 | Siemens NH-2-400 | 400 | [4800.0, 120.0, 7.0, 0.1, 0.004] | 0 | 0 | [720.0, 1350.0, 2800.0, 6500.0, 15000.0] | 0 | 0
Siemens NH-2-425 | Siemens NH-2-425 | 425 | [4800.0, 120.0, 7.0, 0.1, 0.004] | 0 | 0 | [850.0, 1500.0, 3050.0, 7500.0, 16500.0] | 0 | 0
Siemens NH-2-630 | Siemens NH-2-630 | 630 | [4800.0, 120.0, 7.0, 0.1, 0.004] | 0 | 0 | [1200.0, 2000.0, 4800.0, 12000.0, 26000.0] | 0 | 0

## res_bus
| vm_pu | va_degree | p_mw | q_mvar
0 | 0.97032 | -0.57343 | 0.012783 | 0.0032037
1 | 0.97078 | -0.56437 | 0.0065708 | 0.0016468
2 | 0.97112 | -0.55758 | 0 | 0
3 | 0.97177 | -0.54474 | 0 | 0
4 | 0.97211 | -0.53804 | 0.0031895 | 0.00079936
5 | 0.97247 | -0.53081 | 0 | 0
6 | 0.97377 | -0.50525 | 0.0025846 | 0.00064776
7 | 0.97503 | -0.48056 | 0.0066708 | 0.0016719
8 | 0.97698 | -0.44223 | 0 | 0
9 | 0.98307 | -0.32467 | 0.0039598 | 0.00099242
10 | 0.98317 | -0.32268 | 0.0096777 | 0.0024255
11 | 0.98357 | -0.3149 | 0 | 0
12 | 0.98475 | -0.2918 | 0.0033462 | 0.00083865
13 | 0.98324 | -0.3214 | 0.0063898 | 0.0016014
14 | 0.9854 | -0.27931 | 0 | 0
15 | 0.98526 | -0.28194 | 0.0035827 | 0.0008979
16 | 0.98631 | -0.26144 | 0.0036949 | 0.00092604
17 | 0.98842 | -0.22046 | 0 | 0
18 | 0.98795 | -0.22946 | 0.0070893 | 0.0017767
19 | 0.98985 | -0.19282 | 0 | 0
20 | 0.98723 | -0.24342 | 0.0092175 | 0.0023101
21 | 0.98892 | -0.21065 | 0 | 0
22 | 0.99485 | -0.097418 | 0 | 0
23 | 0.98886 | -0.21206 | 0.0044244 | 0.0011089
24 | 0.97847 | -0.41375 | 0 | 0
25 | 0.97857 | -0.41173 | 0 | 0
26 | 0.97822 | -0.41879 | 0.011906 | 0.0029839
27 | 0.97825 | -0.41804 | 0.013312 | 0.0033364
28 | 0.99466 | -0.10104 | 0.0086401 | 0.0021654
29 | 0.99778 | -0.041791 | 0 | 0
30 | 0.98751 | -0.23774 | 0 | 0
31 | 0.98651 | -0.25709 | 0.0033439 | 0.00083807
32 | 0.98716 | -0.24461 | 0.0050935 | 0.0012765
33 | 1 | 0 | -0.60011 | -0.15385
34 | 0.98787 | -0.23116 | 0.0024742 | 0.0006201
35 | 0.9832 | -0.32205 | 0.0043305 | 0.0010853
36 | 0.98523 | -0.28248 | 0.0047825 | 0.0011986
37 | 0.99385 | -0.11688 | 0 | 0
38 | 0.99376 | -0.1186 | 0 | 0
39 | 0.99385 | -0.11688 | 0.0086335 | 0.0021638
40 | 0.98729 | -0.24256 | 0.00506 | 0.0012682
41 | 0.9875 | -0.23814 | 0.009063 | 0.0022714
42 | 0.99329 | -0.12772 | 0.0056843 | 0.0014246
43 | 0.98554 | -0.27597 | 0.0063154 | 0.0015828
44 | 0.97871 | -0.40914 | 0.0093364 | 0.0023399
45 | 0.97866 | -0.40952 | 0.0050342 | 0.0012617
46 | 0.97888 | -0.40521 | 0.0066937 | 0.0016776
47 | 0.97944 | -0.39417 | 0 | 0
48 | 0.97343 | -0.51213 | 0 | 0
49 | 0.9732 | -0.51658 | 0.0042206 | 0.0010578
50 | 0.97376 | -0.50556 | 0 | 0
51 | 0.97933 | -0.39635 | 0.0039604 | 0.00099257
52 | 0.9793 | -0.39684 | 0 | 0
53 | 0.98083 | -0.36713 | 0.0048965 | 0.0012272
54 | 0.97302 | -0.5202 | 0.0017768 | 0.00044532
55 | 0.9783 | -0.41644 | 0.0049981 | 0.0012526
56 | 0.97442 | -0.49247 | 0.0056369 | 0.0014128
57 | 0.97349 | -0.51079 | 0.0038149 | 0.00095611
58 | 0.9792 | -0.39887 | 0.0037639 | 0.00094332
59 | 0.98197 | -0.34494 | 0 | 0
60 | 0.97268 | -0.5269 | 0.0032303 | 0.0008096
61 | 0.97285 | -0.52355 | 0 | 0
62 | 0.97738 | -0.43435 | 0.0040327 | 0.0010107
63 | 0.97531 | -0.47497 | 0 | 0
64 | 0.97335 | -0.51365 | 0 | 0
65 | 0.98762 | -0.23607 | 0 | 0
66 | 0.98714 | -0.24525 | 0.0073014 | 0.0018299
67 | 0.99917 | -0.01598 | 0.0099636 | 0.0024971
68 | 0.98646 | -0.25809 | 0.0049283 | 0.0012351
69 | 0.99441 | -0.10594 | 0.0063026 | 0.0015796
70 | 0.97125 | -0.55514 | 0.0054354 | 0.0013622
71 | 0.97158 | -0.54865 | 0.0033998 | 0.00085206
72 | 0.98655 | -0.25665 | 0 | 0
73 | 0.98644 | -0.25872 | 0.014816 | 0.0037132
74 | 0.98212 | -0.34218 | 0 | 0
75 | 0.98673 | -0.25301 | 0.013246 | 0.0033199
76 | 0.99399 | -0.114 | 0.0056435 | 0.0014144
77 | 0.99311 | -0.13112 | 0.0025151 | 0.00063033
78 | 0.98411 | -0.30373 | 0.0068481 | 0.0017163
79 | 0.98215 | -0.34192 | 0.0063308 | 0.0015866
80 | 0.98157 | -0.35315 | 0.0076989 | 0.0019295
81 | 0.98701 | -0.24766 | 0.0071853 | 0.0018008
82 | 0.97662 | -0.44936 | 0.0045572 | 0.0011421
83 | 0.97585 | -0.46439 | 0.0034151 | 0.00085591
84 | 0.975 | -0.48116 | 0.0042355 | 0.0010615
85 | 0.97428 | -0.4954 | 0.0058759 | 0.0014726
86 | 0.99834 | -0.031868 | 0.0066927 | 0.0016774
87 | 0.99757 | -0.046692 | 0.0037236 | 0.00093323
88 | 0.99675 | -0.062518 | 0.0065934 | 0.0016525
89 | 0.99623 | -0.072519 | 0.0056103 | 0.0014061
90 | 0.97158 | -0.54874 | 0.0058164 | 0.0014577
91 | 0.97121 | -0.55603 | 0.010066 | 0.0025228
92 | 0.97168 | -0.54672 | 0.0033743 | 0.00084568
93 | 0.97175 | -0.54526 | 0 | 0
94 | 0.9728 | -0.52442 | 0 | 0
95 | 0.97177 | -0.5449 | 0 | 0
96 | 0.97246 | -0.53132 | 0.0046965 | 0.0011771
97 | 0.97264 | -0.52776 | 0.003716 | 0.00093132
98 | 0.97274 | -0.52569 | 0.003138 | 0.00078645
99 | 0.97158 | -0.54862 | 0 | 0
100 | 0.97153 | -0.54954 | 0.0030638 | 0.00076786
101 | 0.97168 | -0.54667 | 0 | 0
102 | 0.97968 | -0.38978 | 0 | 0
103 | 0.97971 | -0.38922 | 0 | 0
104 | 0.97965 | -0.39029 | 0.0047321 | 0.001186
105 | 0.97992 | -0.3851 | 0.0096858 | 0.0024275
106 | 0.97951 | -0.39316 | 0.0048776 | 0.0012224
107 | 0.97189 | -0.5426 | 0.0053961 | 0.0013524
108 | 0.97175 | -0.54532 | 0 | 0
109 | 0.97154 | -0.54936 | 0.0034609 | 0.00086738
110 | 0.9722 | -0.53629 | 0 | 0
111 | 0.97146 | -0.55092 | 0.005607 | 0.0014053
112 | 0.99596 | -0.077775 | 0.0077886 | 0.001952
113 | 0.97234 | -0.53352 | 0.0057624 | 0.0014442
114 | 0.98412 | -0.30318 | 0 | 0
115 | 0.9833 | -0.31901 | 0.0069366 | 0.0017385
116 | 0.98148 | -0.35451 | 0 | 0
117 | 0.98136 | -0.3568 | 0.0045019 | 0.0011283
118 | 0.98065 | -0.37066 | 0.015378 | 0.0038542
119 | 0.9721 | -0.53832 | 0.0041639 | 0.0010436
120 | 0.97154 | -0.54943 | 0.0052584 | 0.0013179
121 | 0.97732 | -0.4363 | 0 | 0
122 | 0.97679 | -0.44678 | 0 | 0
123 | 0.97376 | -0.50549 | 0.0064457 | 0.0016154
124 | 0.9731 | -0.51853 | 0.0043941 | 0.0011013
125 | 0.97253 | -0.52974 | 0.0057383 | 0.0014382
126 | 0.97185 | -0.54331 | 0.0073684 | 0.0018467
127 | 0.97223 | -0.53578 | 0.012152 | 0.0030456
128 | 0.97229 | -0.53453 | 0 | 0
129 | 0.9789 | -0.40486 | 0.0078379 | 0.0019644
130 | 0.99303 | -0.13266 | 0.0042491 | 0.0010649
131 | 0.9819 | -0.34642 | 0.0016187 | 0.00040568
132 | 0.98182 | -0.34807 | 0.010864 | 0.0027228
133 | 0.99427 | -0.1086 | 0.0011468 | 0.00028741
134 | 0.99417 | -0.11067 | 0.0056813 | 0.0014239
135 | 0.97514 | -0.47923 | 0.021156 | 0.0053022
136 | 0.97506 | -0.48084 | 0.0065813 | 0.0016494
137 | 0.99998 | 149.9956 | 0 | 0

## res_line
| p_from_mw | q_from_mvar | p_to_mw | q_to_mvar | pl_mw | ql_mvar | i_from_ka | i_to_ka | i_ka | vm_from_pu | va_from_degree | vm_to_pu | va_to_degree | loading_percent
0 | -0.012783 | -0.0032037 | 0.012789 | 0.0032068 | 5.5197e-06 | 3.0592e-06 | 0.019603 | 0.019603 | 0.019603 | 0.97032 | -0.57343 | 0.97078 | -0.56437 | 5.3855
1 | -0.019359 | -0.0048536 | 0.019366 | 0.0048574 | 6.2661e-06 | 3.7756e-06 | 0.029675 | 0.029675 | 0.029675 | 0.97078 | -0.56437 | 0.97112 | -0.55758 | 8.1524
2 | -0.019366 | -0.0048574 | 0.019377 | 0.0048645 | 1.1861e-05 | 7.1464e-06 | 0.029675 | 0.029675 | 0.029675 | 0.97112 | -0.55758 | 0.97177 | -0.54474 | 8.1524
3 | -0.019377 | -0.0048645 | 0.019384 | 0.0048682 | 6.1876e-06 | 3.7278e-06 | 0.029675 | 0.029674 | 0.029675 | 0.97177 | -0.54474 | 0.97211 | -0.53804 | 8.1524
4 | -0.022573 | -0.0056676 | 0.022581 | 0.0056724 | 7.792e-06 | 4.7711e-06 | 0.034557 | 0.034557 | 0.034557 | 0.97211 | -0.53804 | 0.97247 | -0.53081 | 9.4936
5 | -0.022581 | -0.0056724 | 0.022608 | 0.0056892 | 2.7579e-05 | 1.6885e-05 | 0.034557 | 0.034556 | 0.034557 | 0.97247 | -0.53081 | 0.97377 | -0.50525 | 9.4936
6 | -0.025193 | -0.006337 | 0.025223 | 0.0063554 | 2.976e-05 | 1.838e-05 | 0.038506 | 0.038506 | 0.038506 | 0.97377 | -0.50525 | 0.97503 | -0.48056 | 10.5785
7 | -0.031894 | -0.0080272 | 0.031952 | 0.0080639 | 5.853e-05 | 3.6636e-05 | 0.048686 | 0.048686 | 0.048686 | 0.97503 | -0.48056 | 0.97698 | -0.44223 | 13.3753
8 | -0.031952 | -0.0080639 | 0.032106 | 0.0081602 | 0.00015391 | 9.632e-05 | 0.048686 | 0.048685 | 0.048686 | 0.97698 | -0.44223 | 0.98212 | -0.34218 | 13.3752
9 | -0.0039598 | -0.00099242 | 0.0039602 | 0.00099231 | 3.7566e-07 | -1.1317e-07 | 0.0059937 | 0.0059936 | 0.0059937 | 0.98307 | -0.32467 | 0.98317 | -0.32268 | 1.6466
10 | -0.013638 | -0.0034178 | 0.013643 | 0.0034206 | 5.0593e-06 | 2.8362e-06 | 0.020641 | 0.02064 | 0.020641 | 0.98317 | -0.32268 | 0.98357 | -0.3149 | 5.6705
11 | -0.024367 | -0.006109 | 0.024394 | 0.0061255 | 2.6847e-05 | 1.6513e-05 | 0.036864 | 0.036864 | 0.036864 | 0.98357 | -0.3149 | 0.98475 | -0.2918 | 10.1276
12 | 0.010724 | 0.0026884 | -0.01072 | -0.0026867 | 3.324e-06 | 1.7001e-06 | 0.016224 | 0.016224 | 0.016224 | 0.98357 | -0.3149 | 0.98324 | -0.3214 | 4.4572
13 | -0.02774 | -0.0069642 | 0.027756 | 0.0069745 | 1.6534e-05 | 1.0262e-05 | 0.041921 | 0.04192 | 0.041921 | 0.98475 | -0.2918 | 0.9854 | -0.27931 | 11.5166
14 | 0.0043306 | 0.0010853 | -0.0043305 | -0.0010853 | 1.3392e-07 | -1.9736e-08 | 0.0065539 | 0.0065539 | 0.0065539 | 0.98324 | -0.3214 | 0.9832 | -0.32205 | 1.8005
15 | 0.0083664 | 0.002097 | -0.0083653 | -0.0020965 | 1.0476e-06 | 4.4755e-07 | 0.012634 | 0.012634 | 0.012634 | 0.9854 | -0.27931 | 0.98526 | -0.28194 | 3.4709
16 | -0.036123 | -0.0090714 | 0.036154 | 0.0090908 | 3.084e-05 | 1.9386e-05 | 0.054554 | 0.054554 | 0.054554 | 0.9854 | -0.27931 | 0.98631 | -0.26144 | 14.9874
17 | 0.0047827 | 0.0011986 | -0.0047825 | -0.0011986 | 1.2196e-07 | -1.3297e-09 | 0.0072231 | 0.0072232 | 0.0072232 | 0.98526 | -0.28194 | 0.98523 | -0.28248 | 1.9844
18 | -0.039848 | -0.010017 | 0.039884 | 0.01004 | 3.5955e-05 | 2.2672e-05 | 0.060129 | 0.060128 | 0.060129 | 0.98631 | -0.26144 | 0.98729 | -0.24256 | 16.5188
19 | 0.096322 | 0.024369 | -0.09628 | -0.024344 | 4.1538e-05 | 2.4899e-05 | 0.14509 | 0.14509 | 0.14509 | 0.98842 | -0.22046 | 0.98795 | -0.22946 | 7.972
20 | -0.19584 | -0.049621 | 0.1961 | 0.049785 | 0.00026046 | 0.00016413 | 0.29501 | 0.29501 | 0.29501 | 0.98842 | -0.22046 | 0.98985 | -0.19282 | 16.2096
21 | 0.099514 | 0.025252 | -0.099405 | -0.025182 | 0.00010973 | 6.956e-05 | 0.14993 | 0.14993 | 0.14993 | 0.98842 | -0.22046 | 0.98723 | -0.24342 | 20.5942
22 | 0.089191 | 0.022567 | -0.089154 | -0.022545 | 3.7148e-05 | 2.202e-05 | 0.13441 | 0.13441 | 0.13441 | 0.98795 | -0.22946 | 0.9875 | -0.23814 | 7.3853
23 | 0.25891 | 0.066074 | -0.25869 | -0.065933 | 0.00022276 | 0.00014131 | 0.38964 | 0.38964 | 0.38964 | 0.98985 | -0.19282 | 0.98892 | -0.21065 | 21.4089
24 | -0.50449 | -0.12835 | 0.50682 | 0.12983 | 0.0023312 | 0.0014885 | 0.75907 | 0.75907 | 0.75907 | 0.98985 | -0.19282 | 0.99485 | -0.097418 | 41.707
25 | 0.04948 | 0.012487 | -0.049434 | -0.012458 | 4.5555e-05 | 2.8874e-05 | 0.074412 | 0.074412 | 0.074412 | 0.98985 | -0.19282 | 0.98886 | -0.21206 | 20.443
26 | 0.090187 | 0.022872 | -0.090046 | -0.022782 | 0.00014088 | 8.9902e-05 | 0.13603 | 0.13603 | 0.13603 | 0.98723 | -0.24342 | 0.98554 | -0.27597 | 37.3716
27 | 0.0097901 | 0.0024564 | -0.0097805 | -0.0024518 | 9.5699e-06 | 4.6177e-06 | 0.014732 | 0.014733 | 0.014733 | 0.98892 | -0.21065 | 0.98787 | -0.23116 | 4.0474
28 | 0.2489 | 0.063476 | -0.24858 | -0.06327 | 0.0003252 | 0.00020615 | 0.37491 | 0.37491 | 0.37491 | 0.98892 | -0.21065 | 0.98751 | -0.23774 | 20.5995
29 | 0.048536 | 0.012157 | -0.048528 | -0.012153 | 8.3768e-06 | 3.9855e-06 | 0.072594 | 0.072595 | 0.072595 | 0.99485 | -0.097418 | 0.99466 | -0.10104 | 3.9887
30 | -0.55536 | -0.14199 | 0.55686 | 0.14295 | 0.001499 | 0.0009575 | 0.83166 | 0.83166 | 0.83166 | 0.99485 | -0.097418 | 0.99778 | -0.041791 | 45.6955
31 | 0.04501 | 0.011349 | -0.044944 | -0.011308 | 6.5587e-05 | 4.1488e-05 | 0.067755 | 0.067755 | 0.067755 | 0.98886 | -0.21206 | 0.98729 | -0.24256 | 18.614
32 | -0.025224 | -0.0063233 | 0.025226 | 0.0063248 | 2.4246e-06 | 1.4966e-06 | 0.03836 | 0.03836 | 0.03836 | 0.97847 | -0.41375 | 0.97857 | -0.41173 | 10.5384
33 | 0.011909 | 0.0029855 | -0.011906 | -0.0029839 | 2.8586e-06 | 1.5377e-06 | 0.018111 | 0.018111 | 0.018111 | 0.97847 | -0.41375 | 0.97822 | -0.41879 | 4.9755
34 | 0.013315 | 0.0033379 | -0.013312 | -0.0033364 | 2.7235e-06 | 1.5206e-06 | 0.020249 | 0.020249 | 0.020249 | 0.97847 | -0.41375 | 0.97825 | -0.41804 | 5.563
35 | -0.025226 | -0.0063248 | 0.025229 | 0.0063268 | 3.1105e-06 | 1.9199e-06 | 0.03836 | 0.03836 | 0.03836 | 0.97857 | -0.41173 | 0.97871 | -0.40914 | 10.5384
36 | 0.039888 | 0.0099877 | -0.039879 | -0.009984 | 9.2903e-06 | 3.6885e-06 | 0.059669 | 0.05967 | 0.05967 | 0.99466 | -0.10104 | 0.99441 | -0.10594 | 3.2786
37 | -0.55686 | -0.14295 | 0.55799 | 0.14367 | 0.001132 | 0.00072306 | 0.83166 | 0.83166 | 0.83166 | 0.99778 | -0.041791 | 1 | 0 | 45.6955
38 | 0.24348 | 0.061993 | -0.24325 | -0.06185 | 0.00022688 | 0.00014377 | 0.36723 | 0.36723 | 0.36723 | 0.98751 | -0.23774 | 0.98651 | -0.25709 | 20.1777
39 | 0.0050951 | 0.0012766 | -0.0050935 | -0.0012765 | 1.6657e-06 | 1.0231e-07 | 0.0076774 | 0.0076777 | 0.0076777 | 0.98751 | -0.23774 | 0.98716 | -0.24461 | 2.1093
40 | 0.23991 | 0.061012 | -0.2399 | -0.061004 | 1.1556e-05 | 7.3207e-06 | 0.36219 | 0.36219 | 0.36219 | 0.98651 | -0.25709 | 0.98646 | -0.25809 | 19.9005
41 | 0.040466 | 0.010176 | -0.040435 | -0.010156 | 3.086e-05 | 1.9453e-05 | 0.060226 | 0.060227 | 0.060227 | 1 | 0 | 0.99917 | -0.01598 | 16.5458
42 | 0.0073063 | 0.0018317 | -0.0073046 | -0.001831 | 1.7092e-06 | 6.1224e-07 | 0.011006 | 0.011006 | 0.011006 | 0.98787 | -0.23116 | 0.98762 | -0.23607 | 3.0236
43 | 0.012456 | 0.0031131 | -0.012455 | -0.003115 | 1.0224e-06 | -1.8856e-06 | 0.018647 | 0.018648 | 0.018648 | 0.99385 | -0.11688 | 0.99376 | -0.1186 | 1.0246
44 | -0.012456 | -0.0031131 | 0.012456 | 0.0031131 | 1.5392e-09 | -2.8228e-09 | 0.018647 | 0.018647 | 0.018647 | 0.99385 | -0.11688 | 0.99385 | -0.11688 | 1.0246
45 | 0.012455 | 0.003115 | -0.01245 | -0.0031201 | 5.4054e-06 | -5.1279e-06 | 0.018648 | 0.018651 | 0.018651 | 0.99376 | -0.1186 | 0.99329 | -0.12772 | 1.281
46 | -0.02109 | -0.0052769 | 0.021093 | 0.0052762 | 2.887e-06 | -6.5464e-07 | 0.031573 | 0.031572 | 0.031573 | 0.99385 | -0.11688 | 0.99399 | -0.114 | 1.7348
47 | 0.080091 | 0.020273 | -0.080054 | -0.020252 | 3.6597e-05 | 2.1283e-05 | 0.12076 | 0.12076 | 0.12076 | 0.9875 | -0.23814 | 0.98701 | -0.24766 | 6.635
48 | 0.0067656 | 0.0016955 | -0.0067645 | -0.0016952 | 1.0954e-06 | 3.3307e-07 | 0.010135 | 0.010135 | 0.010135 | 0.99329 | -0.12772 | 0.99311 | -0.13112 | 2.7845
49 | 0.083731 | 0.0212 | -0.083619 | -0.021129 | 0.00011148 | 7.1109e-05 | 0.1265 | 0.1265 | 0.1265 | 0.98554 | -0.27597 | 0.98411 | -0.30373 | 34.752
50 | 0.027831 | 0.0070095 | -0.027794 | -0.0069871 | 3.6093e-05 | 2.2426e-05 | 0.042326 | 0.042326 | 0.042326 | 0.97871 | -0.40914 | 0.97732 | -0.4363 | 11.628
51 | -0.062396 | -0.015676 | 0.062564 | 0.015783 | 0.00016726 | 0.00010642 | 0.094881 | 0.09488 | 0.094881 | 0.97871 | -0.40914 | 0.98157 | -0.35315 | 26.0661
52 | -0.0050342 | -0.0012617 | 0.0050353 | 0.0012618 | 1.0331e-06 | 7.02e-08 | 0.0076544 | 0.0076542 | 0.0076544 | 0.97866 | -0.40952 | 0.97888 | -0.40521 | 2.1028
53 | -0.011729 | -0.0029394 | 0.011735 | 0.0029427 | 6.1685e-06 | 3.297e-06 | 0.017829 | 0.017829 | 0.017829 | 0.97888 | -0.40521 | 0.97944 | -0.39417 | 4.8982
54 | 0.015567 | 0.0038983 | -0.015566 | -0.0038996 | 1.6117e-06 | -1.3858e-06 | 0.02365 | 0.023651 | 0.023651 | 0.97944 | -0.39417 | 0.97933 | -0.39635 | 1.2995
55 | 0.15519 | 0.039218 | -0.15517 | -0.039206 | 1.9869e-05 | 1.2417e-05 | 0.23589 | 0.23589 | 0.23589 | 0.97944 | -0.39417 | 0.9793 | -0.39684 | 12.961
56 | -0.18249 | -0.046059 | 0.18273 | 0.046208 | 0.00023672 | 0.00014892 | 0.27737 | 0.27737 | 0.27737 | 0.97944 | -0.39417 | 0.98083 | -0.36713 | 15.24
57 | 0.072848 | 0.018275 | -0.072832 | -0.018266 | 1.5454e-05 | 8.8582e-06 | 0.11136 | 0.11136 | 0.11136 | 0.97343 | -0.51213 | 0.9732 | -0.51658 | 6.1189
58 | -0.072848 | -0.018275 | 0.07287 | 0.018288 | 2.28e-05 | 1.3068e-05 | 0.11136 | 0.11136 | 0.11136 | 0.97343 | -0.51213 | 0.97376 | -0.50556 | 6.1189
59 | 0.068612 | 0.017208 | -0.0686 | -0.017202 | 1.1846e-05 | 6.69e-06 | 0.10491 | 0.10491 | 0.10491 | 0.9732 | -0.51658 | 0.97302 | -0.5202 | 5.7644
60 | -0.088856 | -0.022299 | 0.088911 | 0.022332 | 5.5502e-05 | 3.3023e-05 | 0.13579 | 0.13579 | 0.13579 | 0.97376 | -0.50556 | 0.97442 | -0.49247 | 7.4611
61 | 0.015985 | 0.0040112 | -0.015981 | -0.0040096 | 3.9859e-06 | 1.665e-06 | 0.024429 | 0.02443 | 0.02443 | 0.97376 | -0.50556 | 0.97349 | -0.51079 | 3.3557
62 | 0.011605 | 0.0029071 | -0.011604 | -0.0029086 | 1.3944e-06 | -1.5147e-06 | 0.017633 | 0.017634 | 0.017634 | 0.97933 | -0.39635 | 0.9792 | -0.39887 | 1.2111
63 | 0.15517 | 0.039206 | -0.15503 | -0.039115 | 0.00014561 | 9.0997e-05 | 0.23589 | 0.23589 | 0.23589 | 0.9793 | -0.39684 | 0.9783 | -0.41644 | 12.961
64 | -0.18763 | -0.047435 | 0.18783 | 0.047561 | 0.00019991 | 0.00012587 | 0.2848 | 0.2848 | 0.2848 | 0.98083 | -0.36713 | 0.98197 | -0.34494 | 15.6482
65 | 0.066823 | 0.016756 | -0.066812 | -0.01675 | 1.0674e-05 | 5.9853e-06 | 0.10219 | 0.10219 | 0.10219 | 0.97302 | -0.5202 | 0.97285 | -0.52355 | 5.6151
66 | 0.15003 | 0.037862 | -0.1499 | -0.037782 | 0.00012857 | 8.0219e-05 | 0.22829 | 0.22829 | 0.22829 | 0.9783 | -0.41644 | 0.97738 | -0.43435 | 12.5434
67 | -0.094548 | -0.023745 | 0.094627 | 0.023792 | 7.9019e-05 | 4.7422e-05 | 0.1444 | 0.1444 | 0.1444 | 0.97442 | -0.49247 | 0.97531 | -0.47497 | 7.9341
68 | 0.012166 | 0.0030535 | -0.012165 | -0.0030526 | 1.6576e-06 | 9.0203e-07 | 0.018598 | 0.018598 | 0.018598 | 0.97349 | -0.51079 | 0.97335 | -0.51365 | 5.1095
69 | 0.0078402 | 0.0019653 | -0.0078379 | -0.0019644 | 2.2372e-06 | 9.0329e-07 | 0.011914 | 0.011914 | 0.011914 | 0.9792 | -0.39887 | 0.9789 | -0.40486 | 3.2732
70 | 0.039237 | 0.0098554 | -0.039219 | -0.0098441 | 1.7915e-05 | 1.1295e-05 | 0.059466 | 0.059466 | 0.059466 | 0.98197 | -0.34494 | 0.98148 | -0.35451 | 16.3367
71 | -0.22706 | -0.057416 | 0.22735 | 0.057595 | 0.00028276 | 0.00017895 | 0.34426 | 0.34426 | 0.34426 | 0.98197 | -0.34494 | 0.9833 | -0.31901 | 18.9155
72 | -0.0032303 | -0.0008096 | 0.0032308 | 0.00080923 | 5.1524e-07 | -3.6873e-07 | 0.0049418 | 0.0049415 | 0.0049418 | 0.97268 | -0.5269 | 0.97285 | -0.52355 | 1.3576
73 | 0.063581 | 0.015941 | -0.063579 | -0.01594 | 2.6218e-06 | 1.4485e-06 | 0.097253 | 0.097253 | 0.097253 | 0.97285 | -0.52355 | 0.9728 | -0.52442 | 5.3436
74 | 0.14587 | 0.036771 | -0.14576 | -0.036706 | 0.00010468 | 6.5225e-05 | 0.22215 | 0.22215 | 0.22215 | 0.97738 | -0.43435 | 0.97662 | -0.44936 | 12.2061
75 | 0.04299 | 0.010809 | -0.042978 | -0.010801 | 1.2697e-05 | 7.7337e-06 | 0.065602 | 0.065602 | 0.065602 | 0.97531 | -0.47497 | 0.975 | -0.48116 | 9.0113
76 | -0.13762 | -0.034601 | 0.13769 | 0.034645 | 6.9562e-05 | 4.3207e-05 | 0.21 | 0.21 | 0.21 | 0.97531 | -0.47497 | 0.97585 | -0.46439 | 11.5385
77 | 0.012165 | 0.0030526 | -0.012153 | -0.003046 | 1.2098e-05 | 6.5849e-06 | 0.018598 | 0.018599 | 0.018599 | 0.97335 | -0.51365 | 0.97229 | -0.53453 | 5.1096
78 | 0.0073046 | 0.001831 | -0.0073014 | -0.0018299 | 3.192e-06 | 1.1441e-06 | 0.011006 | 0.011006 | 0.011006 | 0.98762 | -0.23607 | 0.98714 | -0.24525 | 3.0237
79 | 0.030472 | 0.0076591 | -0.030449 | -0.0076447 | 2.3095e-05 | 1.439e-05 | 0.045388 | 0.045388 | 0.045388 | 0.99917 | -0.01598 | 0.99834 | -0.031868 | 12.4693
80 | 0.23497 | 0.059769 | -0.23446 | -0.059447 | 0.00050936 | 0.00032256 | 0.35476 | 0.35476 | 0.35476 | 0.98646 | -0.25809 | 0.98412 | -0.30318 | 19.4921
81 | 0.033576 | 0.0084045 | -0.033572 | -0.0084032 | 4.2526e-06 | 1.2647e-06 | 0.050239 | 0.050239 | 0.050239 | 0.99441 | -0.10594 | 0.99427 | -0.1086 | 2.7604
82 | -0.0054354 | -0.0013622 | 0.005437 | 0.0013625 | 1.6827e-06 | 2.758e-07 | 0.0083273 | 0.008327 | 0.0083273 | 0.97125 | -0.55514 | 0.97158 | -0.54865 | 2.2877
83 | -0.0088368 | -0.0022146 | 0.0088391 | 0.0022156 | 2.2447e-06 | 1.0318e-06 | 0.013534 | 0.013534 | 0.013534 | 0.97158 | -0.54865 | 0.97185 | -0.54331 | 3.7181
84 | 0.014817 | 0.0037126 | -0.014816 | -0.0037132 | 1.46e-06 | -6.5787e-07 | 0.022349 | 0.022349 | 0.022349 | 0.98655 | -0.25665 | 0.98644 | -0.25872 | 1.535
85 | 0.044776 | 0.011403 | -0.044592 | -0.01129 | 0.00018391 | 0.00011225 | 0.067601 | 0.067603 | 0.067603 | 0.98655 | -0.25665 | 0.98212 | -0.34218 | 9.2861
86 | -0.059593 | -0.015115 | 0.059604 | 0.015121 | 1.0417e-05 | 5.5705e-06 | 0.08995 | 0.089949 | 0.08995 | 0.98655 | -0.25665 | 0.98673 | -0.25301 | 4.9423
87 | 0.012486 | 0.0031303 | -0.012484 | -0.0031289 | 2.5263e-06 | 1.3787e-06 | 0.018918 | 0.018918 | 0.018918 | 0.98212 | -0.34218 | 0.9819 | -0.34642 | 5.1973
88 | -0.07285 | -0.018441 | 0.072869 | 0.018451 | 1.8721e-05 | 1.0662e-05 | 0.10993 | 0.10992 | 0.10993 | 0.98673 | -0.25301 | 0.98701 | -0.24766 | 6.0398
89 | -0.026736 | -0.0066906 | 0.02674 | 0.006691 | 4.2337e-06 | 4.2491e-07 | 0.040021 | 0.04002 | 0.040021 | 0.99399 | -0.114 | 0.99417 | -0.11067 | 2.1989
90 | 0.0042494 | 0.0010649 | -0.0042491 | -0.0010649 | 3.1126e-07 | -6.5695e-08 | 0.006367 | 0.0063671 | 0.0063671 | 0.99311 | -0.13112 | 0.99303 | -0.13266 | 1.7492
91 | 0.076771 | 0.019412 | -0.076631 | -0.019323 | 0.00014032 | 8.9455e-05 | 0.11614 | 0.11614 | 0.11614 | 0.98411 | -0.30373 | 0.98215 | -0.34192 | 31.9074
92 | 0.0703 | 0.017736 | -0.070262 | -0.017712 | 3.7771e-05 | 2.4062e-05 | 0.10655 | 0.10655 | 0.10655 | 0.98215 | -0.34192 | 0.98157 | -0.35315 | 29.2724
93 | 0.1412 | 0.035564 | -0.1411 | -0.035501 | 0.00010145 | 6.3105e-05 | 0.21521 | 0.21521 | 0.21521 | 0.97662 | -0.44936 | 0.97585 | -0.46439 | 11.8246
94 | 0.038742 | 0.0097398 | -0.038716 | -0.0097232 | 2.6331e-05 | 1.6602e-05 | 0.059138 | 0.059138 | 0.059138 | 0.975 | -0.48116 | 0.97428 | -0.4954 | 16.2468
95 | 0.03284 | 0.0082505 | -0.032824 | -0.0082406 | 1.5795e-05 | 9.9004e-06 | 0.050164 | 0.050164 | 0.050164 | 0.97428 | -0.4954 | 0.97376 | -0.50549 | 13.7813
96 | 0.023756 | 0.0059674 | -0.023739 | -0.0059571 | 1.6793e-05 | 1.0281e-05 | 0.035413 | 0.035413 | 0.035413 | 0.99834 | -0.031868 | 0.99757 | -0.046692 | 9.7289
97 | 0.020016 | 0.0050239 | -0.020001 | -0.0050148 | 1.5096e-05 | 9.0726e-06 | 0.029859 | 0.029859 | 0.029859 | 0.99757 | -0.046692 | 0.99675 | -0.062518 | 8.203
98 | 0.013407 | 0.0033623 | -0.013401 | -0.0033588 | 6.3878e-06 | 3.5343e-06 | 0.020016 | 0.020016 | 0.020016 | 0.99675 | -0.062518 | 0.99623 | -0.072519 | 5.4989
99 | 0.0077905 | 0.0019527 | -0.0077886 | -0.001952 | 1.9504e-06 | 7.4828e-07 | 0.011636 | 0.011637 | 0.011637 | 0.99623 | -0.072519 | 0.99596 | -0.077775 | 3.1968
100 | 0.01007 | 0.0025246 | -0.010066 | -0.0025228 | 3.4959e-06 | 1.7522e-06 | 0.015423 | 0.015423 | 0.015423 | 0.97158 | -0.54874 | 0.97121 | -0.55603 | 4.237
101 | -0.015886 | -0.0039823 | 0.015888 | 0.0039811 | 1.5256e-06 | -1.1516e-06 | 0.024331 | 0.02433 | 0.024331 | 0.97158 | -0.54874 | 0.97168 | -0.54672 | 1.3368
102 | -0.019262 | -0.0048268 | 0.019263 | 0.0048264 | 1.3456e-06 | -4.16e-07 | 0.029497 | 0.029497 | 0.029497 | 0.97168 | -0.54672 | 0.97175 | -0.54526 | 1.6207
103 | -0.019263 | -0.0048264 | 0.019264 | 0.0048263 | 3.2986e-07 | -1.0202e-07 | 0.029497 | 0.029497 | 0.029497 | 0.97175 | -0.54526 | 0.97177 | -0.5449 | 1.6207
104 | 0.013428 | 0.0033672 | -0.013423 | -0.0033657 | 4.4191e-06 | 1.4416e-06 | 0.02054 | 0.02054 | 0.02054 | 0.9728 | -0.52442 | 0.97246 | -0.53132 | 2.8215
105 | 0.047013 | 0.011786 | -0.047005 | -0.011783 | 7.4766e-06 | 3.5886e-06 | 0.071913 | 0.071913 | 0.071913 | 0.9728 | -0.52442 | 0.97264 | -0.52776 | 3.9513
106 | 0.0031382 | 0.0007863 | -0.003138 | -0.00078645 | 1.8992e-07 | -1.5133e-07 | 0.0048001 | 0.0048002 | 0.0048002 | 0.9728 | -0.52442 | 0.97274 | -0.52569 | 1.3187
107 | 0.0086731 | 0.0021733 | -0.0086724 | -0.002173 | 7.3369e-07 | 3.3214e-07 | 0.01328 | 0.013281 | 0.013281 | 0.97177 | -0.5449 | 0.97168 | -0.54667 | 3.6485
108 | -0.027937 | -0.0069996 | 0.02794 | 0.0070002 | 3.0618e-06 | 5.7739e-07 | 0.042777 | 0.042777 | 0.042777 | 0.97177 | -0.5449 | 0.97189 | -0.5426 | 2.3504
109 | 0.0087268 | 0.0021887 | -0.0087247 | -0.0021877 | 2.0661e-06 | 9.391e-07 | 0.013354 | 0.013354 | 0.013354 | 0.97246 | -0.53132 | 0.9722 | -0.53629 | 3.6687
110 | 0.043289 | 0.010851 | -0.043278 | -0.010846 | 1.1879e-05 | 5.3625e-06 | 0.066228 | 0.066229 | 0.066229 | 0.97264 | -0.52776 | 0.97234 | -0.53352 | 3.639
111 | 0.0030639 | 0.00076774 | -0.0030638 | -0.00076786 | 1.3365e-07 | -1.149e-07 | 0.0046925 | 0.0046925 | 0.0046925 | 0.97158 | -0.54862 | 0.97153 | -0.54954 | 1.2892
112 | -0.0030639 | -0.00076774 | 0.0030642 | 0.0007675 | 2.8423e-07 | -2.4444e-07 | 0.0046925 | 0.0046923 | 0.0046925 | 0.97158 | -0.54862 | 0.97168 | -0.54667 | 1.2891
113 | 0.0056082 | 0.0014055 | -0.005607 | -0.0014053 | 1.1353e-06 | 2.1829e-07 | 0.0085882 | 0.0085884 | 0.0085884 | 0.97168 | -0.54667 | 0.97146 | -0.55092 | 2.3595
114 | -0.0047323 | -0.001186 | 0.0047324 | 0.001186 | 1.2549e-07 | -1.2483e-09 | 0.0071877 | 0.0071877 | 0.0071877 | 0.97968 | -0.38978 | 0.97971 | -0.38922 | 1.9746
115 | 0.0047323 | 0.001186 | -0.0047321 | -0.001186 | 1.1477e-07 | -1.1369e-09 | 0.0071877 | 0.0071877 | 0.0071877 | 0.97968 | -0.38978 | 0.97965 | -0.39029 | 1.9747
116 | -0.0096109 | -0.0024085 | 0.0096128 | 0.0024094 | 1.887e-06 | 9.1024e-07 | 0.014597 | 0.014597 | 0.014597 | 0.97971 | -0.38922 | 0.97992 | -0.3851 | 4.0102
117 | 0.0048785 | 0.0012225 | -0.0048776 | -0.0012224 | 9.1429e-07 | 2.6078e-08 | 0.0074096 | 0.0074098 | 0.0074098 | 0.97971 | -0.38922 | 0.97951 | -0.39316 | 2.0357
118 | -0.019299 | -0.0048369 | 0.019312 | 0.0048448 | 1.329e-05 | 7.9852e-06 | 0.029305 | 0.029305 | 0.029305 | 0.97992 | -0.3851 | 0.98065 | -0.37066 | 8.0509
119 | -0.033336 | -0.0083526 | 0.033343 | 0.0083548 | 6.7873e-06 | 2.1908e-06 | 0.051038 | 0.051038 | 0.051038 | 0.97189 | -0.5426 | 0.9721 | -0.53832 | 2.8043
120 | 0.008721 | 0.002186 | -0.0087193 | -0.0021853 | 1.6766e-06 | 7.6252e-07 | 0.013354 | 0.013354 | 0.013354 | 0.97175 | -0.54532 | 0.97154 | -0.54936 | 3.6688
121 | -0.008721 | -0.002186 | 0.0087247 | 0.0021877 | 3.752e-06 | 1.7059e-06 | 0.013354 | 0.013354 | 0.013354 | 0.97175 | -0.54532 | 0.9722 | -0.53629 | 3.6688
122 | 0.0052584 | 0.0013179 | -0.0052584 | -0.0013179 | 1.7991e-08 | 2.3552e-09 | 0.0080538 | 0.0080538 | 0.0080538 | 0.97154 | -0.54936 | 0.97154 | -0.54943 | 2.2126
123 | 0.037515 | 0.0094017 | -0.037507 | -0.0093983 | 8.5856e-06 | 3.3414e-06 | 0.057411 | 0.057411 | 0.057411 | 0.97234 | -0.53352 | 0.9721 | -0.53832 | 3.1545
124 | 0.23446 | 0.059447 | -0.23428 | -0.059334 | 0.00017827 | 0.0001129 | 0.35476 | 0.35476 | 0.35476 | 0.98412 | -0.30318 | 0.9833 | -0.31901 | 19.4922
125 | 0.0045023 | 0.0011282 | -0.0045019 | -0.0011283 | 4.9187e-07 | -4.0922e-08 | 0.0068259 | 0.0068261 | 0.0068261 | 0.98148 | -0.35451 | 0.98136 | -0.3568 | 1.8753
126 | 0.034717 | 0.0087158 | -0.03469 | -0.0086991 | 2.6721e-05 | 1.6777e-05 | 0.05264 | 0.05264 | 0.05264 | 0.98148 | -0.35451 | 0.98065 | -0.37066 | 14.4615
127 | 0.027794 | 0.0069871 | -0.027781 | -0.0069784 | 1.3901e-05 | 8.6376e-06 | 0.042326 | 0.042326 | 0.042326 | 0.97732 | -0.4363 | 0.97679 | -0.44678 | 11.628
128 | 0.027781 | 0.0069784 | -0.027738 | -0.0069517 | 4.294e-05 | 2.6683e-05 | 0.042326 | 0.042326 | 0.042326 | 0.97679 | -0.44678 | 0.97514 | -0.47923 | 11.6281
129 | 0.026378 | 0.0066252 | -0.026362 | -0.006615 | 1.6403e-05 | 1.0163e-05 | 0.040314 | 0.040314 | 0.040314 | 0.97376 | -0.50549 | 0.9731 | -0.51853 | 11.0754
130 | 0.021968 | 0.0055138 | -0.021956 | -0.0055066 | 1.1743e-05 | 7.171e-06 | 0.033595 | 0.033595 | 0.033595 | 0.9731 | -0.51853 | 0.97253 | -0.52974 | 9.2295
131 | 0.016218 | 0.0040684 | -0.016207 | -0.0040623 | 1.0488e-05 | 6.1493e-06 | 0.024816 | 0.024816 | 0.024816 | 0.97253 | -0.52974 | 0.97185 | -0.54331 | 6.8175
132 | -0.012152 | -0.0030456 | 0.012153 | 0.003046 | 7.2499e-07 | 3.9468e-07 | 0.018599 | 0.018599 | 0.018599 | 0.97223 | -0.53578 | 0.97229 | -0.53453 | 5.1096
133 | 0.010865 | 0.0027232 | -0.010864 | -0.0027228 | 8.518e-07 | 4.3918e-07 | 0.016465 | 0.016465 | 0.016465 | 0.9819 | -0.34642 | 0.98182 | -0.34807 | 4.5234
134 | 0.032425 | 0.0081158 | -0.032422 | -0.0081149 | 3.1987e-06 | 8.7265e-07 | 0.048523 | 0.048523 | 0.048523 | 0.99427 | -0.1086 | 0.99417 | -0.11067 | 2.6661
135 | 0.0065818 | 0.0016496 | -0.0065813 | -0.0016494 | 5.0503e-07 | 1.5668e-07 | 0.010044 | 0.010044 | 0.010044 | 0.97514 | -0.47923 | 0.97506 | -0.48084 | 2.7592

## res_trafo
| p_hv_mw | q_hv_mvar | p_lv_mw | q_lv_mvar | pl_mw | ql_mvar | i_hv_ka | i_lv_ka | vm_hv_pu | va_hv_degree | vm_lv_pu | va_lv_degree | loading_percent
0 | -1.2729e-15 | -1.3162e-15 | 0.00165 | 1.2699e-07 | 0.00165 | 1.2699e-07 | 5.2857e-17 | 0.0023815 | 0.99998 | 149.9956 | 1 | 0 | 0.2619

## res_ext_grid
| p_mw | q_mvar
0 | 0.60595 | 0.15531

## res_load
| p_mw | q_mvar
0 | 0.012783 | 0.0032037
1 | 0.0065708 | 0.0016468
2 | 0.0031895 | 0.00079936
3 | 0.0025846 | 0.00064776
4 | 0.0066708 | 0.0016719
5 | 0.0039598 | 0.00099242
6 | 0.0096777 | 0.0024255
7 | 0.0033462 | 0.00083865
8 | 0.0063898 | 0.0016014
9 | 0.0035827 | 0.0008979
10 | 0.0036949 | 0.00092604
11 | 0.0070893 | 0.0017767
12 | 0.0092175 | 0.0023101
13 | 0.0044244 | 0.0011089
14 | 0.011906 | 0.0029839
15 | 0.013312 | 0.0033364
16 | 0.0086401 | 0.0021654
17 | 0.0033439 | 0.00083807
18 | 0.0050935 | 0.0012765
19 | 0.0058462 | 0.0014652
20 | 0.0024742 | 0.0006201
21 | 0.0043305 | 0.0010853
22 | 0.0047825 | 0.0011986
23 | 0.0086335 | 0.0021638
24 | 0.00506 | 0.0012682
25 | 0.009063 | 0.0022714
26 | 0.0056843 | 0.0014246
27 | 0.0063154 | 0.0015828
28 | 0.0093364 | 0.0023399
29 | 0.0050342 | 0.0012617
30 | 0.0066937 | 0.0016776
31 | 0.0042206 | 0.0010578
32 | 0.0039604 | 0.00099257
33 | 0.0048965 | 0.0012272
34 | 0.0017768 | 0.00044532
35 | 0.0049981 | 0.0012526
36 | 0.0056369 | 0.0014128
37 | 0.0038149 | 0.00095611
38 | 0.0037639 | 0.00094332
39 | 0.0032303 | 0.0008096
40 | 0.0040327 | 0.0010107
41 | 0.0073014 | 0.0018299
42 | 0.0099636 | 0.0024971
43 | 0.0049283 | 0.0012351
44 | 0.0063026 | 0.0015796
45 | 0.0054354 | 0.0013622
46 | 0.0033998 | 0.00085206
47 | 0.014816 | 0.0037132
48 | 0.013246 | 0.0033199
49 | 0.0056435 | 0.0014144
50 | 0.0025151 | 0.00063033
51 | 0.0068481 | 0.0017163
52 | 0.0063308 | 0.0015866
53 | 0.0076989 | 0.0019295
54 | 0.0071853 | 0.0018008
55 | 0.0045572 | 0.0011421
56 | 0.0034151 | 0.00085591
57 | 0.0042355 | 0.0010615
58 | 0.0058759 | 0.0014726
59 | 0.0066927 | 0.0016774
60 | 0.0037236 | 0.00093323
61 | 0.0065934 | 0.0016525
62 | 0.0056103 | 0.0014061
63 | 0.0058164 | 0.0014577
64 | 0.010066 | 0.0025228
65 | 0.0033743 | 0.00084568
66 | 0.0046965 | 0.0011771
67 | 0.003716 | 0.00093132
68 | 0.003138 | 0.00078645
69 | 0.0030638 | 0.00076786
70 | 0.0047321 | 0.001186
71 | 0.0096858 | 0.0024275
72 | 0.0048776 | 0.0012224
73 | 0.0053961 | 0.0013524
74 | 0.0034609 | 0.00086738
75 | 0.005607 | 0.0014053
76 | 0.0077886 | 0.001952
77 | 0.0057624 | 0.0014442
78 | 0.0069366 | 0.0017385
79 | 0.0045019 | 0.0011283
80 | 0.015378 | 0.0038542
81 | 0.0041639 | 0.0010436
82 | 0.0052584 | 0.0013179
83 | 0.0064457 | 0.0016154
84 | 0.0043941 | 0.0011013
85 | 0.0057383 | 0.0014382
86 | 0.0073684 | 0.0018467
87 | 0.012152 | 0.0030456
88 | 0.0078379 | 0.0019644
89 | 0.0042491 | 0.0010649
90 | 0.0016187 | 0.00040568
91 | 0.010864 | 0.0027228
92 | 0.0011468 | 0.00028741
93 | 0.0056813 | 0.0014239
94 | 0.021156 | 0.0053022
95 | 0.0065813 | 0.0016494

## dtypes
| element | column | dtype
0 | bus | name | object
1 | bus | vn_kv | float64
2 | bus | type | object
3 | bus | zone | object
4 | bus | in_service | bool
5 | load | name | object
6 | load | bus | uint32
7 | load | p_mw | float64
8 | load | q_mvar | float64
9 | load | const_z_percent | float64
10 | load | const_i_percent | float64
11 | load | sn_mva | float64
12 | load | scaling | float64
13 | load | in_service | bool
14 | load | type | object
15 | ext_grid | name | object
16 | ext_grid | bus | uint32
17 | ext_grid | vm_pu | float64
18 | ext_grid | va_degree | float64
19 | ext_grid | slack_weight | float64
20 | ext_grid | in_service | bool
21 | line | name | object
22 | line | std_type | object
23 | line | from_bus | uint32
24 | line | to_bus | uint32
25 | line | length_km | float64
26 | line | r_ohm_per_km | float64
27 | line | x_ohm_per_km | float64
28 | line | c_nf_per_km | float64
29 | line | g_us_per_km | float64
30 | line | max_i_ka | float64
31 | line | df | float64
32 | line | parallel | uint32
33 | line | type | object
34 | line | in_service | bool
35 | trafo | name | object
36 | trafo | std_type | object
37 | trafo | hv_bus | uint32
38 | trafo | lv_bus | uint32
39 | trafo | sn_mva | float64
40 | trafo | vn_hv_kv | float64
41 | trafo | vn_lv_kv | float64
42 | trafo | vk_percent | float64
43 | trafo | vkr_percent | float64
44 | trafo | pfe_kw | float64
45 | trafo | i0_percent | float64
46 | trafo | shift_degree | float64
47 | trafo | tap_side | object
48 | trafo | tap_neutral | int32
49 | trafo | tap_min | int32
50 | trafo | tap_max | int32
51 | trafo | tap_step_percent | float64
52 | trafo | tap_step_degree | float64
53 | trafo | tap_pos | int32
54 | trafo | tap_phase_shifter | bool
55 | trafo | parallel | uint32
56 | trafo | df | float64
57 | trafo | in_service | bool
58 | line_geodata | coords | object
59 | bus_geodata | x | float64
60 | bus_geodata | y | float64
61 | bus_geodata | coords | object
62 | res_bus | vm_pu | float64
63 | res_bus | va_degree | float64
64 | res_bus | p_mw | float64
65 | res_bus | q_mvar | float64
66 | res_line | p_from_mw | float64
67 | res_line | q_from_mvar | float64
68 | res_line | p_to_mw | float64
69 | res_line | q_to_mvar | float64
70 | res_line | pl_mw | float64
71 | res_line | ql_mvar | float64
72 | res_line | i_from_ka | float64
73 | res_line | i_to_ka | float64
74 | res_line | i_ka | float64
75 | res_line | vm_from_pu | float64
76 | res_line | va_from_degree | float64
77 | res_line | vm_to_pu | float64
78 | res_line | va_to_degree | float64
79 | res_line | loading_percent | float64
80 | res_trafo | p_hv_mw | float64
81 | res_trafo | q_hv_mvar | float64
82 | res_trafo | p_lv_mw | float64
83 | res_trafo | q_lv_mvar | float64
84 | res_trafo | pl_mw | float64
85 | res_trafo | ql_mvar | float64
86 | res_trafo | i_hv_ka | float64
87 | res_trafo | i_lv_ka | float64
88 | res_trafo | vm_hv_pu | float64
89 | res_trafo | va_hv_degree | float64
90 | res_trafo | vm_lv_pu | float64
91 | res_trafo | va_lv_degree | float64
92 | res_trafo | loading_percent | float64
93 | res_ext_grid | p_mw | float64
94 | res_ext_grid | q_mvar | float64
95 | res_load | p_mw | float64
96 | res_load | q_mvar | float64

## parameters
| version | format_version | converged | OPF_converged | name | f_hz | sn_mva
0 | 2.14.6 | 2.14.0 | TRUE | FALSE |  | 50 | 1