## bus
| name | vn_kv | type | zone | in_service
0 | bus_LV_1061-82_0_4_node_0 | 0.4 | n |  | TRUE
1 | bus_LV_1061-82_0_4_node_2 | 0.4 | n |  | TRUE
2 | bus_LV_1061-82_0_4_node_4 | 0.4 | n |  | TRUE
3 | bus_LV_1061-82_0_4_node_5 | 0.4 | n |  | TRUE
4 | bus_LV_1061-82_0_4_node_122 | 0.4 | n |  | TRUE
5 | bus_LV_1061-82_0_4_node_6 | 0.4 | n |  | TRUE
6 | bus_LV_1061-82_0_4_node_114 | 0.4 | n |  | TRUE
7 | bus_LV_1061-82_0_4_node_36 | 0.4 | n |  | TRUE
8 | bus_LV_1061-82_0_4_node_37 | 0.4 | n |  | TRUE
9 | bus_LV_1061-82_0_4_node_35 | 0.4 | n |  | TRUE
10 | bus_LV_1061-82_0_4_node_33 | 0.4 | n |  | TRUE
11 | bus_LV_1061-82_0_4_node_78 | 0.4 | n |  | TRUE
12 | bus_LV_1061-82_0_4_node_7 | 0.4 | n |  | TRUE
13 | bus_LV_1061-82_0_4_node_8 | 0.4 | n |  | TRUE
14 | bus_LV_1061-82_0_4_node_9 | 0.4 | n |  | TRUE
15 | bus_LV_1061-82_0_4_node_10 | 0.4 | n |  | TRUE
16 | bus_LV_1061-82_0_4_node_11 | 0.4 | n |  | TRUE
17 | bus_LV_1061-82_0_4_node_108 | 0.4 | n |  | TRUE
18 | bus_LV_1061-82_0_4_node_99 | 0.4 | n |  | TRUE
19 | bus_LV_1061-82_0_4_node_54 | 0.4 | n |  | TRUE
20 | bus_LV_1061-82_0_4_node_88 | 0.4 | n |  | TRUE
21 | bus_LV_1061-82_0_4_node_86 | 0.4 | n |  | TRUE
22 | bus_LV_1061-82_0_4_node_12 | 0.4 | n |  | TRUE
23 | bus_LV_1061-82_0_4_node_25 | 0.4 | n |  | TRUE
24 | bus_LV_1061-82_0_4_node_107 | 0.4 | n |  | TRUE
25 | bus_LV_1061-82_0_4_node_109 | 0.4 | n |  | TRUE
26 | bus_LV_1061-82_0_4_node_132 | 0.4 | n |  | TRUE
27 | bus_LV_1061-82_0_4_node_69 | 0.4 | n |  | TRUE
28 | bus_LV_1061-82_0_4_node_53 | 0.4 | n |  | TRUE
29 | bus_LV_1061-82_0_4_node_43 | 0.4 | n |  | TRUE
30 | bus_LV_1061-82_0_4_node_87 | 0.4 | n |  | TRUE
31 | bus_LV_1061-82_0_4_node_24 | 0.4 | n |  | TRUE
32 | bus_LV_1061-82_0_4_node_13 | 0.4 | n |  | TRUE
33 | bus_LV_1061-82_0_4_node_14 | 0.4 | n |  | TRUE
34 | bus_LV_1061-82_0_4_node_15 | 0.4 | n |  | TRUE
35 | bus_LV_1061-82_0_4_node_16 | 0.4 | n |  | TRUE
36 | bus_LV_1061-82_0_4_node_17 | 0.4 | n |  | TRUE
37 | bus_LV_1061-82_0_4_node_18 | 0.4 | n |  | TRUE
38 | bus_LV_1061-82_0_4_node_62 | 0.4 | n |  | TRUE
39 | bus_LV_1061-82_0_4_node_77 | 0.4 | n |  | TRUE
40 | bus_LV_1061-82_0_4_node_74 | 0.4 | n |  | TRUE
41 | bus_LV_1061-82_0_4_node_63 | 0.4 | n |  | TRUE
42 | bus_LV_1061-82_0_4_node_144 | 0.4 | n |  | TRUE
43 | bus_LV_1061-82_0_4_node_143 | 0.4 | n |  | TRUE
44 | bus_LV_1061-82_0_4_node_123 | 0.4 | n |  | TRUE
45 | bus_LV_1061-82_0_4_node_75 | 0.4 | n |  | TRUE
46 | bus_LV_1061-82_0_4_node_19 | 0.4 | n |  | TRUE
47 | bus_LV_1061-82_0_4_node_20 | 0.4 | n |  | TRUE
48 | bus_LV_1061-82_0_4_node_21 | 0.4 | n |  | TRUE
49 | bus_LV_1061-82_0_4_node_22 | 0.4 | n |  | TRUE
50 | bus_LV_1061-82_0_4_node_23 | 0.4 | n |  | TRUE
51 | bus_LV_1061-82_0_4_node_66 | 0.4 | n |  | TRUE
52 | bus_LV_1061-82_0_4_node_48 | 0.4 | n |  | TRUE
53 | bus_LV_1061-82_0_4_node_34 | 0.4 | n |  | TRUE
54 | bus_LV_1061-82_0_4_node_68 | 0.4 | n |  | TRUE
55 | bus_LV_1061-82_0_4_node_113 | 0.4 | n |  | TRUE
56 | bus_LV_1061-82_0_4_node_46 | 0.4 | n |  | TRUE
57 | bus_LV_1061-82_0_4_node_26 | 0.4 | n |  | TRUE
58 | bus_LV_1061-82_0_4_node_27 | 0.4 | n |  | TRUE
59 | bus_LV_1061-82_0_4_node_89 | 0.4 | n |  | TRUE
60 | bus_LV_1061-82_0_4_node_110 | 0.4 | n |  | TRUE
61 | bus_LV_1061-82_0_4_node_38 | 0.4 | n |  | TRUE
62 | bus_LV_1061-82_0_4_node_28 | 0.4 | n |  | TRUE
63 | bus_LV_1061-82_0_4_node_29 | 0.4 | n |  | TRUE
64 | bus_LV_1061-82_0_4_node_30 | 0.4 | n |  | TRUE
65 | bus_LV_1061-82_0_4_node_31 | 0.4 | n |  | TRUE
66 | bus_LV_1061-82_0_4_node_64 | 0.4 | n |  | TRUE
67 | bus_LV_1061-82_0_4_node_65 | 0.4 | n |  | TRUE
68 | bus_LV_1061-82_0_4_node_79 | 0.4 | n |  | TRUE
69 | bus_LV_1061-82_0_4_node_117 | 0.4 | n |  | TRUE
70 | bus_LV_1061-82_0_4_node_128 | 0.4 | n |  | TRUE
71 | bus_LV_1061-82_0_4_node_82 | 0.4 | n |  | TRUE
72 | bus_LV_1061-82_0_4_node_103 | 0.4 | n |  | TRUE
73 | bus_LV_1061-82_0_4_node_101 | 0.4 | n |  | TRUE
74 | bus_LV_1061-82_0_4_node_72 | 0.4 | n |  | TRUE
75 | bus_LV_1061-82_0_4_node_70 | 0.4 | n |  | TRUE
76 | bus_LV_1061-82_0_4_node_81 | 0.4 | n |  | TRUE
77 | bus_LV_1061-82_0_4_node_39 | 0.4 | n |  | TRUE
78 | bus_LV_1061-82_0_4_node_40 | 0.4 | n |  | TRUE
79 | bus_LV_1061-82_0_4_node_41 | 0.4 | n |  | TRUE
80 | bus_LV_1061-82_0_4_node_42 | 0.4 | n |  | TRUE
81 | bus_LV_1061-82_0_4_node_44 | 0.4 | n |  | TRUE
82 | bus_LV_1061-82_0_4_node_124 | 0.4 | n |  | TRUE
83 | bus_LV_1061-82_0_4_node_118 | 0.4 | n |  | TRUE
84 | bus_LV_1061-82_0_4_node_112 | 0.4 | n |  | TRUE
85 | bus_LV_1061-82_0_4_node_119 | 0.4 | n |  | TRUE
86 | bus_LV_1061-82_0_4_node_45 | 0.4 | n |  | TRUE
87 | bus_LV_1061-82_0_4_node_47 | 0.4 | n |  | TRUE
88 | bus_LV_1061-82_0_4_node_49 | 0.4 | n |  | TRUE
89 | bus_LV_1061-82_0_4_node_90 | 0.4 | n |  | TRUE
90 | bus_LV_1061-82_0_4_node_50 | 0.4 | n |  | TRUE
91 | bus_LV_1061-82_0_4_node_51 | 0.4 | n |  | TRUE
92 | bus_LV_1061-82_0_4_node_52 | 0.4 | n |  | TRUE
93 | bus_LV_1061-82_0_4_node_67 | 0.4 | n |  | TRUE
94 | bus_LV_1061-82_0_4_node_55 | 0.4 | n |  | TRUE
95 | bus_LV_1061-82_0_4_node_56 | 0.4 | n |  | TRUE
96 | bus_LV_1061-82_0_4_node_57 | 0.4 | n |  | TRUE
97 | bus_LV_1061-82_0_4_node_58 | 0.4 | n |  | TRUE
98 | bus_LV_1061-82_0_4_node_59 | 0.4 | n |  | TRUE
99 | bus_LV_1061-82_0_4_node_60 | 0.4 | n |  | TRUE
100 | bus_LV_1061-82_0_4_node_61 | 0.4 | n |  | TRUE
101 | bus_LV_1061-82_0_4_node_91 | 0.4 | n |  | TRUE
102 | bus_LV_1061-82_0_4_node_73 | 0.4 | n |  | TRUE
103 | bus_LV_1061-82_0_4_node_130 | 0.4 | n |  | TRUE
104 | bus_LV_1061-82_0_4_node_131 | 0.4 | n |  | TRUE
105 | bus_LV_1061-82_0_4_node_115 | 0.4 | n |  | TRUE
106 | bus_LV_1061-82_0_4_node_116 | 0.4 | n |  | TRUE
107 | bus_LV_1061-82_0_4_node_102 | 0.4 | n |  | TRUE
108 | bus_LV_1061-82_0_4_node_126 | 0.4 | n |  | TRUE
109 | bus_LV_1061-82_0_4_node_93 | 0.4 | n |  | TRUE
110 | bus_LV_1061-82_0_4_node_92 | 0.4 | n |  | TRUE
111 | bus_LV_1061-82_0_4_node_71 | 0.4 | n |  | TRUE
112 | bus_LV_1061-82_0_4_node_80 | 0.4 | n |  | TRUE
113 | bus_LV_1061-82_0_4_node_97 | 0.4 | n |  | TRUE
114 | bus_LV_1061-82_0_4_node_76 | 0.4 | n |  | TRUE
115 | bus_LV_1061-82_0_4_node_106 | 0.4 | n |  | TRUE
116 | bus_LV_1061-82_0_4_node_129 | 0.4 | n |  | TRUE
117 | bus_LV_1061-82_0_4_node_145 | 0.4 | n |  | TRUE
118 | bus_LV_1061-82_0_4_node_146 | 0.4 | n |  | TRUE
119 | bus_LV_1061-82_0_4_node_136 | 0.4 | n |  | TRUE
120 | bus_LV_1061-82_0_4_node_133 | 0.4 | n |  | TRUE
121 | bus_LV_1061-82_0_4_node_96 | 0.4 | n |  | TRUE
122 | bus_LV_1061-82_0_4_node_83 | 0.4 | n |  | TRUE
123 | bus_LV_1061-82_0_4_node_84 | 0.4 | n |  | TRUE
124 | bus_LV_1061-82_0_4_node_85 | 0.4 | n |  | TRUE
125 | bus_LV_1061-82_0_4_node_104 | 0.4 | n |  | TRUE
126 | bus_LV_1061-82_0_4_node_105 | 0.4 | n |  | TRUE
127 | bus_LV_1061-82_0_4_node_94 | 0.4 | n |  | TRUE
128 | bus_LV_1061-82_0_4_node_95 | 0.4 | n |  | TRUE
129 | bus_LV_1061-82_0_4_node_98 | 0.4 | n |  | TRUE
130 | bus_LV_1061-82_0_4_node_100 | 0.4 | n |  | TRUE
131 | bus_LV_1061-82_0_4_node_120 | 0.4 | n |  | TRUE
132 | bus_LV_1061-82_0_4_node_121 | 0.4 | n |  | TRUE
133 | bus_LV_1061-82_0_4_node_111 | 0.4 | n |  | TRUE
134 | bus_LV_1061-82_0_4_node_156 | 0.4 | n |  | TRUE
135 | bus_LV_1061-82_0_4_node_134 | 0.4 | n |  | TRUE
136 | bus_LV_1061-82_0_4_node_135 | 0.4 | n |  | TRUE
137 | bus_LV_1061-82_0_4_node_125 | 0.4 | n |  | TRUE
138 | bus_LV_1061-82_0_4_node_127 | 0.4 | n |  | TRUE
139 | bus_LV_1061-82_0_4_node_137 | 0.4 | n |  | TRUE
140 | bus_LV_1061-82_0_4_node_138 | 0.4 | n |  | TRUE
141 | bus_LV_1061-82_0_4_node_139 | 0.4 | n |  | TRUE
142 | bus_LV_1061-82_0_4_node_140 | 0.4 | n |  | TRUE
143 | bus_LV_1061-82_0_4_node_141 | 0.4 | n |  | TRUE
144 | bus_LV_1061-82_0_4_node_142 | 0.4 | n |  | TRUE
145 | bus_LV_1061-82_0_4_node_147 | 0.4 | n |  | TRUE
146 | bus_LV_1061-82_0_4_node_148 | 0.4 | n |  | TRUE
147 | bus_LV_1061-82_0_4_node_149 | 0.4 | n |  | TRUE
148 | bus_LV_1061-82_0_4_node_150 | 0.4 | n |  | TRUE
149 | bus_LV_1061-82_0_4_node_151 | 0.4 | n |  | TRUE
150 | bus_LV_1061-82_0_4_node_152 | 0.4 | n |  | TRUE
151 | bus_LV_1061-82_0_4_node_153 | 0.4 | n |  | TRUE
152 | bus_LV_1061-82_0_4_node_154 | 0.4 | n |  | TRUE
153 | bus_LV_1061-82_0_4_node_155 | 0.4 | n |  | TRUE
154 | bus_MV_221_0_node_25 | 20 | n |  | TRUE

## load
| name | bus | p_mw | q_mvar | const_z_percent | const_i_percent | sn_mva | scaling | in_service | type
0 | LV_1061-82_0_4_load_0 | 0 | 0.013704 | 0.0034345 | 0 | 0 |  | 1 | TRUE | wye
1 | LV_1061-82_0_4_load_122 | 4 | 0.023244 | 0.0058254 | 0 | 0 |  | 1 | TRUE | wye
2 | LV_1061-82_0_4_load_114 | 6 | 0.0099975 | 0.0025056 | 0 | 0 |  | 1 | TRUE | wye
3 | LV_1061-82_0_4_load_35 | 9 | 0.04871 | 0.012208 | 0 | 0 |  | 1 | TRUE | wye
4 | LV_1061-82_0_4_load_33 | 10 | 0.0042598 | 0.0010676 | 0 | 0 |  | 1 | TRUE | wye
5 | LV_1061-82_0_4_load_7 | 12 | 0.0013146 | 0.00032946 | 0 | 0 |  | 1 | TRUE | wye
6 | LV_1061-82_0_4_load_99 | 18 | 0.0027065 | 0.00067832 | 0 | 0 |  | 1 | TRUE | wye
7 | LV_1061-82_0_4_load_54 | 19 | 0.0028181 | 0.00070629 | 0 | 0 |  | 1 | TRUE | wye
8 | LV_1061-82_0_4_load_88 | 20 | 0.0025475 | 0.00063846 | 0 | 0 |  | 1 | TRUE | wye
9 | LV_1061-82_0_4_load_86 | 21 | 0.0044621 | 0.0011183 | 0 | 0 |  | 1 | TRUE | wye
10 | LV_1061-82_0_4_load_12 | 22 | 0.0021072 | 0.00052811 | 0 | 0 |  | 1 | TRUE | wye
11 | LV_1061-82_0_4_load_25 | 23 | 0.0029372 | 0.00073612 | 0 | 0 |  | 1 | TRUE | wye
12 | LV_1061-82_0_4_load_107 | 24 | 0.0020989 | 0.00052603 | 0 | 0 |  | 1 | TRUE | wye
13 | LV_1061-82_0_4_load_132 | 26 | 0.0033668 | 0.00084379 | 0 | 0 |  | 1 | TRUE | wye
14 | LV_1061-82_0_4_load_53 | 28 | 0.0028035 | 0.00070263 | 0 | 0 |  | 1 | TRUE | wye
15 | LV_1061-82_0_4_load_43 | 29 | 0.0020512 | 0.00051408 | 0 | 0 |  | 1 | TRUE | wye
16 | LV_1061-82_0_4_load_87 | 30 | 0.0024688 | 0.00061874 | 0 | 0 |  | 1 | TRUE | wye
17 | LV_1061-82_0_4_load_24 | 31 | 0.0033036 | 0.00082795 | 0 | 0 |  | 1 | TRUE | wye
18 | LV_1061-82_0_4_load_13 | 32 | 0.0013543 | 0.00033941 | 0 | 0 |  | 1 | TRUE | wye
19 | LV_1061-82_0_4_load_14 | 33 | 0.0014154 | 0.00035472 | 0 | 0 |  | 1 | TRUE | wye
20 | LV_1061-82_0_4_load_16 | 35 | 0.0033542 | 0.00084064 | 0 | 0 |  | 1 | TRUE | wye
21 | LV_1061-82_0_4_load_17 | 36 | 0.0031555 | 0.00079083 | 0 | 0 |  | 1 | TRUE | wye
22 | LV_1061-82_0_4_load_62 | 38 | 0.0031565 | 0.00079109 | 0 | 0 |  | 1 | TRUE | wye
23 | LV_1061-82_0_4_load_74 | 40 | 0.0023535 | 0.00058985 | 0 | 0 |  | 1 | TRUE | wye
24 | LV_1061-82_0_4_load_63 | 41 | 0.0031565 | 0.00079109 | 0 | 0 |  | 1 | TRUE | wye
25 | LV_1061-82_0_4_load_143 | 43 | 0.0040974 | 0.0010269 | 0 | 0 |  | 1 | TRUE | wye
26 | LV_1061-82_0_4_load_75 | 45 | 0.0030469 | 0.00076364 | 0 | 0 |  | 1 | TRUE | wye
27 | LV_1061-82_0_4_load_19 | 46 | 0.001725 | 0.00043232 | 0 | 0 |  | 1 | TRUE | wye
28 | LV_1061-82_0_4_load_20 | 47 | 0.0019498 | 0.00048867 | 0 | 0 |  | 1 | TRUE | wye
29 | LV_1061-82_0_4_load_21 | 48 | 0.001878 | 0.00047067 | 0 | 0 |  | 1 | TRUE | wye
30 | LV_1061-82_0_4_load_23 | 50 | 0.0017402 | 0.00043613 | 0 | 0 |  | 1 | TRUE | wye
31 | LV_1061-82_0_4_load_66 | 51 | 0.0019453 | 0.00048754 | 0 | 0 |  | 1 | TRUE | wye
32 | LV_1061-82_0_4_load_34 | 53 | 0.0022205 | 0.0005565 | 0 | 0 |  | 1 | TRUE | wye
33 | LV_1061-82_0_4_load_113 | 55 | 0.0031555 | 0.00079084 | 0 | 0 |  | 1 | TRUE | wye
34 | LV_1061-82_0_4_load_46 | 56 | 0.0022446 | 0.00056256 | 0 | 0 |  | 1 | TRUE | wye
35 | LV_1061-82_0_4_load_26 | 57 | 0.0014589 | 0.00036563 | 0 | 0 |  | 1 | TRUE | wye
36 | LV_1061-82_0_4_load_110 | 60 | 0.0024348 | 0.00061021 | 0 | 0 |  | 1 | TRUE | wye
37 | LV_1061-82_0_4_load_28 | 62 | 0.01392 | 0.0034888 | 0 | 0 |  | 1 | TRUE | wye
38 | LV_1061-82_0_4_load_29 | 63 | 0.010542 | 0.0026422 | 0 | 0 |  | 1 | TRUE | wye
39 | LV_1061-82_0_4_load_64 | 66 | 0.0035244 | 0.0008833 | 0 | 0 |  | 1 | TRUE | wye
40 | LV_1061-82_0_4_load_128 | 70 | 0.0018932 | 0.00047449 | 0 | 0 |  | 1 | TRUE | wye
41 | LV_1061-82_0_4_load_82 | 71 | 0.001424 | 0.0003569 | 0 | 0 |  | 1 | TRUE | wye
42 | LV_1061-82_0_4_load_103 | 72 | 0.001425 | 0.00035715 | 0 | 0 |  | 1 | TRUE | wye
43 | LV_1061-82_0_4_load_72 | 74 | 0.0064038 | 0.0016049 | 0 | 0 |  | 1 | TRUE | wye
44 | LV_1061-82_0_4_load_70 | 75 | 0.0094599 | 0.0023709 | 0 | 0 |  | 1 | TRUE | wye
45 | LV_1061-82_0_4_load_81 | 76 | 0.0050635 | 0.001269 | 0 | 0 |  | 1 | TRUE | wye
46 | LV_1061-82_0_4_load_39 | 77 | 0.0012349 | 0.00030948 | 0 | 0 |  | 1 | TRUE | wye
47 | LV_1061-82_0_4_load_40 | 78 | 0.0012358 | 0.00030973 | 0 | 0 |  | 1 | TRUE | wye
48 | LV_1061-82_0_4_load_42 | 80 | 0.0018334 | 0.0004595 | 0 | 0 |  | 1 | TRUE | wye
49 | LV_1061-82_0_4_load_44 | 81 | 0.0012358 | 0.00030973 | 0 | 0 |  | 1 | TRUE | wye
50 | LV_1061-82_0_4_load_124 | 82 | 0.0017429 | 0.0004368 | 0 | 0 |  | 1 | TRUE | wye
51 | LV_1061-82_0_4_load_118 | 83 | 0.0012556 | 0.00031469 | 0 | 0 |  | 1 | TRUE | wye
52 | LV_1061-82_0_4_load_119 | 85 | 0.0012556 | 0.00031469 | 0 | 0 |  | 1 | TRUE | wye
53 | LV_1061-82_0_4_load_45 | 86 | 0.0054757 | 0.0013723 | 0 | 0 |  | 1 | TRUE | wye
54 | LV_1061-82_0_4_load_47 | 87 | 0.0031585 | 0.0007916 | 0 | 0 |  | 1 | TRUE | wye
55 | LV_1061-82_0_4_load_49 | 88 | 0.0050369 | 0.0012624 | 0 | 0 |  | 1 | TRUE | wye
56 | LV_1061-82_0_4_load_90 | 89 | 0.0054667 | 0.0013701 | 0 | 0 |  | 1 | TRUE | wye
57 | LV_1061-82_0_4_load_50 | 90 | 0.0033439 | 0.00083805 | 0 | 0 |  | 1 | TRUE | wye
58 | LV_1061-82_0_4_load_51 | 91 | 0.0025795 | 0.00064649 | 0 | 0 |  | 1 | TRUE | wye
59 | LV_1061-82_0_4_load_52 | 92 | 0.0021843 | 0.00054744 | 0 | 0 |  | 1 | TRUE | wye
60 | LV_1061-82_0_4_load_67 | 93 | 0.0022191 | 0.00055616 | 0 | 0 |  | 1 | TRUE | wye
61 | LV_1061-82_0_4_load_55 | 94 | 0.0025814 | 0.00064697 | 0 | 0 |  | 1 | TRUE | wye
62 | LV_1061-82_0_4_load_56 | 95 | 0.002801 | 0.000702 | 0 | 0 |  | 1 | TRUE | wye
63 | LV_1061-82_0_4_load_57 | 96 | 0.003159 | 0.00079171 | 0 | 0 |  | 1 | TRUE | wye
64 | LV_1061-82_0_4_load_58 | 97 | 0.0018758 | 0.00047012 | 0 | 0 |  | 1 | TRUE | wye
65 | LV_1061-82_0_4_load_59 | 98 | 0.0031585 | 0.00079158 | 0 | 0 |  | 1 | TRUE | wye
66 | LV_1061-82_0_4_load_60 | 99 | 0.0032465 | 0.00081364 | 0 | 0 |  | 1 | TRUE | wye
67 | LV_1061-82_0_4_load_61 | 100 | 0.003159 | 0.00079171 | 0 | 0 |  | 1 | TRUE | wye
68 | LV_1061-82_0_4_load_91 | 101 | 0.003245 | 0.00081326 | 0 | 0 |  | 1 | TRUE | wye
69 | LV_1061-82_0_4_load_130 | 103 | 0.0051329 | 0.0012864 | 0 | 0 |  | 1 | TRUE | wye
70 | LV_1061-82_0_4_load_116 | 106 | 0.0014991 | 0.0003757 | 0 | 0 |  | 1 | TRUE | wye
71 | LV_1061-82_0_4_load_102 | 107 | 0.010543 | 0.0026423 | 0 | 0 |  | 1 | TRUE | wye
72 | LV_1061-82_0_4_load_126 | 108 | 0.0019373 | 0.00048554 | 0 | 0 |  | 1 | TRUE | wye
73 | LV_1061-82_0_4_load_93 | 109 | 0.0016031 | 0.00040176 | 0 | 0 |  | 1 | TRUE | wye
74 | LV_1061-82_0_4_load_92 | 110 | 0.0017265 | 0.00043271 | 0 | 0 |  | 1 | TRUE | wye
75 | LV_1061-82_0_4_load_71 | 111 | 0.0043745 | 0.0010964 | 0 | 0 |  | 1 | TRUE | wye
76 | LV_1061-82_0_4_load_80 | 112 | 0.0031585 | 0.00079158 | 0 | 0 |  | 1 | TRUE | wye
77 | LV_1061-82_0_4_load_97 | 113 | 0.003159 | 0.00079171 | 0 | 0 |  | 1 | TRUE | wye
78 | LV_1061-82_0_4_load_76 | 114 | 0.003043 | 0.00076264 | 0 | 0 |  | 1 | TRUE | wye
79 | LV_1061-82_0_4_load_106 | 115 | 0.0030407 | 0.00076207 | 0 | 0 |  | 1 | TRUE | wye
80 | LV_1061-82_0_4_load_129 | 116 | 0.003047 | 0.00076364 | 0 | 0 |  | 1 | TRUE | wye
81 | LV_1061-82_0_4_load_146 | 118 | 0.0015293 | 0.00038328 | 0 | 0 |  | 1 | TRUE | wye
82 | LV_1061-82_0_4_load_136 | 119 | 0.00038833 | 9.7324e-05 | 0 | 0 |  | 1 | TRUE | wye
83 | LV_1061-82_0_4_load_84 | 123 | 0.0010902 | 0.00027322 | 0 | 0 |  | 1 | TRUE | wye
84 | LV_1061-82_0_4_load_85 | 124 | 0.0029238 | 0.00073276 | 0 | 0 |  | 1 | TRUE | wye
85 | LV_1061-82_0_4_load_104 | 125 | 0.0010912 | 0.00027348 | 0 | 0 |  | 1 | TRUE | wye
86 | LV_1061-82_0_4_load_105 | 126 | 0.0010909 | 0.00027341 | 0 | 0 |  | 1 | TRUE | wye
87 | LV_1061-82_0_4_load_94 | 127 | 0.0025558 | 0.00064054 | 0 | 0 |  | 1 | TRUE | wye
88 | LV_1061-82_0_4_load_95 | 128 | 0.043322 | 0.010858 | 0 | 0 |  | 1 | TRUE | wye
89 | LV_1061-82_0_4_load_98 | 129 | 0.003043 | 0.00076264 | 0 | 0 |  | 1 | TRUE | wye
90 | LV_1061-82_0_4_load_100 | 130 | 0.0025417 | 0.00063702 | 0 | 0 |  | 1 | TRUE | wye
91 | LV_1061-82_0_4_load_120 | 131 | 0.0016268 | 0.00040771 | 0 | 0 |  | 1 | TRUE | wye
92 | LV_1061-82_0_4_load_121 | 132 | 0.0016304 | 0.00040862 | 0 | 0 |  | 1 | TRUE | wye
93 | LV_1061-82_0_4_load_111 | 133 | 0.0016268 | 0.00040771 | 0 | 0 |  | 1 | TRUE | wye
94 | LV_1061-82_0_4_load_156 | 134 | 0.0060488 | 0.001516 | 0 | 0 |  | 1 | TRUE | wye
95 | LV_1061-82_0_4_load_134 | 135 | 0.00036323 | 9.1035e-05 | 0 | 0 |  | 1 | TRUE | wye
96 | LV_1061-82_0_4_load_125 | 137 | 0.0018496 | 0.00046354 | 0 | 0 |  | 1 | TRUE | wye
97 | LV_1061-82_0_4_load_127 | 138 | 0.0019301 | 0.00048374 | 0 | 0 |  | 1 | TRUE | wye
98 | LV_1061-82_0_4_load_138 | 140 | 0.0003881 | 9.7267e-05 | 0 | 0 |  | 1 | TRUE | wye
99 | LV_1061-82_0_4_load_140 | 142 | 0.00064937 | 0.00016275 | 0 | 0 |  | 1 | TRUE | wye
100 | LV_1061-82_0_4_load_141 | 143 | 0.00064976 | 0.00016284 | 0 | 0 |  | 1 | TRUE | wye
101 | LV_1061-82_0_4_load_142 | 144 | 0.00069363 | 0.00017384 | 0 | 0 |  | 1 | TRUE | wye
102 | LV_1061-82_0_4_load_148 | 146 | 0.0019042 | 0.00047723 | 0 | 0 |  | 1 | TRUE | wye
103 | LV_1061-82_0_4_load_150 | 148 | 0.00062369 | 0.00015631 | 0 | 0 |  | 1 | TRUE | wye
104 | LV_1061-82_0_4_load_152 | 150 | 0.00058378 | 0.00014631 | 0 | 0 |  | 1 | TRUE | wye
105 | LV_1061-82_0_4_load_154 | 152 | 0.00062341 | 0.00015624 | 0 | 0 |  | 1 | TRUE | wye
106 | LV_1061-82_0_4_load_155 | 153 | 0.00058373 | 0.0001463 | 0 | 0 |  | 1 | TRUE | wye

## ext_grid
| name | bus | vm_pu | va_degree | slack_weight | in_service
0 |  | 100 | 1 | 0 | 1 | TRUE

## line
| name | std_type | from_bus | to_bus | length_km | r_ohm_per_km | x_ohm_per_km | c_nf_per_km | g_us_per_km | max_i_ka | df | parallel | type | in_service
0 | LV_1061-82_0_4_line_0 |  | 0 | 1 | 0.070249 | 0.125 | 0.08 | 261 | 0 | 0.364 | 1 | 1 | cs | TRUE
1 | LV_1061-82_0_4_line_1 |  | 1 | 2 | 0.044823 | 0.125 | 0.08 | 261 | 0 | 0.364 | 1 | 1 | cs | TRUE
2 | LV_1061-82_0_4_line_2 |  | 2 | 3 | 0.10066 | 0.125 | 0.08 | 261 | 0 | 0.364 | 1 | 1 | cs | TRUE
3 | LV_1061-82_0_4_line_3 |  | 2 | 4 | 0.018007 | 0.125 | 0.08 | 261 | 0 | 0.364 | 1 | 1 | cs | TRUE
4 | LV_1061-82_0_4_line_4 |  | 3 | 5 | 0.045217 | 0.125 | 0.08 | 261 | 0 | 0.364 | 1 | 1 | cs | TRUE
5 | LV_1061-82_0_4_line_5 |  | 4 | 11 | 0.10086 | 0.125 | 0.08 | 261 | 0 | 0.364 | 1 | 2 | cs | TRUE
6 | LV_1061-82_0_4_line_6 |  | 5 | 6 | 0.030352 | 0.125 | 0.08 | 261 | 0 | 0.364 | 1 | 1 | cs | TRUE
7 | LV_1061-82_0_4_line_7 |  | 7 | 8 | 0.0491 | 0.125 | 0.08 | 261 | 0 | 0.364 | 1 | 1 | cs | TRUE
8 | LV_1061-82_0_4_line_8 |  | 7 | 9 | 0.0047371 | 0.125 | 0.08 | 261 | 0 | 0.364 | 1 | 1 | cs | TRUE
9 | LV_1061-82_0_4_line_9 |  | 8 | 10 | 0.0075128 | 0.125 | 0.08 | 261 | 0 | 0.364 | 1 | 1 | cs | TRUE
10 | LV_1061-82_0_4_line_10 |  | 10 | 64 | 0.038409 | 0.125 | 0.08 | 261 | 0 | 0.364 | 1 | 1 | cs | TRUE
11 | LV_1061-82_0_4_line_11 |  | 11 | 44 | 0.021082 | 0.125 | 0.08 | 261 | 0 | 0.364 | 1 | 1 | cs | TRUE
12 | LV_1061-82_0_4_line_12 |  | 11 | 39 | 0.041772 | 0.125 | 0.08 | 261 | 0 | 0.364 | 1 | 3 | cs | TRUE
13 | LV_1061-82_0_4_line_13 |  | 12 | 13 | 0.0087025 | 0.125 | 0.08 | 261 | 0 | 0.364 | 1 | 1 | cs | TRUE
14 | LV_1061-82_0_4_line_14 |  | 12 | 14 | 0.036842 | 0.125 | 0.08 | 261 | 0 | 0.364 | 1 | 1 | cs | TRUE
15 | LV_1061-82_0_4_line_15 |  | 13 | 15 | 0.028536 | 0.125 | 0.08 | 261 | 0 | 0.364 | 1 | 3 | cs | TRUE
16 | LV_1061-82_0_4_line_16 |  | 13 | 16 | 0.001857 | 0.125 | 0.08 | 261 | 0 | 0.364 | 1 | 3 | cs | TRUE
17 | LV_1061-82_0_4_line_17 |  | 14 | 17 | 0.0874 | 0.125 | 0.08 | 261 | 0 | 0.364 | 1 | 1 | cs | TRUE
18 | LV_1061-82_0_4_line_18 |  | 15 | 18 | 0.0052483 | 0.125 | 0.08 | 261 | 0 | 0.364 | 1 | 3 | cs | TRUE
19 | LV_1061-82_0_4_line_19 |  | 15 | 19 | 0.010024 | 0.125 | 0.08 | 261 | 0 | 0.364 | 1 | 1 | cs | TRUE
20 | LV_1061-82_0_4_line_20 |  | 16 | 20 | 0.011683 | 0.125 | 0.08 | 261 | 0 | 0.364 | 1 | 3 | cs | TRUE
21 | LV_1061-82_0_4_line_21 |  | 16 | 21 | 0.016233 | 0.125 | 0.08 | 261 | 0 | 0.364 | 1 | 1 | cs | TRUE
22 | LV_1061-82_0_4_line_22 |  | 17 | 25 | 0.025267 | 0.125 | 0.08 | 261 | 0 | 0.364 | 1 | 1 | cs | TRUE
23 | LV_1061-82_0_4_line_23 |  | 18 | 27 | 0.012336 | 0.125 | 0.08 | 261 | 0 | 0.364 | 1 | 3 | cs | TRUE
24 | LV_1061-82_0_4_line_24 |  | 19 | 28 | 0.009646 | 0.125 | 0.08 | 261 | 0 | 0.364 | 1 | 1 | cs | TRUE
25 | LV_1061-82_0_4_line_25 |  | 20 | 29 | 0.0084736 | 0.125 | 0.08 | 261 | 0 | 0.364 | 1 | 3 | cs | TRUE
26 | LV_1061-82_0_4_line_26 |  | 21 | 30 | 0.013106 | 0.125 | 0.08 | 261 | 0 | 0.364 | 1 | 1 | cs | TRUE
27 | LV_1061-82_0_4_line_27 |  | 22 | 23 | 0.049559 | 0.125 | 0.08 | 261 | 0 | 0.364 | 1 | 1 | cs | TRUE
28 | LV_1061-82_0_4_line_28 |  | 22 | 24 | 0.073741 | 0.125 | 0.08 | 261 | 0 | 0.364 | 1 | 1 | cs | TRUE
29 | LV_1061-82_0_4_line_29 |  | 23 | 31 | 0.021114 | 0.125 | 0.08 | 261 | 0 | 0.364 | 1 | 1 | cs | TRUE
30 | LV_1061-82_0_4_line_30 |  | 25 | 26 | 0.11721 | 0.125 | 0.08 | 261 | 0 | 0.364 | 1 | 1 | cs | TRUE
31 | LV_1061-82_0_4_line_31 |  | 27 | 109 | 0.021366 | 0.125 | 0.08 | 261 | 0 | 0.364 | 1 | 1 | cs | TRUE
32 | LV_1061-82_0_4_line_32 |  | 27 | 54 | 0.008764 | 0.125 | 0.08 | 261 | 0 | 0.364 | 1 | 3 | cs | TRUE
33 | LV_1061-82_0_4_line_33 |  | 28 | 94 | 0.010139 | 0.125 | 0.08 | 261 | 0 | 0.364 | 1 | 1 | cs | TRUE
34 | LV_1061-82_0_4_line_34 |  | 29 | 79 | 0.02659 | 0.125 | 0.08 | 261 | 0 | 0.364 | 1 | 3 | cs | TRUE
35 | LV_1061-82_0_4_line_35 |  | 31 | 57 | 0.01596 | 0.125 | 0.08 | 261 | 0 | 0.364 | 1 | 1 | cs | TRUE
36 | LV_1061-82_0_4_line_36 |  | 32 | 33 | 0.020339 | 0.125 | 0.08 | 261 | 0 | 0.364 | 1 | 1 | cs | TRUE
37 | LV_1061-82_0_4_line_37 |  | 32 | 34 | 0.0095821 | 0.125 | 0.08 | 261 | 0 | 0.364 | 1 | 1 | cs | TRUE
38 | LV_1061-82_0_4_line_38 |  | 33 | 35 | 0.025861 | 0.125 | 0.08 | 261 | 0 | 0.364 | 1 | 1 | cs | TRUE
39 | LV_1061-82_0_4_line_39 |  | 34 | 36 | 0.00087268 | 0.125 | 0.08 | 261 | 0 | 0.364 | 1 | 3 | cs | TRUE
40 | LV_1061-82_0_4_line_40 |  | 34 | 37 | 0.030848 | 0.125 | 0.08 | 261 | 0 | 0.364 | 1 | 3 | cs | TRUE
41 | LV_1061-82_0_4_line_41 |  | 36 | 38 | 0.00013689 | 0.125 | 0.08 | 261 | 0 | 0.364 | 1 | 3 | cs | TRUE
42 | LV_1061-82_0_4_line_42 |  | 37 | 39 | 0.022248 | 0.125 | 0.08 | 261 | 0 | 0.364 | 1 | 3 | cs | TRUE
43 | LV_1061-82_0_4_line_43 |  | 37 | 40 | 0.026637 | 0.125 | 0.08 | 261 | 0 | 0.364 | 1 | 1 | cs | TRUE
44 | LV_1061-82_0_4_line_44 |  | 38 | 41 | 0.00013767 | 0.125 | 0.08 | 261 | 0 | 0.364 | 1 | 3 | cs | TRUE
45 | LV_1061-82_0_4_line_45 |  | 39 | 42 | 0.006542 | 0.125 | 0.08 | 261 | 0 | 0.364 | 1 | 1 | cs | TRUE
46 | LV_1061-82_0_4_line_46 |  | 39 | 43 | 0.009715 | 0.125 | 0.08 | 261 | 0 | 0.364 | 1 | 1 | cs | TRUE
47 | LV_1061-82_0_4_line_47 |  | 40 | 45 | 0.010649 | 0.125 | 0.08 | 261 | 0 | 0.364 | 1 | 1 | cs | TRUE
48 | LV_1061-82_0_4_line_48 |  | 41 | 55 | 0.00013688 | 0.125 | 0.08 | 261 | 0 | 0.364 | 1 | 3 | cs | TRUE
49 | LV_1061-82_0_4_line_49 |  | 42 | 117 | 0.009861 | 0.125 | 0.08 | 261 | 0 | 0.364 | 1 | 1 | cs | TRUE
50 | LV_1061-82_0_4_line_50 |  | 42 | 118 | 0.009221 | 0.125 | 0.08 | 261 | 0 | 0.364 | 1 | 1 | cs | TRUE
51 | LV_1061-82_0_4_line_51 |  | 44 | 119 | 0.003624 | 0.125 | 0.08 | 261 | 0 | 0.364 | 1 | 1 | cs | TRUE
52 | LV_1061-82_0_4_line_52 |  | 44 | 120 | 0.008516 | 0.125 | 0.08 | 261 | 0 | 0.364 | 1 | 1 | cs | TRUE
53 | LV_1061-82_0_4_line_53 |  | 45 | 114 | 0.0052135 | 0.125 | 0.08 | 261 | 0 | 0.364 | 1 | 1 | cs | TRUE
54 | LV_1061-82_0_4_line_54 |  | 46 | 47 | 0.0090433 | 0.125 | 0.08 | 261 | 0 | 0.364 | 1 | 1 | cs | TRUE
55 | LV_1061-82_0_4_line_55 |  | 46 | 48 | 0.0082016 | 0.125 | 0.08 | 261 | 0 | 0.364 | 1 | 1 | cs | TRUE
56 | LV_1061-82_0_4_line_56 |  | 47 | 49 | 0.017852 | 0.125 | 0.08 | 261 | 0 | 0.364 | 1 | 1 | cs | TRUE
57 | LV_1061-82_0_4_line_57 |  | 48 | 50 | 0.0094521 | 0.125 | 0.08 | 261 | 0 | 0.364 | 1 | 1 | cs | TRUE
58 | LV_1061-82_0_4_line_58 |  | 49 | 51 | 0.010036 | 0.125 | 0.08 | 261 | 0 | 0.364 | 1 | 3 | cs | TRUE
59 | LV_1061-82_0_4_line_59 |  | 49 | 52 | 0.005764 | 0.125 | 0.08 | 261 | 0 | 0.364 | 1 | 3 | cs | TRUE
60 | LV_1061-82_0_4_line_60 |  | 50 | 53 | 0.0097211 | 0.125 | 0.08 | 261 | 0 | 0.364 | 1 | 1 | cs | TRUE
61 | LV_1061-82_0_4_line_61 |  | 51 | 54 | 0.010428 | 0.125 | 0.08 | 261 | 0 | 0.364 | 1 | 3 | cs | TRUE
62 | LV_1061-82_0_4_line_62 |  | 52 | 55 | 0.022727 | 0.125 | 0.08 | 261 | 0 | 0.364 | 1 | 3 | cs | TRUE
63 | LV_1061-82_0_4_line_63 |  | 52 | 56 | 0.0099945 | 0.125 | 0.08 | 261 | 0 | 0.364 | 1 | 1 | cs | TRUE
64 | LV_1061-82_0_4_line_64 |  | 54 | 93 | 0.010107 | 0.125 | 0.08 | 261 | 0 | 0.364 | 1 | 1 | cs | TRUE
65 | LV_1061-82_0_4_line_65 |  | 56 | 86 | 0.009758 | 0.125 | 0.08 | 261 | 0 | 0.364 | 1 | 1 | cs | TRUE
66 | LV_1061-82_0_4_line_66 |  | 57 | 58 | 0.023458 | 0.125 | 0.08 | 261 | 0 | 0.364 | 1 | 1 | cs | TRUE
67 | LV_1061-82_0_4_line_67 |  | 58 | 59 | 0.037421 | 0.125 | 0.08 | 261 | 0 | 0.364 | 1 | 1 | cs | TRUE
68 | LV_1061-82_0_4_line_68 |  | 59 | 60 | 0.011174 | 0.125 | 0.08 | 261 | 0 | 0.364 | 1 | 1 | cs | TRUE
69 | LV_1061-82_0_4_line_69 |  | 59 | 61 | 0.022772 | 0.125 | 0.08 | 261 | 0 | 0.364 | 1 | 1 | cs | TRUE
70 | LV_1061-82_0_4_line_70 |  | 61 | 71 | 0.015648 | 0.125 | 0.08 | 261 | 0 | 0.364 | 1 | 1 | cs | TRUE
71 | LV_1061-82_0_4_line_71 |  | 62 | 63 | 0.032157 | 0.125 | 0.08 | 261 | 0 | 0.364 | 1 | 1 | cs | TRUE
72 | LV_1061-82_0_4_line_72 |  | 62 | 64 | 0.014646 | 0.125 | 0.08 | 261 | 0 | 0.364 | 1 | 1 | cs | TRUE
73 | LV_1061-82_0_4_line_73 |  | 63 | 65 | 0.032663 | 0.125 | 0.08 | 261 | 0 | 0.364 | 1 | 1 | cs | TRUE
74 | LV_1061-82_0_4_line_74 |  | 65 | 66 | 0.0067279 | 0.125 | 0.08 | 261 | 0 | 0.364 | 1 | 3 | cs | TRUE
75 | LV_1061-82_0_4_line_75 |  | 65 | 67 | 0.0074182 | 0.125 | 0.08 | 261 | 0 | 0.364 | 1 | 3 | cs | TRUE
76 | LV_1061-82_0_4_line_76 |  | 66 | 68 | 0.013018 | 0.125 | 0.08 | 261 | 0 | 0.364 | 1 | 3 | cs | TRUE
77 | LV_1061-82_0_4_line_77 |  | 67 | 69 | 0.039057 | 0.125 | 0.08 | 261 | 0 | 0.364 | 1 | 3 | cs | TRUE
78 | LV_1061-82_0_4_line_78 |  | 67 | 70 | 0.015156 | 0.125 | 0.08 | 261 | 0 | 0.364 | 1 | 1 | cs | TRUE
79 | LV_1061-82_0_4_line_79 |  | 68 | 102 | 0.019489 | 0.125 | 0.08 | 261 | 0 | 0.364 | 1 | 1 | cs | TRUE
80 | LV_1061-82_0_4_line_80 |  | 68 | 101 | 0.02095 | 0.125 | 0.08 | 261 | 0 | 0.364 | 1 | 3 | cs | TRUE
81 | LV_1061-82_0_4_line_81 |  | 69 | 103 | 0.005808 | 0.125 | 0.08 | 261 | 0 | 0.364 | 1 | 1 | cs | TRUE
82 | LV_1061-82_0_4_line_82 |  | 69 | 104 | 0.035114 | 0.125 | 0.08 | 261 | 0 | 0.364 | 1 | 1 | cs | TRUE
83 | LV_1061-82_0_4_line_83 |  | 69 | 105 | 0.040291 | 0.125 | 0.08 | 261 | 0 | 0.364 | 1 | 3 | cs | TRUE
84 | LV_1061-82_0_4_line_84 |  | 70 | 108 | 0.0065403 | 0.125 | 0.08 | 261 | 0 | 0.364 | 1 | 1 | cs | TRUE
85 | LV_1061-82_0_4_line_85 |  | 71 | 76 | 0.0055076 | 0.125 | 0.08 | 261 | 0 | 0.364 | 1 | 1 | cs | TRUE
86 | LV_1061-82_0_4_line_86 |  | 72 | 73 | 0.0041555 | 0.125 | 0.08 | 261 | 0 | 0.364 | 1 | 1 | cs | TRUE
87 | LV_1061-82_0_4_line_87 |  | 73 | 107 | 0.025104 | 0.125 | 0.08 | 261 | 0 | 0.364 | 1 | 1 | cs | TRUE
88 | LV_1061-82_0_4_line_88 |  | 73 | 130 | 0.014515 | 0.125 | 0.08 | 261 | 0 | 0.364 | 1 | 1 | cs | TRUE
89 | LV_1061-82_0_4_line_89 |  | 74 | 75 | 0.004242 | 0.125 | 0.08 | 261 | 0 | 0.364 | 1 | 1 | cs | TRUE
90 | LV_1061-82_0_4_line_90 |  | 75 | 111 | 0.0052055 | 0.125 | 0.08 | 261 | 0 | 0.364 | 1 | 1 | cs | TRUE
91 | LV_1061-82_0_4_line_91 |  | 76 | 122 | 0.01687 | 0.125 | 0.08 | 261 | 0 | 0.364 | 1 | 1 | cs | TRUE
92 | LV_1061-82_0_4_line_92 |  | 77 | 78 | 8.7873e-05 | 0.125 | 0.08 | 261 | 0 | 0.364 | 1 | 1 | cs | TRUE
93 | LV_1061-82_0_4_line_93 |  | 77 | 79 | 0.012153 | 0.125 | 0.08 | 261 | 0 | 0.364 | 1 | 1 | cs | TRUE
94 | LV_1061-82_0_4_line_94 |  | 78 | 80 | 0.0011202 | 0.125 | 0.08 | 261 | 0 | 0.364 | 1 | 1 | cs | TRUE
95 | LV_1061-82_0_4_line_95 |  | 79 | 81 | 0.01614 | 0.125 | 0.08 | 261 | 0 | 0.364 | 1 | 3 | cs | TRUE
96 | LV_1061-82_0_4_line_96 |  | 80 | 82 | 8.4847e-05 | 0.125 | 0.08 | 261 | 0 | 0.364 | 1 | 1 | cs | TRUE
97 | LV_1061-82_0_4_line_97 |  | 81 | 83 | 0.010698 | 0.125 | 0.08 | 261 | 0 | 0.364 | 1 | 3 | cs | TRUE
98 | LV_1061-82_0_4_line_98 |  | 82 | 84 | 0.020109 | 0.125 | 0.08 | 261 | 0 | 0.364 | 1 | 1 | cs | TRUE
99 | LV_1061-82_0_4_line_99 |  | 83 | 85 | 0.0051806 | 0.125 | 0.08 | 261 | 0 | 0.364 | 1 | 3 | cs | TRUE
100 | LV_1061-82_0_4_line_100 |  | 84 | 132 | 0.011019 | 0.125 | 0.08 | 261 | 0 | 0.364 | 1 | 1 | cs | TRUE
101 | LV_1061-82_0_4_line_101 |  | 84 | 133 | 0.010408 | 0.125 | 0.08 | 261 | 0 | 0.364 | 1 | 1 | cs | TRUE
102 | LV_1061-82_0_4_line_102 |  | 85 | 106 | 0.0051806 | 0.125 | 0.08 | 261 | 0 | 0.364 | 1 | 3 | cs | TRUE
103 | LV_1061-82_0_4_line_103 |  | 86 | 87 | 0.0077076 | 0.125 | 0.08 | 261 | 0 | 0.364 | 1 | 1 | cs | TRUE
104 | LV_1061-82_0_4_line_104 |  | 87 | 88 | 0.0024342 | 0.125 | 0.08 | 261 | 0 | 0.364 | 1 | 1 | cs | TRUE
105 | LV_1061-82_0_4_line_105 |  | 88 | 89 | 0.0093564 | 0.125 | 0.08 | 261 | 0 | 0.364 | 1 | 1 | cs | TRUE
106 | LV_1061-82_0_4_line_106 |  | 90 | 91 | 0.009356 | 0.125 | 0.08 | 261 | 0 | 0.364 | 1 | 1 | cs | TRUE
107 | LV_1061-82_0_4_line_107 |  | 91 | 92 | 0.010138 | 0.125 | 0.08 | 261 | 0 | 0.364 | 1 | 1 | cs | TRUE
108 | LV_1061-82_0_4_line_108 |  | 92 | 93 | 0.0096964 | 0.125 | 0.08 | 261 | 0 | 0.364 | 1 | 1 | cs | TRUE
109 | LV_1061-82_0_4_line_109 |  | 94 | 95 | 0.0092405 | 0.125 | 0.08 | 261 | 0 | 0.364 | 1 | 1 | cs | TRUE
110 | LV_1061-82_0_4_line_110 |  | 96 | 97 | 0.0048818 | 0.125 | 0.08 | 261 | 0 | 0.364 | 1 | 1 | cs | TRUE
111 | LV_1061-82_0_4_line_111 |  | 96 | 98 | 0.0054076 | 0.125 | 0.08 | 261 | 0 | 0.364 | 1 | 1 | cs | TRUE
112 | LV_1061-82_0_4_line_112 |  | 97 | 99 | 0.0059371 | 0.125 | 0.08 | 261 | 0 | 0.364 | 1 | 1 | cs | TRUE
113 | LV_1061-82_0_4_line_113 |  | 98 | 100 | 0.0054076 | 0.125 | 0.08 | 261 | 0 | 0.364 | 1 | 1 | cs | TRUE
114 | LV_1061-82_0_4_line_114 |  | 100 | 101 | 0.0026957 | 0.125 | 0.08 | 261 | 0 | 0.364 | 1 | 3 | cs | TRUE
115 | LV_1061-82_0_4_line_115 |  | 102 | 112 | 0.0032452 | 0.125 | 0.08 | 261 | 0 | 0.364 | 1 | 1 | cs | TRUE
116 | LV_1061-82_0_4_line_116 |  | 102 | 111 | 0.025078 | 0.125 | 0.08 | 261 | 0 | 0.364 | 1 | 1 | cs | TRUE
117 | LV_1061-82_0_4_line_117 |  | 104 | 134 | 0.008498 | 0.125 | 0.08 | 261 | 0 | 0.364 | 1 | 1 | cs | TRUE
118 | LV_1061-82_0_4_line_118 |  | 105 | 106 | 0.01859 | 0.125 | 0.08 | 261 | 0 | 0.364 | 1 | 3 | cs | TRUE
119 | LV_1061-82_0_4_line_119 |  | 105 | 107 | 0.023629 | 0.125 | 0.08 | 261 | 0 | 0.364 | 1 | 1 | cs | TRUE
120 | LV_1061-82_0_4_line_120 |  | 108 | 137 | 0.017786 | 0.125 | 0.08 | 261 | 0 | 0.364 | 1 | 1 | cs | TRUE
121 | LV_1061-82_0_4_line_121 |  | 109 | 110 | 0.0067812 | 0.125 | 0.08 | 261 | 0 | 0.364 | 1 | 1 | cs | TRUE
122 | LV_1061-82_0_4_line_122 |  | 110 | 127 | 0.026036 | 0.125 | 0.08 | 261 | 0 | 0.364 | 1 | 1 | cs | TRUE
123 | LV_1061-82_0_4_line_123 |  | 112 | 113 | 0.00029875 | 0.125 | 0.08 | 261 | 0 | 0.364 | 1 | 1 | cs | TRUE
124 | LV_1061-82_0_4_line_124 |  | 113 | 121 | 0.029981 | 0.125 | 0.08 | 261 | 0 | 0.364 | 1 | 1 | cs | TRUE
125 | LV_1061-82_0_4_line_125 |  | 114 | 115 | 0.005209 | 0.125 | 0.08 | 261 | 0 | 0.364 | 1 | 1 | cs | TRUE
126 | LV_1061-82_0_4_line_126 |  | 115 | 116 | 0.0052125 | 0.125 | 0.08 | 261 | 0 | 0.364 | 1 | 1 | cs | TRUE
127 | LV_1061-82_0_4_line_127 |  | 116 | 129 | 0.0052135 | 0.125 | 0.08 | 261 | 0 | 0.364 | 1 | 1 | cs | TRUE
128 | LV_1061-82_0_4_line_128 |  | 117 | 145 | 0.006943 | 0.125 | 0.08 | 261 | 0 | 0.364 | 1 | 1 | cs | TRUE
129 | LV_1061-82_0_4_line_129 |  | 117 | 146 | 0.008467 | 0.125 | 0.08 | 261 | 0 | 0.364 | 1 | 1 | cs | TRUE
130 | LV_1061-82_0_4_line_130 |  | 120 | 135 | 0.004481 | 0.125 | 0.08 | 261 | 0 | 0.364 | 1 | 1 | cs | TRUE
131 | LV_1061-82_0_4_line_131 |  | 120 | 136 | 0.007916 | 0.125 | 0.08 | 261 | 0 | 0.364 | 1 | 1 | cs | TRUE
132 | LV_1061-82_0_4_line_132 |  | 121 | 128 | 0.094396 | 0.125 | 0.08 | 261 | 0 | 0.364 | 1 | 1 | cs | TRUE
133 | LV_1061-82_0_4_line_133 |  | 122 | 123 | 0.017458 | 0.125 | 0.08 | 261 | 0 | 0.364 | 1 | 1 | cs | TRUE
134 | LV_1061-82_0_4_line_134 |  | 122 | 124 | 0.013306 | 0.125 | 0.08 | 261 | 0 | 0.364 | 1 | 1 | cs | TRUE
135 | LV_1061-82_0_4_line_135 |  | 123 | 125 | 0.0055325 | 0.125 | 0.08 | 261 | 0 | 0.364 | 1 | 1 | cs | TRUE
136 | LV_1061-82_0_4_line_136 |  | 125 | 126 | 0.0055321 | 0.125 | 0.08 | 261 | 0 | 0.364 | 1 | 1 | cs | TRUE
137 | LV_1061-82_0_4_line_137 |  | 126 | 131 | 0.0094326 | 0.125 | 0.08 | 261 | 0 | 0.364 | 1 | 1 | cs | TRUE
138 | LV_1061-82_0_4_line_138 |  | 131 | 132 | 0.0057308 | 0.125 | 0.08 | 261 | 0 | 0.364 | 1 | 1 | cs | TRUE
139 | LV_1061-82_0_4_line_139 |  | 136 | 139 | 0.006906 | 0.125 | 0.08 | 261 | 0 | 0.364 | 1 | 1 | cs | TRUE
140 | LV_1061-82_0_4_line_140 |  | 136 | 140 | 0.003611 | 0.125 | 0.08 | 261 | 0 | 0.364 | 1 | 1 | cs | TRUE
141 | LV_1061-82_0_4_line_141 |  | 137 | 138 | 0.006321 | 0.125 | 0.08 | 261 | 0 | 0.364 | 1 | 1 | cs | TRUE
142 | LV_1061-82_0_4_line_142 |  | 139 | 141 | 0.008394 | 0.125 | 0.08 | 261 | 0 | 0.364 | 1 | 1 | cs | TRUE
143 | LV_1061-82_0_4_line_143 |  | 139 | 142 | 0.004194 | 0.125 | 0.08 | 261 | 0 | 0.364 | 1 | 1 | cs | TRUE
144 | LV_1061-82_0_4_line_144 |  | 141 | 143 | 0.012834 | 0.125 | 0.08 | 261 | 0 | 0.364 | 1 | 1 | cs | TRUE
145 | LV_1061-82_0_4_line_145 |  | 141 | 144 | 0.003961 | 0.125 | 0.08 | 261 | 0 | 0.364 | 1 | 1 | cs | TRUE
146 | LV_1061-82_0_4_line_146 |  | 145 | 147 | 0.007413 | 0.125 | 0.08 | 261 | 0 | 0.364 | 1 | 1 | cs | TRUE
147 | LV_1061-82_0_4_line_147 |  | 145 | 148 | 0.008213 | 0.125 | 0.08 | 261 | 0 | 0.364 | 1 | 1 | cs | TRUE
148 | LV_1061-82_0_4_line_148 |  | 147 | 149 | 0.00782 | 0.125 | 0.08 | 261 | 0 | 0.364 | 1 | 1 | cs | TRUE
149 | LV_1061-82_0_4_line_149 |  | 147 | 150 | 0.007639 | 0.125 | 0.08 | 261 | 0 | 0.364 | 1 | 1 | cs | TRUE
150 | LV_1061-82_0_4_line_150 |  | 149 | 151 | 0.008245 | 0.125 | 0.08 | 261 | 0 | 0.364 | 1 | 1 | cs | TRUE
151 | LV_1061-82_0_4_line_151 |  | 149 | 152 | 0.007115 | 0.125 | 0.08 | 261 | 0 | 0.364 | 1 | 1 | cs | TRUE
152 | LV_1061-82_0_4_line_152 |  | 151 | 153 | 0.006491 | 0.125 | 0.08 | 261 | 0 | 0.364 | 1 | 1 | cs | TRUE

## trafo
| name | std_type | hv_bus | lv_bus | sn_mva | vn_hv_kv | vn_lv_kv | vk_percent | vkr_percent | pfe_kw | i0_percent | shift_degree | tap_side | tap_neutral | tap_min | tap_max | tap_step_percent | tap_step_degree | tap_pos | tap_phase_shifter | parallel | df | in_service
0 | LV_1061-82_0_4_trafo_61 | 0.63 MVA 20/0.4 kV | 154 | 100 | 0.63 | 20 | 0.4 | 6 | 1.206 | 1.65 | 0.2619 | 150 | hv | 0 | -2 | 2 | 2.5 | 0 | 0 | FALSE | 1 | 1 | TRUE

## line_geodata
| x0 | y0 | x1 | y1 | x2 | y2 | x3 | y3 | x4 | y4 | x5 | y5 | x6 | y6 | x7 | y7 | x8 | y8 | x9 | y9 | x10 | y10 | x11 | y11 | x12 | y12 | x13 | y13 | x14 | y14
0 | 2662145.0742 | 1212194.4187 | 2662146.1801 | 1212207.138 | 2662163.1435 | 1212262.0594
1 | 2662145.0742 | 1212194.4187 | 2662144.4644 | 1212187.3191 | 2662138.5135 | 1212180.1972 | 2662121.7485 | 1212157.2531
2 | 2662121.7485 | 1212157.2531 | 2662134.6755 | 1212148.2155 | 2662148.5233 | 1212137.5866 | 2662161.4137 | 1212127.7037 | 2662174.2046 | 1212117.8865 | 2662187.5394 | 1212107.6525 | 2662197.4187 | 1212100.1843 | 2662193.6667 | 1212095.6758
3 | 2662121.7485 | 1212157.2531 | 2662110.0458 | 1212143.5674
4 | 2662193.6667 | 1212095.6758 | 2662230.0689 | 1212068.7166
5 | 2662039.797 | 1212122.2347 | 2662074.9067 | 1212167.5275 | 2662076.5921 | 1212168.39 | 2662110.0458 | 1212143.5674
6 | 2662230.0689 | 1212068.7166 | 2662220.0106 | 1212055.4703 | 2662209.059 | 1212063.7348
7 | 2662148.7632 | 1211957.0899 | 2662151.8137 | 1211961.113 | 2662152.6232 | 1211962.1777 | 2662156.4669 | 1211962.2733 | 2662160.5088 | 1211963.7608 | 2662164.0437 | 1211966.5104 | 2662168.1129 | 1211971.2112 | 2662168.8183 | 1211970.596 | 2662172.5371 | 1211967.3661 | 2662174.0629 | 1211966.0478 | 2662184.7204 | 1211977.9662
8 | 2662184.7204 | 1211977.9662 | 2662187.5968 | 1211981.73
9 | 2662148.7632 | 1211957.0899 | 2662144.5809 | 1211951.5763 | 2662144.2211 | 1211951.1056
10 | 2662124.29 | 1211919.1119 | 2662127.1425 | 1211923.1885 | 2662130.549 | 1211928.0492 | 2662137.1873 | 1211937.046 | 2662143.6109 | 1211945.4958 | 2662144.3611 | 1211948.6056 | 2662144.2211 | 1211951.1056
11 | 2662022.5821 | 1212134.452 | 2662028.4956 | 1212129.844 | 2662039.797 | 1212122.2347
12 | 2662011.8329 | 1212102.8544 | 2662020.1574 | 1212097.2819 | 2662039.797 | 1212122.2347
13 | 2661944.5767 | 1211981.3149 | 2661939.1905 | 1211982.6932 | 2661936.1034 | 1211983.2821
14 | 2661908.3008 | 1211996.1809 | 2661910.3246 | 1211995.1901 | 2661911.2668 | 1211992.2648 | 2661911.2281 | 1211986.472 | 2661913.7954 | 1211984.364 | 2661922.0461 | 1211984.4497 | 2661931.1205 | 1211984.2326 | 2661936.1034 | 1211983.2821
15 | 2661962.0379 | 1212003.9211 | 2661944.5767 | 1211981.3149
16 | 2661943.437 | 1211979.8466 | 2661944.5767 | 1211981.3149
17 | 2661908.3008 | 1211996.1809 | 2661822.606 | 1212013.3585
18 | 2661962.0379 | 1212003.9211 | 2661965.249 | 1212008.0725
19 | 2661962.0379 | 1212003.9211 | 2661969.9489 | 1211997.7643
20 | 2661943.437 | 1211979.8466 | 2661952.6718 | 1211972.6905
21 | 2661943.437 | 1211979.8466 | 2661934.8555 | 1211969.1844 | 2661934.1921 | 1211966.7258
22 | 2661806.2676 | 1212032.6565 | 2661807.8897 | 1212030.8389 | 2661811.8487 | 1212026.3994 | 2661814.6546 | 1212023.2488 | 2661822.606 | 1212013.3585
23 | 2661972.7966 | 1212017.8302 | 2661965.249 | 1212008.0725
24 | 2661977.5611 | 1211991.8399 | 2661969.9489 | 1211997.7643
25 | 2661952.6718 | 1211972.6905 | 2661959.3698 | 1211967.5002
26 | 2661933.898 | 1211953.8318 | 2661932.9751 | 1211962.2162 | 2661934.1921 | 1211966.7258
27 | 2661922.1045 | 1211890.094 | 2661913.8317 | 1211938.9577
28 | 2661913.8317 | 1211938.9577 | 2661845.5084 | 1211911.2159
29 | 2661922.1045 | 1211890.094 | 2661925.629 | 1211869.2764
30 | 2661806.2676 | 1212032.6565 | 2661795.2747 | 1212044.9835 | 2661788.1997 | 1212039.229 | 2661782.8175 | 1212029.2338 | 2661775.3723 | 1212018.1389 | 2661769.6506 | 1212012.3094 | 2661762.7461 | 1212008.4245 | 2661753.3173 | 1212006.1811 | 2661747.6416 | 1212009.113 | 2661743.5165 | 1212012.717 | 2661740.8088 | 1212019.5932 | 2661740.58 | 1212026.2838 | 2661741.2839 | 1212030.2157 | 2661744.3119 | 1212032.0259 | 2661752.0656 | 1212031.6726
31 | 2661972.7966 | 1212017.8302 | 2661955.9565 | 1212030.9792
32 | 2661972.7966 | 1212017.8302 | 2661978.1801 | 1212024.757
33 | 2661977.5611 | 1211991.8399 | 2661985.5621 | 1211985.613
34 | 2661980.3881 | 1211951.2129 | 2661959.3698 | 1211967.5002
35 | 2661929.017 | 1211853.6955 | 2661926.8905 | 1211861.8251 | 2661925.629 | 1211869.2764
36 | 2661984.3175 | 1212082.9077 | 2662000.6032 | 1212070.7234
37 | 2662008.2757 | 1212064.9832 | 2662000.6032 | 1212070.7234
38 | 2661984.3175 | 1212082.9077 | 2661963.6102 | 1212098.4
39 | 2662008.2757 | 1212064.9832 | 2662007.7616 | 1212064.2779
40 | 2662008.2757 | 1212064.9832 | 2662027.1151 | 1212089.4495
41 | 2662007.7616 | 1212064.2779 | 2662007.681 | 1212064.1673
42 | 2662011.8329 | 1212102.8544 | 2662020.1574 | 1212097.2819 | 2662018.9728 | 1212095.7576 | 2662027.1151 | 1212089.4495
43 | 2662027.1151 | 1212089.4495 | 2662048.2072 | 1212073.1809
44 | 2662007.681 | 1212064.1673 | 2662007.5999 | 1212064.0561
45 | 2662011.8329 | 1212102.8544 | 2662006.3852 | 1212106.5
46 | 2662005.9796 | 1212095.0888 | 2662011.8329 | 1212102.8544
47 | 2662048.2072 | 1212073.1809 | 2662056.6394 | 1212066.6772
48 | 2662007.5999 | 1212064.0561 | 2662007.5193 | 1212063.9455
49 | 2662006.3852 | 1212106.5 | 2661998.1829 | 1212112.007
50 | 2662000.2033 | 1212099.6427 | 2662006.3852 | 1212106.5
51 | 2662020.3476 | 1212131.5937 | 2662022.5821 | 1212134.452
52 | 2662015.9165 | 1212139.7749 | 2662022.5821 | 1212134.452
53 | 2662056.6394 | 1212066.6772 | 2662060.7676 | 1212063.4931
54 | 2661976.4053 | 1212051.571 | 2661969.148 | 1212056.9667
55 | 2661962.5663 | 1212061.8603 | 2661969.148 | 1212056.9667
56 | 2661990.7312 | 1212040.9195 | 2661976.4053 | 1212051.571
57 | 2661954.981 | 1212067.5 | 2661962.5663 | 1212061.8603
58 | 2661990.7312 | 1212040.9195 | 2661984.5758 | 1212032.993
59 | 2661994.1323 | 1212045.5799 | 2661990.7312 | 1212040.9195
60 | 2661954.981 | 1212067.5 | 2661947.1799 | 1212073.3002
61 | 2661978.1801 | 1212024.757 | 2661984.5758 | 1212032.993
62 | 2661994.1323 | 1212045.5799 | 2662007.5193 | 1212063.9455
63 | 2661994.1323 | 1212045.5799 | 2662002.0628 | 1212039.4974
64 | 2661978.1801 | 1212024.757 | 2661986.1549 | 1212018.548
65 | 2662009.8057 | 1212033.5588 | 2662002.0628 | 1212039.4974
66 | 2661934.9533 | 1211831.0011 | 2661929.017 | 1211853.6955
67 | 2661963.5736 | 1211844.4175 | 2661962.4165 | 1211835.8447 | 2661950.5372 | 1211831.7633 | 2661940.962 | 1211831.1524 | 2661939.5281 | 1211832.405 | 2661934.9533 | 1211831.0011
68 | 2661963.5736 | 1211844.4175 | 2661959.1861 | 1211846.1952 | 2661957.7653 | 1211852.4769
69 | 2661979.3926 | 1211859.8356 | 2661970.7832 | 1211848.9173 | 2661967.334 | 1211845.2237 | 2661963.5736 | 1211844.4175
70 | 2661979.3926 | 1211859.8356 | 2661989.0797 | 1211872.1244
71 | 2662089.7694 | 1211949.2864 | 2662098.4625 | 1211942.5685 | 2662099.4119 | 1211938.2313 | 2662112.6772 | 1211928.0366
72 | 2662124.29 | 1211919.1119 | 2662112.6772 | 1211928.0366
73 | 2662063.9245 | 1211969.2588 | 2662089.7694 | 1211949.2864
74 | 2662063.9245 | 1211969.2588 | 2662067.9798 | 1211974.6272
75 | 2662059.45 | 1211963.342 | 2662061.9159 | 1211966.6029 | 2662063.9245 | 1211969.2588
76 | 2662075.8264 | 1211985.0144 | 2662067.9798 | 1211974.6272
77 | 2662033.8382 | 1211947.1213 | 2662042.3391 | 1211940.6836 | 2662059.45 | 1211963.342
78 | 2662059.45 | 1211963.342 | 2662047.2124 | 1211972.2836
79 | 2662087.5858 | 1212000.5796 | 2662083.3587 | 1211994.9878 | 2662075.8264 | 1211985.0144
80 | 2662075.8264 | 1211985.0144 | 2662058.7205 | 1211997.1102
81 | 2662033.8382 | 1211947.1213 | 2662029.8859 | 1211942.8554
82 | 2662033.8382 | 1211947.1213 | 2662005.7854 | 1211968.3427
83 | 2662024.4862 | 1211917.0391 | 2662042.3391 | 1211940.6836 | 2662033.8382 | 1211947.1213
84 | 2662047.2124 | 1211972.2836 | 2662041.9316 | 1211976.1421
85 | 2661992.4893 | 1211876.4497 | 2661989.0797 | 1211872.1244
86 | 2662064.604 | 1211889.3726 | 2662068.0252 | 1211887.0139
87 | 2662064.604 | 1211889.3726 | 2662043.9378 | 1211903.6246
88 | 2662064.604 | 1211889.3726 | 2662056.061 | 1211877.6378
89 | 2662112.268 | 1211983.0336 | 2662115.7254 | 1211980.5758
90 | 2662112.268 | 1211983.0336 | 2662108.0253 | 1211986.0496
91 | 2662002.9331 | 1211889.6984 | 2661992.4893 | 1211876.4497
92 | 2661973.1255 | 1211941.3586 | 2661973.1777 | 1211941.4293
93 | 2661980.3881 | 1211951.2129 | 2661973.1777 | 1211941.4293
94 | 2661973.1255 | 1211941.3586 | 2661972.4609 | 1211940.4568
95 | 2661980.3881 | 1211951.2129 | 2661993.1458 | 1211941.3263
96 | 2661972.4106 | 1211940.3885 | 2661972.4609 | 1211940.4568
97 | 2661993.1458 | 1211941.3263 | 2662001.6022 | 1211934.773
98 | 2661960.4803 | 1211924.2007 | 2661972.4106 | 1211940.3885
99 | 2662005.6972 | 1211931.5996 | 2662001.6022 | 1211934.773
100 | 2661960.4803 | 1211924.2007 | 2661969.0313 | 1211917.2512
101 | 2661960.4803 | 1211924.2007 | 2661952.4052 | 1211917.6343
102 | 2662009.7921 | 1211928.4262 | 2662005.6972 | 1211931.5996
103 | 2662009.8057 | 1212033.5588 | 2662015.9216 | 1212028.868
104 | 2662017.8531 | 1212027.3866 | 2662015.9216 | 1212028.868
105 | 2662017.8531 | 1212027.3866 | 2662025.2772 | 1212021.6925
106 | 2662009.1874 | 1212000.6155 | 2662001.8051 | 1212006.3632
107 | 2661993.8058 | 1212012.5912 | 2662001.8051 | 1212006.3632
108 | 2661986.1549 | 1212018.548 | 2661993.8058 | 1212012.5912
109 | 2661992.8544 | 1211979.9377 | 2661985.5621 | 1211985.613
110 | 2662047.689 | 1212004.9107 | 2662043.703 | 1212007.7292
111 | 2662047.689 | 1212004.9107 | 2662052.1043 | 1212001.7886
112 | 2662038.8555 | 1212011.157 | 2662043.703 | 1212007.7292
113 | 2662056.5195 | 1211998.6666 | 2662052.1043 | 1212001.7886
114 | 2662058.7205 | 1211997.1102 | 2662056.5195 | 1211998.6666
115 | 2662087.5858 | 1212000.5796 | 2662089.3773 | 1212003.2856
116 | 2662087.5858 | 1212000.5796 | 2662108.0253 | 1211986.0496
117 | 2662005.7854 | 1211968.3427 | 2662000.015 | 1211962.0901
118 | 2662024.4862 | 1211917.0391 | 2662009.7921 | 1211928.4262
119 | 2662024.4862 | 1211917.0391 | 2662043.9378 | 1211903.6246
120 | 2662027.5705 | 1211986.6353 | 2662041.9316 | 1211976.1421
121 | 2661950.6116 | 1212035.1526 | 2661955.9565 | 1212030.9792
122 | 2661931.0624 | 1212041.7782 | 2661935.4608 | 1212046.9826 | 2661950.6116 | 1212035.1526
123 | 2662089.5422 | 1212003.5347 | 2662089.3773 | 1212003.2856
124 | 2662106.0924 | 1212028.5337 | 2662089.5422 | 1212003.5347
125 | 2662064.8922 | 1212060.3117 | 2662060.7676 | 1212063.4931
126 | 2662069.0196 | 1212057.1282 | 2662064.8922 | 1212060.3117
127 | 2662073.1478 | 1212053.9441 | 2662069.0196 | 1212057.1282
128 | 2661998.1829 | 1212112.007 | 2661992.3987 | 1212115.8715
129 | 2661993.2015 | 1212105.1511 | 2661998.1829 | 1212112.007
130 | 2662015.9165 | 1212139.7749 | 2662014.006 | 1212135.7192
131 | 2662015.9165 | 1212139.7749 | 2662009.5909 | 1212144.5565
132 | 2662106.0924 | 1212028.5337 | 2662128.8634 | 1212057.7553 | 2662130.9191 | 1212059.5333 | 2662133.9548 | 1212059.8763 | 2662141.5182 | 1212055.1744 | 2662153.3746 | 1212053.3857 | 2662158.9588 | 1212054.8781 | 2662161.8033 | 1212058.2542 | 2662166.8593 | 1212078.1057
133 | 2662002.9331 | 1211889.6984 | 2661989.3851 | 1211900.7092
134 | 2662002.9331 | 1211889.6984 | 2662011.1705 | 1211900.1477
135 | 2661989.3851 | 1211900.7092 | 2661985.0917 | 1211904.1986
136 | 2661980.7986 | 1211907.6877 | 2661985.0917 | 1211904.1986
137 | 2661973.4786 | 1211913.6368 | 2661980.7986 | 1211907.6877
138 | 2661973.4786 | 1211913.6368 | 2661969.0313 | 1211917.2512
139 | 2662009.5909 | 1212144.5565 | 2662004.1294 | 1212148.8024
140 | 2662007.8077 | 1212141.4139 | 2662009.5909 | 1212144.5565
141 | 2662027.5705 | 1211986.6353 | 2662022.4667 | 1211990.3644
142 | 2662004.1294 | 1212148.8024 | 2661997.4959 | 1212153.9699
143 | 2662001.8869 | 1212145.2547 | 2662004.1294 | 1212148.8024
144 | 2661997.4959 | 1212153.9699 | 2661991.0004 | 1212159.0166 | 2661988.6867 | 1212155.0124
145 | 2661995.3882 | 1212150.6127 | 2661997.4959 | 1212153.9699
146 | 2661992.3987 | 1212115.8715 | 2661986.2317 | 1212120.0099
147 | 2661987.7125 | 1212109.1187 | 2661992.3987 | 1212115.8715
148 | 2661986.2317 | 1212120.0099 | 2661979.7205 | 1212124.3672
149 | 2661981.2853 | 1212114.1772 | 2661986.2317 | 1212120.0099
150 | 2661979.7205 | 1212124.3672 | 2661972.8574 | 1212128.9654
151 | 2661975.3264 | 1212118.7626 | 2661979.7205 | 1212124.3672
152 | 2661968.9605 | 1212123.7662 | 2661972.8574 | 1212128.9654

## bus_geodata
| x | y | coords
0 | 2662163.1435 | 1212262.0594
1 | 2662145.0742 | 1212194.4187
2 | 2662121.7485 | 1212157.2531
3 | 2662193.6667 | 1212095.6758
4 | 2662110.0458 | 1212143.5674
5 | 2662230.0689 | 1212068.7166
6 | 2662209.059 | 1212063.7348
7 | 2662184.7204 | 1211977.9662
8 | 2662148.7632 | 1211957.0899
9 | 2662187.5968 | 1211981.73
10 | 2662144.2211 | 1211951.1056
11 | 2662039.797 | 1212122.2347
12 | 2661936.1034 | 1211983.2821
13 | 2661944.5767 | 1211981.3149
14 | 2661908.3008 | 1211996.1809
15 | 2661962.0379 | 1212003.9211
16 | 2661943.437 | 1211979.8466
17 | 2661822.606 | 1212013.3585
18 | 2661965.249 | 1212008.0725
19 | 2661969.9489 | 1211997.7643
20 | 2661952.6718 | 1211972.6905
21 | 2661934.1921 | 1211966.7258
22 | 2661913.8317 | 1211938.9577
23 | 2661922.1045 | 1211890.094
24 | 2661845.5084 | 1211911.2159
25 | 2661806.2676 | 1212032.6565
26 | 2661752.0656 | 1212031.6726
27 | 2661972.7966 | 1212017.8302
28 | 2661977.5611 | 1211991.8399
29 | 2661959.3698 | 1211967.5002
30 | 2661933.898 | 1211953.8318
31 | 2661925.629 | 1211869.2764
32 | 2662000.6032 | 1212070.7234
33 | 2661984.3175 | 1212082.9077
34 | 2662008.2757 | 1212064.9832
35 | 2661963.6102 | 1212098.4
36 | 2662007.7616 | 1212064.2779
37 | 2662027.1151 | 1212089.4495
38 | 2662007.681 | 1212064.1673
39 | 2662011.8329 | 1212102.8544
40 | 2662048.2072 | 1212073.1809
41 | 2662007.5999 | 1212064.0561
42 | 2662006.3852 | 1212106.5
43 | 2662005.9796 | 1212095.0888
44 | 2662022.5821 | 1212134.452
45 | 2662056.6394 | 1212066.6772
46 | 2661969.148 | 1212056.9667
47 | 2661976.4053 | 1212051.571
48 | 2661962.5663 | 1212061.8603
49 | 2661990.7312 | 1212040.9195
50 | 2661954.981 | 1212067.5
51 | 2661984.5758 | 1212032.993
52 | 2661994.1323 | 1212045.5799
53 | 2661947.1799 | 1212073.3002
54 | 2661978.1801 | 1212024.757
55 | 2662007.5193 | 1212063.9455
56 | 2662002.0628 | 1212039.4974
57 | 2661929.017 | 1211853.6955
58 | 2661934.9533 | 1211831.0011
59 | 2661963.5736 | 1211844.4175
60 | 2661957.7653 | 1211852.4769
61 | 2661979.3926 | 1211859.8356
62 | 2662112.6772 | 1211928.0366
63 | 2662089.7694 | 1211949.2864
64 | 2662124.29 | 1211919.1119
65 | 2662063.9245 | 1211969.2588
66 | 2662067.9798 | 1211974.6272
67 | 2662059.45 | 1211963.342
68 | 2662075.8264 | 1211985.0144
69 | 2662033.8382 | 1211947.1213
70 | 2662047.2124 | 1211972.2836
71 | 2661989.0797 | 1211872.1244
72 | 2662068.0252 | 1211887.0139
73 | 2662064.604 | 1211889.3726
74 | 2662115.7254 | 1211980.5758
75 | 2662112.268 | 1211983.0336
76 | 2661992.4893 | 1211876.4497
77 | 2661973.1777 | 1211941.4293
78 | 2661973.1255 | 1211941.3586
79 | 2661980.3881 | 1211951.2129
80 | 2661972.4609 | 1211940.4568
81 | 2661993.1458 | 1211941.3263
82 | 2661972.4106 | 1211940.3885
83 | 2662001.6022 | 1211934.773
84 | 2661960.4804 | 1211924.2007
85 | 2662005.6972 | 1211931.5996
86 | 2662009.8057 | 1212033.5588
87 | 2662015.9216 | 1212028.868
88 | 2662017.8531 | 1212027.3866
89 | 2662025.2772 | 1212021.6925
90 | 2662009.1874 | 1212000.6155
91 | 2662001.8051 | 1212006.3632
92 | 2661993.8058 | 1212012.5912
93 | 2661986.1549 | 1212018.548
94 | 2661985.5621 | 1211985.613
95 | 2661992.8544 | 1211979.9377
96 | 2662047.689 | 1212004.9107
97 | 2662043.703 | 1212007.7292
98 | 2662052.1043 | 1212001.7886
99 | 2662038.8555 | 1212011.157
100 | 2662056.5195 | 1211998.6666
101 | 2662058.7205 | 1211997.1102
102 | 2662087.5858 | 1212000.5796
103 | 2662029.8859 | 1211942.8554
104 | 2662005.7854 | 1211968.3427
105 | 2662024.4862 | 1211917.0391
106 | 2662009.7921 | 1211928.4262
107 | 2662043.9378 | 1211903.6246
108 | 2662041.9316 | 1211976.1421
109 | 2661955.9565 | 1212030.9792
110 | 2661950.6116 | 1212035.1526
111 | 2662108.0253 | 1211986.0496
112 | 2662089.3773 | 1212003.2856
113 | 2662089.5422 | 1212003.5347
114 | 2662060.7676 | 1212063.4931
115 | 2662064.8922 | 1212060.3117
116 | 2662069.0196 | 1212057.1282
117 | 2661998.1829 | 1212112.007
118 | 2662000.2033 | 1212099.6427
119 | 2662020.3476 | 1212131.5937
120 | 2662015.9165 | 1212139.7749
121 | 2662106.0924 | 1212028.5337
122 | 2662002.9331 | 1211889.6984
123 | 2661989.3851 | 1211900.7092
124 | 2662011.1705 | 1211900.1477
125 | 2661985.0917 | 1211904.1986
126 | 2661980.7986 | 1211907.6877
127 | 2661931.0624 | 1212041.7782
128 | 2662166.8593 | 1212078.1057
129 | 2662073.1478 | 1212053.9441
130 | 2662056.061 | 1211877.6378
131 | 2661973.4786 | 1211913.6368
132 | 2661969.0313 | 1211917.2512
133 | 2661952.4052 | 1211917.6343
134 | 2662000.015 | 1211962.0901
135 | 2662014.006 | 1212135.7192
136 | 2662009.5909 | 1212144.5565
137 | 2662027.5705 | 1211986.6353
138 | 2662022.4667 | 1211990.3644
139 | 2662004.1294 | 1212148.8024
140 | 2662007.8077 | 1212141.4139
141 | 2661997.4959 | 1212153.9699
142 | 2662001.8869 | 1212145.2547
143 | 2661988.6867 | 1212155.0124
144 | 2661995.3882 | 1212150.6127
145 | 2661992.3987 | 1212115.8715
146 | 2661993.2015 | 1212105.1511
147 | 2661986.2317 | 1212120.0099
148 | 2661987.7125 | 1212109.1187
149 | 2661979.7205 | 1212124.3672
150 | 2661981.2853 | 1212114.1772
151 | 2661972.8574 | 1212128.9654
152 | 2661975.3264 | 1212118.7626
153 | 2661968.9605 | 1212123.7662
154 | 2662038.8555 | 1212011.157

## line_std_types
| c_nf_per_km | r_ohm_per_km | x_ohm_per_km | max_i_ka | type | q_mm2 | alpha | voltage_rating
NAYY 4x50 SE | 210 | 0.642 | 0.083 | 0.142 | cs | 50 | 0.00403 | LV
NAYY 4x120 SE | 264 | 0.225 | 0.08 | 0.242 | cs | 120 | 0.00403 | LV
NAYY 4x150 SE | 261 | 0.208 | 0.08 | 0.27 | cs | 150 | 0.00403 | LV
NA2XS2Y 1x95 RM/25 12/20 kV | 216 | 0.313 | 0.132 | 0.252 | cs | 95 | 0.00403 | MV
NA2XS2Y 1x185 RM/25 12/20 kV | 273 | 0.161 | 0.117 | 0.362 | cs | 185 | 0.00403 | MV
NA2XS2Y 1x240 RM/25 12/20 kV | 304 | 0.122 | 0.112 | 0.421 | cs | 240 | 0.00403 | MV
NA2XS2Y 1x95 RM/25 6/10 kV | 315 | 0.313 | 0.123 | 0.249 | cs | 95 | 0.00403 | MV
NA2XS2Y 1x185 RM/25 6/10 kV | 406 | 0.161 | 0.11 | 0.358 | cs | 185 | 0.00403 | MV
NA2XS2Y 1x240 RM/25 6/10 kV | 456 | 0.122 | 0.105 | 0.416 | cs | 240 | 0.00403 | MV
NA2XS2Y 1x150 RM/25 12/20 kV | 250 | 0.206 | 0.116 | 0.319 | cs | 150 | 0.00403 | MV
NA2XS2Y 1x120 RM/25 12/20 kV | 230 | 0.253 | 0.119 | 0.283 | cs | 120 | 0.00403 | MV
NA2XS2Y 1x70 RM/25 12/20 kV | 190 | 0.443 | 0.132 | 0.22 | cs | 70 | 0.00403 | MV
NA2XS2Y 1x150 RM/25 6/10 kV | 360 | 0.206 | 0.11 | 0.315 | cs | 150 | 0.00403 | MV
NA2XS2Y 1x120 RM/25 6/10 kV | 340 | 0.253 | 0.113 | 0.28 | cs | 120 | 0.00403 | MV
NA2XS2Y 1x70 RM/25 6/10 kV | 280 | 0.443 | 0.123 | 0.217 | cs | 70 | 0.00403 | MV
N2XS(FL)2Y 1x120 RM/35 64/110 kV | 112 | 0.153 | 0.166 | 0.366 | cs | 120 | 0.00393 | HV
N2XS(FL)2Y 1x185 RM/35 64/110 kV | 125 | 0.099 | 0.156 | 0.457 | cs | 185 | 0.00393 | HV
N2XS(FL)2Y 1x240 RM/35 64/110 kV | 135 | 0.075 | 0.149 | 0.526 | cs | 240 | 0.00393 | HV
N2XS(FL)2Y 1x300 RM/35 64/110 kV | 144 | 0.06 | 0.144 | 0.588 | cs | 300 | 0.00393 | HV
15-AL1/3-ST1A 0.4 | 11 | 1.8769 | 0.35 | 0.105 | ol | 16 | 0.00403 | LV
24-AL1/4-ST1A 0.4 | 11.25 | 1.2012 | 0.335 | 0.14 | ol | 24 | 0.00403 | LV
48-AL1/8-ST1A 0.4 | 12.2 | 0.5939 | 0.3 | 0.21 | ol | 48 | 0.00403 | LV
94-AL1/15-ST1A 0.4 | 13.2 | 0.306 | 0.29 | 0.35 | ol | 94 | 0.00403 | LV
34-AL1/6-ST1A 10.0 | 9.7 | 0.8342 | 0.36 | 0.17 | ol | 34 | 0.00403 | MV
48-AL1/8-ST1A 10.0 | 10.1 | 0.5939 | 0.35 | 0.21 | ol | 48 | 0.00403 | MV
70-AL1/11-ST1A 10.0 | 10.4 | 0.4132 | 0.339 | 0.29 | ol | 70 | 0.00403 | MV
94-AL1/15-ST1A 10.0 | 10.75 | 0.306 | 0.33 | 0.35 | ol | 94 | 0.00403 | MV
122-AL1/20-ST1A 10.0 | 11.1 | 0.2376 | 0.323 | 0.41 | ol | 122 | 0.00403 | MV
149-AL1/24-ST1A 10.0 | 11.25 | 0.194 | 0.315 | 0.47 | ol | 149 | 0.00403 | MV
34-AL1/6-ST1A 20.0 | 9.15 | 0.8342 | 0.382 | 0.17 | ol | 34 | 0.00403 | MV
48-AL1/8-ST1A 20.0 | 9.5 | 0.5939 | 0.372 | 0.21 | ol | 48 | 0.00403 | MV
70-AL1/11-ST1A 20.0 | 9.7 | 0.4132 | 0.36 | 0.29 | ol | 70 | 0.00403 | MV
94-AL1/15-ST1A 20.0 | 10 | 0.306 | 0.35 | 0.35 | ol | 94 | 0.00403 | MV
122-AL1/20-ST1A 20.0 | 10.3 | 0.2376 | 0.344 | 0.41 | ol | 122 | 0.00403 | MV
149-AL1/24-ST1A 20.0 | 10.5 | 0.194 | 0.337 | 0.47 | ol | 149 | 0.00403 | MV
184-AL1/30-ST1A 20.0 | 10.75 | 0.1571 | 0.33 | 0.535 | ol | 184 | 0.00403 | MV
243-AL1/39-ST1A 20.0 | 11 | 0.1188 | 0.32 | 0.645 | ol | 243 | 0.00403 | MV
48-AL1/8-ST1A 110.0 | 8 | 0.5939 | 0.46 | 0.21 | ol | 48 | 0.00403 | HV
70-AL1/11-ST1A 110.0 | 8.4 | 0.4132 | 0.45 | 0.29 | ol | 70 | 0.00403 | HV
94-AL1/15-ST1A 110.0 | 8.65 | 0.306 | 0.44 | 0.35 | ol | 94 | 0.00403 | HV
122-AL1/20-ST1A 110.0 | 8.5 | 0.2376 | 0.43 | 0.41 | ol | 122 | 0.00403 | HV
149-AL1/24-ST1A 110.0 | 8.75 | 0.194 | 0.41 | 0.47 | ol | 149 | 0.00403 | HV
184-AL1/30-ST1A 110.0 | 8.8 | 0.1571 | 0.4 | 0.535 | ol | 184 | 0.00403 | HV
243-AL1/39-ST1A 110.0 | 9 | 0.1188 | 0.39 | 0.645 | ol | 243 | 0.00403 | HV
305-AL1/39-ST1A 110.0 | 9.2 | 0.0949 | 0.38 | 0.74 | ol | 305 | 0.00403 | HV
490-AL1/64-ST1A 110.0 | 9.75 | 0.059 | 0.37 | 0.96 | ol | 490 | 0.00403 | HV
679-AL1/86-ST1A 110.0 | 9.95 | 0.042 | 0.36 | 1.15 | ol | 679 | 0.00403 | HV
490-AL1/64-ST1A 220.0 | 10 | 0.059 | 0.285 | 0.96 | ol | 490 | 0.00403 | HV
679-AL1/86-ST1A 220.0 | 11.7 | 0.042 | 0.275 | 1.15 | ol | 679 | 0.00403 | HV
490-AL1/64-ST1A 380.0 | 11 | 0.059 | 0.253 | 0.96 | ol | 490 | 0.00403 | HV
679-AL1/86-ST1A 380.0 | 14.6 | 0.042 | 0.25 | 1.15 | ol | 679 | 0.00403 | HV

## trafo_std_types
| i0_percent | pfe_kw | vkr_percent | sn_mva | vn_lv_kv | vn_hv_kv | vk_percent | shift_degree | vector_group | tap_side | tap_neutral | tap_min | tap_max | tap_step_degree | tap_step_percent | tap_phase_shifter
160 MVA 380/110 kV | 0.06 | 60 | 0.25 | 160 | 110 | 380 | 12.2 | 0 | Yy0 | hv | 0 | -9 | 9 | 0 | 1.5 | FALSE
100 MVA 220/110 kV | 0.06 | 55 | 0.26 | 100 | 110 | 220 | 12 | 0 | Yy0 | hv | 0 | -9 | 9 | 0 | 1.5 | FALSE
63 MVA 110/20 kV | 0.04 | 22 | 0.32 | 63 | 20 | 110 | 18 | 150 | YNd5 | hv | 0 | -9 | 9 | 0 | 1.5 | FALSE
40 MVA 110/20 kV | 0.05 | 18 | 0.34 | 40 | 20 | 110 | 16.2 | 150 | YNd5 | hv | 0 | -9 | 9 | 0 | 1.5 | FALSE
25 MVA 110/20 kV | 0.07 | 14 | 0.41 | 25 | 20 | 110 | 12 | 150 | YNd5 | hv | 0 | -9 | 9 | 0 | 1.5 | FALSE
63 MVA 110/10 kV | 0.04 | 22 | 0.32 | 63 | 10 | 110 | 18 | 150 | YNd5 | hv | 0 | -9 | 9 | 0 | 1.5 | FALSE
40 MVA 110/10 kV | 0.05 | 18 | 0.34 | 40 | 10 | 110 | 16.2 | 150 | YNd5 | hv | 0 | -9 | 9 | 0 | 1.5 | FALSE
25 MVA 110/10 kV | 0.07 | 14 | 0.41 | 25 | 10 | 110 | 12 | 150 | YNd5 | hv | 0 | -9 | 9 | 0 | 1.5 | FALSE
0.25 MVA 20/0.4 kV | 0.32 | 0.8 | 1.44 | 0.25 | 0.4 | 20 | 6 | 150 | Yzn5 | hv | 0 | -2 | 2 | 0 | 2.5 | FALSE
0.4 MVA 20/0.4 kV | 0.3375 | 1.35 | 1.425 | 0.4 | 0.4 | 20 | 6 | 150 | Dyn5 | hv | 0 | -2 | 2 | 0 | 2.5 | FALSE
0.63 MVA 20/0.4 kV | 0.2619 | 1.65 | 1.206 | 0.63 | 0.4 | 20 | 6 | 150 | Dyn5 | hv | 0 | -2 | 2 | 0 | 2.5 | FALSE
0.25 MVA 10/0.4 kV | 0.24 | 0.6 | 1.2 | 0.25 | 0.4 | 10 | 4 | 150 | Dyn5 | hv | 0 | -2 | 2 | 0 | 2.5 | FALSE
0.4 MVA 10/0.4 kV | 0.2375 | 0.95 | 1.325 | 0.4 | 0.4 | 10 | 4 | 150 | Dyn5 | hv | 0 | -2 | 2 | 0 | 2.5 | FALSE
0.63 MVA 10/0.4 kV | 0.1873 | 1.18 | 1.0794 | 0.63 | 0.4 | 10 | 4 | 150 | Dyn5 | hv | 0 | -2 | 2 | 0 | 2.5 | FALSE

## trafo3w_std_types
| sn_hv_mva | sn_mv_mva | sn_lv_mva | vn_hv_kv | vn_mv_kv | vn_lv_kv | vk_hv_percent | vk_mv_percent | vk_lv_percent | vkr_hv_percent | vkr_mv_percent | vkr_lv_percent | pfe_kw | i0_percent | shift_mv_degree | shift_lv_degree | vector_group | tap_side | tap_neutral | tap_min | tap_max | tap_step_percent
63/25/38 MVA 110/20/10 kV | 63 | 25 | 38 | 110 | 20 | 10 | 10.4 | 10.4 | 10.4 | 0.28 | 0.32 | 0.35 | 35 | 0.89 | 0 | 0 | YN0yn0yn0 | hv | 0 | -10 | 10 | 1.2
63/25/38 MVA 110/10/10 kV | 63 | 25 | 38 | 110 | 10 | 10 | 10.4 | 10.4 | 10.4 | 0.28 | 0.32 | 0.35 | 35 | 0.89 | 0 | 0 | YN0yn0yn0 | hv | 0 | -10 | 10 | 1.2

## fuse_std_types
| fuse_type | i_rated_a | t_avg | t_min | t_total | x_avg | x_min | x_total
HV 100A | HV 100A | 100 | 0 | [10.0, 3.64, 0.854, 0.281, 0.1, 0.0531, 0.022, 0.01] | [10.0, 4.267, 1.21, 0.403, 0.1, 0.058, 0.022, 0.01] | 0 | [300.0, 350.0, 450.0, 550.0, 700.0, 850.0, 1200.0, 1752.0] | [600.0, 700.0, 900.0, 1150.0, 1665.0, 2000.0, 3000.0, 4313.0]
HV 10A | HV 10A | 10 | 0 | [10.0, 1675.0, 0.344, 0.156, 0.1, 0.0417, 0.0171, 0.01] | [10.0, 1.3, 0.3, 0.155, 0.1, 0.0555, 0.023, 0.01] | 0 | [30.0, 32.0, 35.0, 37.0, 39.0, 50.0, 70.0, 88.0] | [60.0, 70.0, 80.0, 87.0, 94.0, 110.0, 150.0, 216.0]
HV 125A | HV 125A | 125 | 0 | [10.0, 1.82, 0.344, 0.1, 0.0467, 0.0269, 0.01] | [10.0, 2.478, 0.426, 0.1, 0.0427, 0.0211, 0.01] | 0 | [375.0, 500.0, 700.0, 925.0, 1200.0, 1500.0, 2341.0] | [750.0, 1000.0, 1500.0, 2200.0, 3000.0, 4000.0, 5765.0]
HV 160A | HV 160A | 160 | 0 | [10.0, 4.15, 1.03, 0.198, 0.1, 0.051, 0.0172, 0.01] | [10.0, 2.3, 0.734, 0.274, 0.1, 0.046, 0.0177, 0.01] | 0 | [480.0, 550.0, 700.0, 1000.0, 1260.0, 1600.0, 2500.0, 3227.0] | [960.0, 1300.0, 1700.0, 2200.0, 2996.0, 4000.0, 6000.0, 7946.0]
HV 16A | HV 16A | 16 | 0 | [10.0, 0.352, 0.164, 0.1, 0.0649, 0.0342, 0.01] | [10.0, 2.34, 0.722, 0.181, 0.1, 0.055, 0.0296, 0.01] | 0 | [48.0, 60.0, 65.0, 71.0, 80.0, 100.0, 162.0] | [96.0, 110.0, 125.0, 150.0, 168.0, 200.0, 250.0, 398.0]
HV 200A | HV 200A | 200 | 0 | [10.0, 4.267, 1.21, 0.403, 0.1, 0.058, 0.022, 0.01] | [10.0, 3.73, 1.654, 0.328, 0.1, 0.0531, 0.019, 0.01] | 0 | [600.0, 700.0, 900.0, 1150.0, 1665.0, 2000.0, 3000.0, 4313.0] | [1200.0, 1500.0, 1800.0, 2700.0, 3960.0, 5000.0, 7500.0, 10620.0]
HV 20A | HV 20A | 20 | 0 | [10.0, 1.3, 0.3, 0.155, 0.1, 0.0555, 0.023, 0.01] | [10.0, 1.3, 0.161, 0.1, 0.0611, 0.0399, 0.0141, 0.01] | 0 | [60.0, 70.0, 80.0, 87.0, 94.0, 110.0, 150.0, 216.0] | [120.0, 150.0, 200.0, 223.0, 260.0, 300.0, 450.0, 532.0]
HV 25A | HV 25A | 25 | 0 | [10.0, 2.512, 0.833, 0.299, 0.1, 0.0372, 0.0223, 0.01] | [10.0, 3.125, 0.597, 0.198, 0.1, 0.0378, 0.022, 0.01] | 0 | [75.0, 82.0, 90.0, 100.0, 124.0, 170.0, 200.0, 289.0] | [150.0, 170.0, 210.0, 250.0, 294.0, 400.0, 500.0, 711.0]
HV 31.5A | HV 31.5A | 31.5 | 0 | [10.0, 2.34, 0.722, 0.181, 0.1, 0.055, 0.0296, 0.01] | [10.0, 2.84, 0.368, 0.164, 0.1, 0.0621, 0.0378, 0.0195, 0.01] | 0 | [95.0, 110.0, 125.0, 150.0, 165.0, 200.0, 250.0, 390.0] | [189.0, 220.0, 300.0, 350.0, 393.0, 450.0, 530.0, 700.0, 960.0]
HV 40A | HV 40A | 40 | 0 | [10.0, 1.3, 0.161, 0.1, 0.0611, 0.0399, 0.0141, 0.01] | [10.0, 2.05, 0.369, 0.198, 0.1, 0.051, 0.0298, 0.01] | 0 | [120.0, 150.0, 200.0, 223.0, 260.0, 300.0, 450.0, 532.0] | [240.0, 300.0, 400.0, 450.0, 530.0, 650.0, 800.0, 1311.0]
HV 50A | HV 50A | 50 | 0 | [10.0, 3.215, 0.597, 0.198, 0.1, 0.0378, 0.022, 0.01] | [10.0, 3.64, 0.854, 0.281, 0.1, 0.0531, 0.022, 0.01] | 0 | [150.0, 170.0, 210.0, 250.0, 294.0, 400.0, 500.0, 711.0] | [300.0, 350.0, 450.0, 550.0, 700.0, 850.0, 1200.0, 1752.0]
HV 6.3A | HV 6.3A | 6.3 | 0 | [10.0, 1.39, 0.344, 0.168, 0.1, 0.056, 0.0263, 0.01] | [10.0, 1.711, 0.516, 0.198, 0.1, 0.0634, 0.0303, 0.01] | 0 | [19.0, 19.5, 20.4, 20.8, 22.0, 25.0, 32.0, 48.0] | [38.0, 40.0, 43.0, 48.0, 53.0, 60.0, 75.0, 118.0]
HV 63A | HV 63A | 63 | 0 | [10.0, 2.84, 0.368, 0.164, 0.1, 0.0621, 0.0378, 0.0195, 0.01] | [10.0, 1.82, 0.344, 0.1, 0.0467, 0.0269, 0.01] | 0 | [189.0, 220.0, 300.0, 350.0, 393.0, 450.0, 530.0, 700.0, 961.0] | [378.0, 500.0, 700.0, 934.0, 1200.0, 1500.0, 2366.0]
HV 80A | HV 80A | 80 | 0 | [10.0, 2.05, 0.369, 0.198, 0.1, 0.051, 0.0298, 0.01] | [10.0, 4.15, 1.03, 0.198, 0.1, 0.051, 0.0172, 0.01] | 0 | [240.0, 300.0, 400.0, 450.0, 530.0, 650.0, 800.0, 1311.0] | [480.0, 550.0, 700.0, 1000.0, 1260.0, 1600.0, 2500.0, 3227.0]
Siemens NH-1-100 | Siemens NH-1-100 | 100 | [5400.0, 2000.0, 400.0, 20.0, 1.0, 0.2, 0.012, 0.004] | 0 | 0 | [150.0, 190.0, 250.0, 430.0, 900.0, 1250.0, 2700.0, 3600.0] | 0 | 0
Siemens NH-1-125 | Siemens NH-1-125 | 125 | [4800.0, 120.0, 7.0, 0.1, 0.004] | 0 | 0 | [180.0, 400.0, 740.0, 2000.0, 4250.0] | 0 | 0
Siemens NH-1-16 | Siemens NH-1-16 | 16 | [4000.0, 400.0, 2.0, 0.1, 0.04, 0.01] | 0 | 0 | [26.0, 35.0, 75.0, 150.0, 200.0, 300.0] | 0 | 0
Siemens NH-1-160 | Siemens NH-1-160 | 160 | [4800.0, 120.0, 7.0, 0.1, 0.004] | 0 | 0 | [210.0, 500.0, 900.0, 2300.0, 5000.0] | 0 | 0
Siemens NH-1-25 | Siemens NH-1-25 | 25 | [4000.0, 1000.0, 10.0, 0.2, 0.02, 0.01] | 0 | 0 | [40.0, 50.0, 100.0, 210.0, 400.0, 500.0] | 0 | 0
Siemens NH-1-50 | Siemens NH-1-50 | 50 | [4000.0, 40.0, 4.0, 1.0, 0.02, 0.01] | 0 | 0 | [86.0, 200.0, 300.0, 400.0, 1000.0, 1280.0] | 0 | 0
Siemens NH-1-63 | Siemens NH-1-63 | 63 | [4000.0, 100.0, 10.0, 2.0, 0.04, 0.01] | 0 | 0 | [100.0, 200.0, 300.0, 400.0, 1000.0, 1500.0] | 0 | 0
Siemens NH-1-80 | Siemens NH-1-80 | 80 | [4800.0, 120.0, 7.0, 0.1, 0.01] | 0 | 0 | [150.58, 250.0, 450.0, 1150.0, 2470.0] | 0 | 0
Siemens NH-2-1000 | Siemens NH-2-1000 | 1000 | [4800.0, 120.0, 7.0, 0.1, 0.004] | 0 | 0 | [1900.0, 3500.0, 8400.0, 24000.0, 52000.0] | 0 | 0
Siemens NH-2-200 | Siemens NH-2-200 | 200 | [4800.0, 120.0, 7.0, 0.1, 0.004] | 0 | 0 | [280.0, 650.0, 1200.0, 3000.0, 7000.0] | 0 | 0
Siemens NH-2-224 | Siemens NH-2-224 | 224 | [4800.0, 120.0, 7.0, 0.2, 0.04, 0.004] | 0 | 0 | [400.0, 750.0, 1453.0, 3025.0, 4315.0, 7600.0] | 0 | 0
Siemens NH-2-250 | Siemens NH-2-250 | 250 | [4800.0, 120.0, 7.0, 0.1, 0.004] | 0 | 0 | [450.0, 800.0, 1650.0, 4000.0, 8500.0] | 0 | 0
Siemens NH-2-315 | Siemens NH-2-315 | 315 | [4800.0, 120.0, 7.0, 0.1, 0.004] | 0 | 0 | [550.0, 920.0, 1900.0, 5000.0, 11000.0] | 0 | 0
Siemens NH-2-355 | Siemens NH-2-355 | 355 | [4800.0, 120.0, 6.0, 0.1, 0.004] | 0 | 0 | [650.0, 1116.27, 2350.0, 5840.0, 12790.0] | 0 | 0
Siemens NH-2-400 | Siemens NH-2-400 | 400 | [4800.0, 120.0, 7.0, 0.1, 0.004] | 0 | 0 | [720.0, 1350.0, 2800.0, 6500.0, 15000.0] | 0 | 0
Siemens NH-2-425 | Siemens NH-2-425 | 425 | [4800.0, 120.0, 7.0, 0.1, 0.004] | 0 | 0 | [850.0, 1500.0, 3050.0, 7500.0, 16500.0] | 0 | 0
Siemens NH-2-630 | Siemens NH-2-630 | 630 | [4800.0, 120.0, 7.0, 0.1, 0.004] | 0 | 0 | [1200.0, 2000.0, 4800.0, 12000.0, 26000.0] | 0 | 0

## res_bus
| vm_pu | va_degree | p_mw | q_mvar
0 | 0.9721 | -0.53933 | 0.013704 | 0.0034345
1 | 0.97299 | -0.52159 | 0 | 0
2 | 0.97357 | -0.51028 | 0 | 0
3 | 0.97263 | -0.52881 | 0 | 0
4 | 0.97396 | -0.50243 | 0.023244 | 0.0058254
5 | 0.97221 | -0.53715 | 0 | 0
6 | 0.97192 | -0.54274 | 0.0099975 | 0.0025056
7 | 0.98563 | -0.27603 | 0 | 0
8 | 0.98783 | -0.23322 | 0 | 0
9 | 0.98541 | -0.28017 | 0.04871 | 0.012208
10 | 0.98816 | -0.22668 | 0.0042598 | 0.0010676
11 | 0.97617 | -0.45902 | 0 | 0
12 | 0.98226 | -0.34001 | 0.0013146 | 0.00032946
13 | 0.98229 | -0.33927 | 0 | 0
14 | 0.98214 | -0.34226 | 0 | 0
15 | 0.98089 | -0.36666 | 0 | 0
16 | 0.98239 | -0.33744 | 0 | 0
17 | 0.98187 | -0.34758 | 0 | 0
18 | 0.98065 | -0.37136 | 0.0027065 | 0.00067832
19 | 0.98079 | -0.36866 | 0.0028181 | 0.00070629
20 | 0.983 | -0.32544 | 0.0025475 | 0.00063846
21 | 0.98228 | -0.33947 | 0.0044621 | 0.0011183
22 | 0.98043 | -0.37599 | 0.0021072 | 0.00052811
23 | 0.98062 | -0.3722 | 0.0029372 | 0.00073612
24 | 0.98029 | -0.37879 | 0.0020989 | 0.00052603
25 | 0.98179 | -0.34912 | 0 | 0
26 | 0.98143 | -0.35627 | 0.0033668 | 0.00084379
27 | 0.98009 | -0.3822 | 0 | 0
28 | 0.98071 | -0.37009 | 0.0028035 | 0.00070263
29 | 0.98346 | -0.31661 | 0.0020512 | 0.00051408
30 | 0.98225 | -0.34006 | 0.0024688 | 0.00061874
31 | 0.98076 | -0.36947 | 0.0033036 | 0.00082795
32 | 0.97792 | -0.42465 | 0.0013543 | 0.00033941
33 | 0.97783 | -0.42642 | 0.0014154 | 0.00035472
34 | 0.97798 | -0.42358 | 0 | 0
35 | 0.97775 | -0.428 | 0.0033542 | 0.00084064
36 | 0.978 | -0.42314 | 0.0031555 | 0.00079083
37 | 0.97723 | -0.43814 | 0 | 0
38 | 0.978 | -0.42307 | 0.0031565 | 0.00079109
39 | 0.97682 | -0.44627 | 0 | 0
40 | 0.9768 | -0.44669 | 0.0023535 | 0.00058985
41 | 0.97801 | -0.42299 | 0.0031565 | 0.00079109
42 | 0.97678 | -0.44697 | 0 | 0
43 | 0.97678 | -0.447 | 0.0040974 | 0.0010269
44 | 0.97611 | -0.46023 | 0 | 0
45 | 0.97665 | -0.44965 | 0.0030469 | 0.00076364
46 | 0.97868 | -0.40984 | 0.001725 | 0.00043232
47 | 0.97874 | -0.40859 | 0.0019498 | 0.00048867
48 | 0.97863 | -0.41071 | 0.001878 | 0.00047067
49 | 0.9789 | -0.4055 | 0 | 0
50 | 0.9786 | -0.41139 | 0.0017402 | 0.00043613
51 | 0.9793 | -0.39776 | 0.0019453 | 0.00048754
52 | 0.97869 | -0.40962 | 0 | 0
53 | 0.97858 | -0.41178 | 0.0022205 | 0.0005565
54 | 0.97971 | -0.3896 | 0 | 0
55 | 0.97801 | -0.42292 | 0.0031555 | 0.00079084
56 | 0.97849 | -0.41351 | 0.0022446 | 0.00056256
57 | 0.98092 | -0.36645 | 0.0014589 | 0.00036563
58 | 0.98118 | -0.36139 | 0 | 0
59 | 0.98159 | -0.35332 | 0 | 0
60 | 0.98156 | -0.35381 | 0.0024348 | 0.00061021
61 | 0.98189 | -0.34741 | 0 | 0
62 | 0.99075 | -0.17665 | 0.01392 | 0.0034888
63 | 0.99273 | -0.13853 | 0.010542 | 0.0026422
64 | 0.99003 | -0.19043 | 0 | 0
65 | 0.99505 | -0.093898 | 0 | 0
66 | 0.99573 | -0.080905 | 0.0035244 | 0.0008833
67 | 0.99447 | -0.10487 | 0 | 0
68 | 0.99707 | -0.055546 | 0 | 0
69 | 0.99153 | -0.16109 | 0 | 0
70 | 0.99437 | -0.1069 | 0.0018932 | 0.00047449
71 | 0.9821 | -0.34335 | 0.001424 | 0.0003569
72 | 0.98821 | -0.22476 | 0.001425 | 0.00035715
73 | 0.98822 | -0.22466 | 0 | 0
74 | 0.99526 | -0.09031 | 0.0064038 | 0.0016049
75 | 0.99529 | -0.089832 | 0.0094599 | 0.0023709
76 | 0.98218 | -0.34178 | 0.0050635 | 0.001269
77 | 0.98448 | -0.29693 | 0.0012349 | 0.00030948
78 | 0.98447 | -0.29699 | 0.0012358 | 0.00030973
79 | 0.9849 | -0.28864 | 0 | 0
80 | 0.98444 | -0.29771 | 0.0018334 | 0.0004595
81 | 0.98597 | -0.26804 | 0.0012358 | 0.00030973
82 | 0.98443 | -0.29776 | 0.0017429 | 0.0004368
83 | 0.98667 | -0.25432 | 0.0012556 | 0.00031469
84 | 0.98384 | -0.30931 | 0 | 0
85 | 0.98702 | -0.24765 | 0.0012556 | 0.00031469
86 | 0.97832 | -0.41691 | 0.0054757 | 0.0013723
87 | 0.97822 | -0.41883 | 0.0031585 | 0.0007916
88 | 0.9782 | -0.41929 | 0.0050369 | 0.0012624
89 | 0.97815 | -0.42023 | 0.0054667 | 0.0013701
90 | 0.97946 | -0.39458 | 0.0033439 | 0.00083805
91 | 0.97949 | -0.39402 | 0.0025795 | 0.00064649
92 | 0.97954 | -0.39293 | 0.0021843 | 0.00054744
93 | 0.97962 | -0.3915 | 0.0022191 | 0.00055616
94 | 0.98066 | -0.37108 | 0.0025814 | 0.00064697
95 | 0.98064 | -0.37155 | 0.002801 | 0.000702
96 | 0.9999 | -0.001859 | 0.003159 | 0.00079171
97 | 0.99988 | -0.0022949 | 0.0018758 | 0.00047012
98 | 0.99994 | -0.0010783 | 0.0031585 | 0.00079158
99 | 0.99986 | -0.002631 | 0.0032465 | 0.00081364
100 | 1 | 0 | -0.4251 | -0.10846
101 | 0.99966 | -0.006361 | 0.003245 | 0.00081326
102 | 0.99582 | -0.079454 | 0 | 0
103 | 0.9915 | -0.16162 | 0.0051329 | 0.0012864
104 | 0.99133 | -0.16486 | 0 | 0
105 | 0.98862 | -0.21676 | 0 | 0
106 | 0.98737 | -0.24095 | 0.0014991 | 0.0003757
107 | 0.98831 | -0.22288 | 0.010543 | 0.0026423
108 | 0.99433 | -0.10756 | 0.0019373 | 0.00048554
109 | 0.97998 | -0.38448 | 0.0016031 | 0.00040176
110 | 0.97995 | -0.38501 | 0.0017265 | 0.00043271
111 | 0.99536 | -0.088379 | 0.0043745 | 0.0010964
112 | 0.99568 | -0.082286 | 0.0031585 | 0.00079158
113 | 0.99566 | -0.08253 | 0.003159 | 0.00079171
114 | 0.97659 | -0.45081 | 0.003043 | 0.00076264
115 | 0.97655 | -0.45168 | 0.0030407 | 0.00076207
116 | 0.97652 | -0.45226 | 0.003047 | 0.00076364
117 | 0.97674 | -0.44775 | 0 | 0
118 | 0.97677 | -0.44723 | 0.0015293 | 0.00038328
119 | 0.97611 | -0.46026 | 0.00038833 | 9.7324e-05
120 | 0.97609 | -0.46066 | 0 | 0
121 | 0.99447 | -0.1054 | 0 | 0
122 | 0.9825 | -0.33543 | 0 | 0
123 | 0.98289 | -0.32795 | 0.0010902 | 0.00027322
124 | 0.98247 | -0.33614 | 0.0029238 | 0.00073276
125 | 0.98301 | -0.32547 | 0.0010912 | 0.00027348
126 | 0.98315 | -0.32288 | 0.0010909 | 0.00027341
127 | 0.97989 | -0.38622 | 0.0025558 | 0.00064054
128 | 0.99073 | -0.17774 | 0.043322 | 0.010858
129 | 0.9765 | -0.45255 | 0.003043 | 0.00076264
130 | 0.98818 | -0.22531 | 0.0025417 | 0.00063702
131 | 0.98338 | -0.31828 | 0.0016268 | 0.00040771
132 | 0.98353 | -0.31532 | 0.0016304 | 0.00040862
133 | 0.98382 | -0.30961 | 0.0016268 | 0.00040771
134 | 0.99128 | -0.16577 | 0.0060488 | 0.001516
135 | 0.97609 | -0.46069 | 0.00036323 | 9.1035e-05
136 | 0.97607 | -0.46101 | 0 | 0
137 | 0.99427 | -0.10875 | 0.0018496 | 0.00046354
138 | 0.99426 | -0.10896 | 0.0019301 | 0.00048374
139 | 0.97606 | -0.46126 | 0 | 0
140 | 0.97607 | -0.46103 | 0.0003881 | 9.7267e-05
141 | 0.97605 | -0.46146 | 0 | 0
142 | 0.97605 | -0.46131 | 0.00064937 | 0.00016275
143 | 0.97604 | -0.46162 | 0.00064976 | 0.00016284
144 | 0.97604 | -0.46151 | 0.00069363 | 0.00017384
145 | 0.97673 | -0.44806 | 0 | 0
146 | 0.97673 | -0.44804 | 0.0019042 | 0.00047723
147 | 0.97672 | -0.4483 | 0 | 0
148 | 0.97672 | -0.44815 | 0.00062369 | 0.00015631
149 | 0.97671 | -0.44847 | 0 | 0
150 | 0.97671 | -0.44838 | 0.00058378 | 0.00014631
151 | 0.9767 | -0.44856 | 0 | 0
152 | 0.9767 | -0.44855 | 0.00062341 | 0.00015624
153 | 0.9767 | -0.44863 | 0.00058373 | 0.0001463
154 | 0.99998 | 149.9956 | 0 | 0

## res_line
| p_from_mw | q_from_mvar | p_to_mw | q_to_mvar | pl_mw | ql_mvar | i_from_ka | i_to_ka | i_ka | vm_from_pu | va_from_degree | vm_to_pu | va_to_degree | loading_percent
0 | -0.013704 | -0.0034345 | 0.013715 | 0.0034411 | 1.1592e-05 | 6.547e-06 | 0.020977 | 0.020977 | 0.020977 | 0.9721 | -0.53933 | 0.97299 | -0.52159 | 5.7629
1 | -0.013715 | -0.0034411 | 0.013723 | 0.0034452 | 7.3961e-06 | 4.1765e-06 | 0.020977 | 0.020976 | 0.020977 | 0.97299 | -0.52159 | 0.97357 | -0.51028 | 5.7628
2 | 0.010013 | 0.0025133 | -0.010004 | -0.0025089 | 8.8424e-06 | 4.4087e-06 | 0.015305 | 0.015306 | 0.015306 | 0.97357 | -0.51028 | 0.97263 | -0.52881 | 4.2049
3 | -0.023736 | -0.0059586 | 0.023745 | 0.005964 | 8.8889e-06 | 5.4649e-06 | 0.036282 | 0.036282 | 0.036282 | 0.97357 | -0.51028 | 0.97396 | -0.50243 | 9.9675
4 | 0.010004 | 0.0025089 | -0.01 | -0.0025069 | 3.9724e-06 | 1.9814e-06 | 0.015306 | 0.015306 | 0.015306 | 0.97263 | -0.52881 | 0.97221 | -0.53715 | 4.2049
5 | -0.046988 | -0.011789 | 0.047086 | 0.011849 | 9.7471e-05 | 5.9865e-05 | 0.071793 | 0.071792 | 0.071793 | 0.97396 | -0.50243 | 0.97617 | -0.45902 | 9.8617
6 | 0.01 | 0.0025069 | -0.0099975 | -0.0025056 | 2.6666e-06 | 1.3303e-06 | 0.015306 | 0.015306 | 0.015306 | 0.97221 | -0.53715 | 0.97192 | -0.54274 | 4.205
7 | -0.04872 | -0.012214 | 0.048819 | 0.012277 | 9.9615e-05 | 6.3127e-05 | 0.073554 | 0.073554 | 0.073554 | 0.98563 | -0.27603 | 0.98783 | -0.23322 | 20.2071
8 | 0.04872 | 0.012214 | -0.04871 | -0.012208 | 9.6107e-06 | 6.0905e-06 | 0.073554 | 0.073554 | 0.073554 | 0.98563 | -0.27603 | 0.98541 | -0.28017 | 20.2072
9 | -0.048819 | -0.012277 | 0.048834 | 0.012287 | 1.5242e-05 | 9.6587e-06 | 0.073554 | 0.073554 | 0.073554 | 0.98783 | -0.23322 | 0.98816 | -0.22668 | 20.2071
10 | -0.053094 | -0.013354 | 0.053186 | 0.013413 | 9.2108e-05 | 5.8456e-05 | 0.079968 | 0.079968 | 0.079968 | 0.98816 | -0.22668 | 0.99003 | -0.19043 | 21.9693
11 | 0.0031327 | 0.00078419 | -0.0031326 | -0.00078434 | 1.8026e-07 | -1.4817e-07 | 0.004775 | 0.0047751 | 0.0047751 | 0.97617 | -0.45902 | 0.97611 | -0.46023 | 1.3118
12 | -0.050219 | -0.012634 | 0.050249 | 0.012652 | 3.0611e-05 | 1.8024e-05 | 0.076567 | 0.076567 | 0.076567 | 0.97617 | -0.45902 | 0.97682 | -0.44627 | 7.0117
13 | -0.0046839 | -0.0011715 | 0.0046841 | 0.0011715 | 1.6427e-07 | -5.0264e-09 | 0.0070948 | 0.0070948 | 0.0070948 | 0.98226 | -0.34001 | 0.98229 | -0.33927 | 1.9491
14 | 0.0033694 | 0.00084208 | -0.003369 | -0.00084232 | 3.5984e-07 | -2.3599e-07 | 0.0051034 | 0.0051036 | 0.0051036 | 0.98226 | -0.34001 | 0.98214 | -0.34226 | 1.4021
15 | 0.15994 | 0.040387 | -0.15973 | -0.040254 | 0.00020957 | 0.00013305 | 0.24239 | 0.24239 | 0.24239 | 0.98229 | -0.33927 | 0.98089 | -0.36666 | 22.197
16 | -0.16462 | -0.041559 | 0.16464 | 0.041568 | 1.4448e-05 | 9.1763e-06 | 0.24949 | 0.24949 | 0.24949 | 0.98229 | -0.33927 | 0.98239 | -0.33744 | 22.8467
17 | 0.003369 | 0.00084232 | -0.0033681 | -0.00084288 | 8.5373e-07 | -5.5934e-07 | 0.0051036 | 0.005104 | 0.005104 | 0.98214 | -0.34226 | 0.98187 | -0.34758 | 1.4022
18 | 0.14872 | 0.037496 | -0.14869 | -0.037475 | 3.3418e-05 | 2.1189e-05 | 0.2257 | 0.2257 | 0.2257 | 0.98089 | -0.36666 | 0.98065 | -0.37136 | 20.6681
19 | 0.011006 | 0.0027586 | -0.011005 | -0.0027581 | 1.0479e-06 | 5.4416e-07 | 0.016696 | 0.016696 | 0.016696 | 0.98089 | -0.36666 | 0.98079 | -0.36866 | 4.5869
20 | -0.17157 | -0.043305 | 0.17167 | 0.043368 | 9.871e-05 | 6.273e-05 | 0.25999 | 0.25999 | 0.25999 | 0.98239 | -0.33744 | 0.983 | -0.32544 | 23.8082
21 | 0.0069317 | 0.0017372 | -0.006931 | -0.0017369 | 6.7106e-07 | 2.2397e-07 | 0.010499 | 0.010499 | 0.010499 | 0.98239 | -0.33744 | 0.98228 | -0.33947 | 2.8844
22 | 0.0033681 | 0.00084288 | -0.0033679 | -0.00084304 | 2.4684e-07 | -1.6157e-07 | 0.005104 | 0.0051041 | 0.0051041 | 0.98187 | -0.34758 | 0.98179 | -0.34912 | 1.4022
23 | 0.14598 | 0.036796 | -0.14591 | -0.036748 | 7.5715e-05 | 4.7991e-05 | 0.22159 | 0.22159 | 0.22159 | 0.98065 | -0.37136 | 0.98009 | -0.3822 | 20.292
24 | 0.0081868 | 0.0020518 | -0.0081863 | -0.0020516 | 5.5805e-07 | 2.3543e-07 | 0.012421 | 0.012421 | 0.012421 | 0.98079 | -0.36866 | 0.98071 | -0.37009 | 3.4123
25 | -0.17422 | -0.044007 | 0.17429 | 0.044053 | 7.3733e-05 | 4.6867e-05 | 0.26384 | 0.26384 | 0.26384 | 0.983 | -0.32544 | 0.98346 | -0.31661 | 24.1613
26 | 0.0024689 | 0.00061861 | -0.0024688 | -0.00061874 | 6.8743e-08 | -1.219e-07 | 0.0037399 | 0.00374 | 0.00374 | 0.98228 | -0.33947 | 0.98225 | -0.34006 | 1.0275
27 | -0.0042064 | -0.0010534 | 0.0042071 | 0.0010532 | 7.5734e-07 | -1.4041e-07 | 0.0063837 | 0.0063835 | 0.0063837 | 0.98043 | -0.37599 | 0.98062 | -0.3722 | 1.7538
28 | 0.0020992 | 0.00052528 | -0.0020989 | -0.00052603 | 2.8066e-07 | -7.5017e-07 | 0.0031857 | 0.003186 | 0.003186 | 0.98043 | -0.37599 | 0.98029 | -0.37879 | 0.87528
29 | -0.0071443 | -0.0017894 | 0.0071452 | 0.0017897 | 9.3044e-07 | 3.2907e-07 | 0.01084 | 0.01084 | 0.01084 | 0.98062 | -0.3722 | 0.98076 | -0.36947 | 2.9781
30 | 0.0033679 | 0.00084304 | -0.0033668 | -0.00084379 | 1.1452e-06 | -7.4874e-07 | 0.0051041 | 0.0051046 | 0.0051046 | 0.98179 | -0.34912 | 0.98143 | -0.35627 | 1.4024
31 | 0.0058863 | 0.0014749 | -0.0058856 | -0.0014748 | 6.3988e-07 | 1.4031e-07 | 0.0089367 | 0.0089368 | 0.0089368 | 0.98009 | -0.3822 | 0.97998 | -0.38448 | 2.4552
32 | 0.14002 | 0.035273 | -0.13997 | -0.035242 | 4.954e-05 | 3.1374e-05 | 0.21265 | 0.21265 | 0.21265 | 0.98009 | -0.3822 | 0.97971 | -0.3896 | 19.4736
33 | 0.0053828 | 0.0013489 | -0.0053825 | -0.0013489 | 2.536e-07 | 3.438e-08 | 0.0081671 | 0.0081672 | 0.0081672 | 0.98071 | -0.37009 | 0.98066 | -0.37108 | 2.2437
34 | -0.17634 | -0.044568 | 0.17658 | 0.044718 | 0.00023685 | 0.00015057 | 0.26694 | 0.26694 | 0.26694 | 0.98346 | -0.31661 | 0.9849 | -0.28864 | 24.4455
35 | -0.010449 | -0.0026176 | 0.01045 | 0.0026184 | 1.5041e-06 | 7.6116e-07 | 0.015852 | 0.015852 | 0.015852 | 0.98076 | -0.36947 | 0.98092 | -0.36645 | 4.3551
36 | 0.0047702 | 0.0011952 | -0.0047698 | -0.0011952 | 4.0183e-07 | 2.0107e-09 | 0.0072583 | 0.0072584 | 0.0072584 | 0.97792 | -0.42465 | 0.97783 | -0.42642 | 1.9941
37 | -0.0061245 | -0.0015346 | 0.0061248 | 0.0015347 | 3.1205e-07 | 7.9485e-08 | 0.009319 | 0.0093189 | 0.009319 | 0.97792 | -0.42465 | 0.97798 | -0.42358 | 2.5602
38 | 0.0033545 | 0.00084048 | -0.0033542 | -0.00084064 | 2.527e-07 | -1.6265e-07 | 0.0051046 | 0.0051047 | 0.0051047 | 0.97783 | -0.42642 | 0.97775 | -0.428 | 1.4024
39 | -0.083982 | -0.021136 | 0.083984 | 0.021137 | 1.782e-06 | 1.1076e-06 | 0.12781 | 0.12781 | 0.12781 | 0.97798 | -0.42358 | 0.978 | -0.42314 | 11.7045
40 | 0.077858 | 0.019601 | -0.077803 | -0.019568 | 5.4142e-05 | 3.349e-05 | 0.11849 | 0.11849 | 0.11849 | 0.97798 | -0.42358 | 0.97723 | -0.43814 | 10.8511
41 | -0.08714 | -0.021928 | 0.08714 | 0.021928 | 3.0092e-07 | 1.8744e-07 | 0.13261 | 0.13261 | 0.13261 | 0.978 | -0.42314 | 0.978 | -0.42307 | 12.1441
42 | 0.060219 | 0.015157 | -0.060195 | -0.015143 | 2.3394e-05 | 1.4136e-05 | 0.091717 | 0.091718 | 0.091718 | 0.97723 | -0.43814 | 0.97682 | -0.44627 | 8.3991
43 | 0.017585 | 0.0044105 | -0.017577 | -0.0044063 | 7.1622e-06 | 4.2502e-06 | 0.026777 | 0.026777 | 0.026777 | 0.97723 | -0.43814 | 0.9768 | -0.44669 | 7.3564
44 | -0.090296 | -0.022719 | 0.090297 | 0.022719 | 3.2496e-07 | 2.0279e-07 | 0.13742 | 0.13742 | 0.13742 | 0.978 | -0.42307 | 0.97801 | -0.42299 | 12.5839
45 | 0.0058485 | 0.0014648 | -0.0058483 | -0.0014647 | 1.9471e-07 | 4.2724e-08 | 0.0089089 | 0.0089089 | 0.0089089 | 0.97682 | -0.44627 | 0.97678 | -0.44697 | 2.4475
46 | 0.0040976 | 0.0010269 | -0.0040974 | -0.0010269 | 1.4194e-07 | -3.0765e-08 | 0.0062419 | 0.006242 | 0.006242 | 0.97682 | -0.44627 | 0.97678 | -0.447 | 1.7148
47 | 0.015224 | 0.0038164 | -0.015222 | -0.0038152 | 2.1479e-06 | 1.2414e-06 | 0.023192 | 0.023192 | 0.023192 | 0.9768 | -0.44669 | 0.97665 | -0.44965 | 6.3714
48 | -0.093453 | -0.023511 | 0.093454 | 0.023511 | 3.4606e-07 | 2.1633e-07 | 0.14222 | 0.14222 | 0.14222 | 0.97801 | -0.42299 | 0.97801 | -0.42292 | 13.0237
49 | 0.004319 | 0.0010816 | -0.0043189 | -0.0010816 | 1.6007e-07 | -2.0984e-08 | 0.0065792 | 0.0065793 | 0.0065793 | 0.97678 | -0.44697 | 0.97674 | -0.44775 | 1.8075
50 | 0.0015293 | 0.00038317 | -0.0015293 | -0.00038328 | 1.8768e-08 | -1.0341e-07 | 0.0023297 | 0.0023297 | 0.0023297 | 0.97678 | -0.44697 | 0.97677 | -0.44723 | 0.64003
51 | 0.00038833 | 9.7279e-05 | -0.00038833 | -9.7324e-05 | 4.7623e-10 | -4.4995e-08 | 0.00059196 | 0.00059198 | 0.00059198 | 0.97611 | -0.46023 | 0.97611 | -0.46026 | 0.16263
52 | 0.0027442 | 0.00068706 | -0.0027442 | -0.00068713 | 5.5883e-08 | -7.0682e-08 | 0.0041832 | 0.0041832 | 0.0041832 | 0.97611 | -0.46023 | 0.97609 | -0.46066 | 1.1492
53 | 0.012175 | 0.0030515 | -0.012174 | -0.0030512 | 6.7272e-07 | 3.653e-07 | 0.01855 | 0.01855 | 0.01855 | 0.97665 | -0.44965 | 0.97659 | -0.45081 | 5.0961
54 | -0.007564 | -0.0018955 | 0.0075645 | 0.0018957 | 4.4853e-07 | 1.7342e-07 | 0.011501 | 0.0115 | 0.011501 | 0.97868 | -0.40984 | 0.97874 | -0.40859 | 3.1595
55 | 0.005839 | 0.0014632 | -0.0058388 | -0.0014632 | 2.424e-07 | 5.2084e-08 | 0.0088778 | 0.0088778 | 0.0088778 | 0.97868 | -0.40984 | 0.97863 | -0.41071 | 2.439
56 | -0.0095143 | -0.0023844 | 0.0095157 | 0.0023851 | 1.4007e-06 | 6.7205e-07 | 0.014465 | 0.014465 | 0.014465 | 0.97874 | -0.40859 | 0.9789 | -0.4055 | 3.9739
57 | 0.0039608 | 0.0009925 | -0.0039607 | -0.00099253 | 1.2856e-07 | -3.6482e-08 | 0.0060224 | 0.0060224 | 0.0060224 | 0.97863 | -0.41071 | 0.9786 | -0.41139 | 1.6545
58 | -0.1276 | -0.032104 | 0.12765 | 0.032134 | 4.7218e-05 | 2.9841e-05 | 0.19401 | 0.19401 | 0.19401 | 0.9789 | -0.4055 | 0.9793 | -0.39776 | 17.7664
59 | 0.11808 | 0.029719 | -0.11806 | -0.029704 | 2.3226e-05 | 1.4647e-05 | 0.17954 | 0.17954 | 0.17954 | 0.9789 | -0.4055 | 0.97869 | -0.40962 | 16.4418
60 | 0.0022205 | 0.00055641 | -0.0022205 | -0.0005565 | 4.1558e-08 | -9.5534e-08 | 0.0033764 | 0.0033764 | 0.0033764 | 0.9786 | -0.41139 | 0.97858 | -0.41178 | 0.92759
61 | -0.12959 | -0.032621 | 0.12964 | 0.032653 | 5.0568e-05 | 3.1969e-05 | 0.19696 | 0.19696 | 0.19696 | 0.9793 | -0.39776 | 0.97971 | -0.3896 | 18.0371
62 | 0.09667 | 0.02434 | -0.096609 | -0.024302 | 6.1404e-05 | 3.8443e-05 | 0.14702 | 0.14702 | 0.14702 | 0.97869 | -0.40962 | 0.97801 | -0.42292 | 13.4634
63 | 0.021391 | 0.0053641 | -0.021387 | -0.0053617 | 3.9648e-06 | 2.4119e-06 | 0.032525 | 0.032525 | 0.032525 | 0.97869 | -0.40962 | 0.97849 | -0.41351 | 8.9354
64 | 0.010329 | 0.0025889 | -0.010328 | -0.0025884 | 9.3275e-07 | 4.697e-07 | 0.015688 | 0.015688 | 0.015688 | 0.97971 | -0.3896 | 0.97962 | -0.3915 | 4.3098
65 | 0.019143 | 0.0047991 | -0.01914 | -0.0047973 | 3.1011e-06 | 1.8622e-06 | 0.029111 | 0.029111 | 0.029111 | 0.97849 | -0.41351 | 0.97832 | -0.41691 | 7.9976
66 | -0.011909 | -0.002984 | 0.011912 | 0.0029856 | 2.8709e-06 | 1.5412e-06 | 0.018065 | 0.018065 | 0.018065 | 0.98092 | -0.36645 | 0.98118 | -0.36139 | 4.963
67 | -0.011912 | -0.0029856 | 0.011917 | 0.002988 | 4.5797e-06 | 2.4582e-06 | 0.018065 | 0.018065 | 0.018065 | 0.98118 | -0.36139 | 0.98159 | -0.35332 | 4.963
68 | 0.0024348 | 0.00061011 | -0.0024348 | -0.00061021 | 5.7088e-08 | -1.0471e-07 | 0.003691 | 0.003691 | 0.003691 | 0.98159 | -0.35332 | 0.98156 | -0.35381 | 1.014
69 | -0.014351 | -0.0035981 | 0.014355 | 0.0036004 | 4.042e-06 | 2.2989e-06 | 0.021756 | 0.021756 | 0.021756 | 0.98159 | -0.35332 | 0.98189 | -0.34741 | 5.977
70 | -0.014355 | -0.0036004 | 0.014358 | 0.003602 | 2.7774e-06 | 1.5796e-06 | 0.021756 | 0.021756 | 0.021756 | 0.98189 | -0.34741 | 0.9821 | -0.34335 | 5.9769
71 | -0.067142 | -0.016924 | 0.067264 | 0.017002 | 0.00012271 | 7.8117e-05 | 0.10088 | 0.10087 | 0.10088 | 0.99075 | -0.17665 | 0.99273 | -0.13853 | 27.7129
72 | 0.053221 | 0.013435 | -0.053186 | -0.013413 | 3.5122e-05 | 2.229e-05 | 0.079968 | 0.079968 | 0.079968 | 0.99075 | -0.17665 | 0.99003 | -0.19043 | 21.9693
73 | -0.077807 | -0.019644 | 0.077974 | 0.01975 | 0.00016675 | 0.00010629 | 0.11668 | 0.11668 | 0.11668 | 0.99273 | -0.13853 | 0.99505 | -0.093898 | 32.0542
74 | -0.33335 | -0.085096 | 0.33355 | 0.085229 | 0.00020944 | 0.00013378 | 0.49904 | 0.49904 | 0.49904 | 0.99505 | -0.093898 | 0.99573 | -0.080905 | 45.6999
75 | 0.25537 | 0.065345 | -0.25524 | -0.065259 | 0.00013557 | 8.6477e-05 | 0.38237 | 0.38237 | 0.38237 | 0.99505 | -0.093898 | 0.99447 | -0.10487 | 35.0152
76 | -0.33708 | -0.086113 | 0.33749 | 0.086377 | 0.00041385 | 0.00026436 | 0.50431 | 0.50431 | 0.50431 | 0.99573 | -0.080905 | 0.99707 | -0.055546 | 46.1822
77 | 0.24762 | 0.063351 | -0.24695 | -0.062923 | 0.0006719 | 0.0004285 | 0.37098 | 0.37098 | 0.37098 | 0.99447 | -0.10487 | 0.99153 | -0.16109 | 33.9723
78 | 0.0076114 | 0.0019074 | -0.0076107 | -0.0019072 | 7.3719e-07 | 2.7517e-07 | 0.011389 | 0.011389 | 0.011389 | 0.99447 | -0.10487 | 0.99437 | -0.1069 | 3.1288
79 | 0.070173 | 0.017699 | -0.070092 | -0.017648 | 8.0214e-05 | 5.1083e-05 | 0.10476 | 0.10476 | 0.10476 | 0.99707 | -0.055546 | 0.99582 | -0.079454 | 28.7816
80 | -0.40767 | -0.10408 | 0.40864 | 0.1047 | 0.0009715 | 0.00062094 | 0.60907 | 0.60907 | 0.60907 | 0.99707 | -0.055546 | 0.99966 | -0.006361 | 55.776
81 | 0.0051331 | 0.0012864 | -0.0051329 | -0.0012864 | 1.2925e-07 | 7.8086e-09 | 0.0077033 | 0.0077034 | 0.0077034 | 0.99153 | -0.16109 | 0.9915 | -0.16162 | 2.1163
82 | 0.0060502 | 0.0015163 | -0.0060491 | -0.001516 | 1.0856e-06 | 2.4196e-07 | 0.0090797 | 0.0090798 | 0.0090798 | 0.99153 | -0.16109 | 0.99133 | -0.16486 | 2.4945
83 | 0.23577 | 0.06012 | -0.23514 | -0.059717 | 0.00063184 | 0.00040282 | 0.35419 | 0.3542 | 0.3542 | 0.99153 | -0.16109 | 0.98862 | -0.21676 | 32.4355
84 | 0.0057174 | 0.0014327 | -0.0057173 | -0.0014327 | 1.7953e-07 | 3.0064e-08 | 0.0085557 | 0.0085558 | 0.0085558 | 0.99437 | -0.1069 | 0.99433 | -0.10756 | 2.3505
85 | -0.015782 | -0.0039589 | 0.015783 | 0.0039596 | 1.1811e-06 | 6.862e-07 | 0.023914 | 0.023914 | 0.023914 | 0.9821 | -0.34335 | 0.98218 | -0.34178 | 6.5697
86 | -0.001425 | -0.00035715 | 0.001425 | 0.0003571 | 7.1748e-09 | -4.8648e-08 | 0.0021458 | 0.0021457 | 0.0021458 | 0.98821 | -0.22476 | 0.98822 | -0.22466 | 0.58949
87 | -0.0039669 | -0.00099398 | 0.0039672 | 0.00099388 | 3.3586e-07 | -1.0671e-07 | 0.005973 | 0.0059729 | 0.005973 | 0.98822 | -0.22466 | 0.98831 | -0.22288 | 1.6409
88 | 0.0025418 | 0.00063688 | -0.0025417 | -0.00063702 | 7.9735e-08 | -1.3493e-07 | 0.0038273 | 0.0038274 | 0.0038274 | 0.98822 | -0.22466 | 0.98818 | -0.22531 | 1.0515
89 | -0.0064038 | -0.0016049 | 0.006404 | 0.001605 | 1.4582e-07 | 3.8198e-08 | 0.0095744 | 0.0095743 | 0.0095744 | 0.99526 | -0.09031 | 0.99529 | -0.089832 | 2.6303
90 | -0.015864 | -0.0039759 | 0.015865 | 0.0039765 | 1.0981e-06 | 6.3511e-07 | 0.023718 | 0.023718 | 0.023718 | 0.99529 | -0.089832 | 0.99536 | -0.088379 | 6.5158
91 | -0.020847 | -0.0052286 | 0.020853 | 0.0052325 | 6.3112e-06 | 3.8256e-06 | 0.031585 | 0.031585 | 0.031585 | 0.98218 | -0.34178 | 0.9825 | -0.33543 | 8.6772
92 | 0.036798 | 0.0092477 | -0.036798 | -0.0092477 | 1.0197e-07 | 6.4144e-08 | 0.055628 | 0.055628 | 0.055628 | 0.98448 | -0.29693 | 0.98447 | -0.29699 | 15.2825
93 | -0.038033 | -0.0095572 | 0.038048 | 0.0095667 | 1.5066e-05 | 9.4875e-06 | 0.057495 | 0.057495 | 0.057495 | 0.98448 | -0.29693 | 0.9849 | -0.28864 | 15.7953
94 | 0.035562 | 0.0089379 | -0.035561 | -0.0089372 | 1.2141e-06 | 7.6277e-07 | 0.05376 | 0.05376 | 0.05376 | 0.98447 | -0.29699 | 0.98444 | -0.29771 | 14.7693
95 | -0.21463 | -0.054285 | 0.21484 | 0.05442 | 0.00021237 | 0.0001353 | 0.32444 | 0.32444 | 0.32444 | 0.9849 | -0.28864 | 0.98597 | -0.26804 | 29.7105
96 | 0.033727 | 0.0084777 | -0.033727 | -0.0084776 | 8.2723e-08 | 5.1864e-08 | 0.050989 | 0.050989 | 0.050989 | 0.98444 | -0.29771 | 0.98443 | -0.29776 | 14.008
97 | -0.21607 | -0.05473 | 0.21622 | 0.054821 | 0.00014239 | 9.0719e-05 | 0.3263 | 0.3263 | 0.3263 | 0.98597 | -0.26804 | 0.98667 | -0.25432 | 29.8813
98 | 0.031984 | 0.0080408 | -0.031967 | -0.0080298 | 1.7632e-05 | 1.1029e-05 | 0.048355 | 0.048355 | 0.048355 | 0.98443 | -0.29776 | 0.98384 | -0.30931 | 13.2843
99 | -0.21747 | -0.055135 | 0.21754 | 0.05518 | 6.9753e-05 | 4.4443e-05 | 0.3282 | 0.3282 | 0.3282 | 0.98667 | -0.25432 | 0.98702 | -0.24765 | 30.0547
100 | 0.03034 | 0.0076222 | -0.030331 | -0.0076168 | 8.7034e-06 | 5.4303e-06 | 0.045894 | 0.045894 | 0.045894 | 0.98384 | -0.30931 | 0.98353 | -0.31532 | 12.6084
101 | 0.0016268 | 0.00040759 | -0.0016268 | -0.00040771 | 2.3628e-08 | -1.1704e-07 | 0.0024604 | 0.0024605 | 0.0024605 | 0.98384 | -0.30931 | 0.98382 | -0.30961 | 0.67595
102 | -0.2188 | -0.055494 | 0.21887 | 0.055539 | 7.056e-05 | 4.4959e-05 | 0.33009 | 0.33009 | 0.33009 | 0.98702 | -0.24765 | 0.98737 | -0.24095 | 30.2281
103 | 0.013664 | 0.0034249 | -0.013663 | -0.0034242 | 1.2484e-06 | 7.0221e-07 | 0.020783 | 0.020783 | 0.020783 | 0.97832 | -0.41691 | 0.97822 | -0.41883 | 5.7096
104 | 0.010504 | 0.0026326 | -0.010504 | -0.0026325 | 2.3305e-07 | 1.1859e-07 | 0.015978 | 0.015978 | 0.015978 | 0.97822 | -0.41883 | 0.9782 | -0.41929 | 4.3896
105 | 0.0054669 | 0.0013701 | -0.0054667 | -0.0013701 | 2.4266e-07 | 3.785e-08 | 0.0083162 | 0.0083162 | 0.0083162 | 0.9782 | -0.41929 | 0.97815 | -0.42023 | 2.2847
106 | -0.0033439 | -0.00083805 | 0.0033439 | 0.00083799 | 9.0543e-08 | -5.9809e-08 | 0.0050801 | 0.00508 | 0.0050801 | 0.97946 | -0.39458 | 0.97949 | -0.39402 | 1.3956
107 | -0.0059235 | -0.0014845 | 0.0059238 | 0.0014846 | 3.0785e-07 | 6.9418e-08 | 0.0089988 | 0.0089988 | 0.0089988 | 0.97949 | -0.39402 | 0.97954 | -0.39293 | 2.4722
108 | -0.0081081 | -0.002032 | 0.0081087 | 0.0020322 | 5.5163e-07 | 2.3097e-07 | 0.012317 | 0.012317 | 0.012317 | 0.97954 | -0.39293 | 0.97962 | -0.3915 | 3.3838
109 | 0.0028011 | 0.00070193 | -0.002801 | -0.000702 | 6.2597e-08 | -7.6521e-08 | 0.0042502 | 0.0042503 | 0.0042503 | 0.98066 | -0.37108 | 0.98064 | -0.37155 | 1.1677
110 | 0.0051224 | 0.0012837 | -0.0051223 | -0.0012837 | 1.0638e-07 | 4.0514e-09 | 0.007623 | 0.007623 | 0.007623 | 0.9999 | -0.001859 | 0.99988 | -0.0022949 | 2.0942
111 | -0.0082814 | -0.0020754 | 0.0082817 | 0.0020756 | 3.0799e-07 | 1.2618e-07 | 0.012324 | 0.012324 | 0.012324 | 0.9999 | -0.001859 | 0.99994 | -0.0010783 | 3.3857
112 | 0.0032465 | 0.0008136 | -0.0032465 | -0.00081364 | 5.1971e-08 | -4.4609e-08 | 0.0048314 | 0.0048315 | 0.0048315 | 0.99988 | -0.0022949 | 0.99986 | -0.002631 | 1.3273
113 | -0.01144 | -0.0028671 | 0.011441 | 0.0028674 | 5.8771e-07 | 3.0519e-07 | 0.017024 | 0.017024 | 0.017024 | 0.99994 | -0.0010783 | 1 | 0 | 4.6769
114 | 0.41201 | 0.10559 | -0.41188 | -0.10551 | 0.00012699 | 8.117e-05 | 0.6139 | 0.6139 | 0.6139 | 1 | 0 | 0.99966 | -0.006361 | 56.2182
115 | 0.049844 | 0.01257 | -0.049838 | -0.012566 | 6.7559e-06 | 4.2815e-06 | 0.074508 | 0.074508 | 0.074508 | 0.99582 | -0.079454 | 0.99568 | -0.082286 | 20.4692
116 | 0.020248 | 0.005078 | -0.02024 | -0.0050729 | 8.6095e-06 | 5.1839e-06 | 0.030257 | 0.030257 | 0.030257 | 0.99582 | -0.079454 | 0.99536 | -0.088379 | 8.3124
117 | 0.0060491 | 0.001516 | -0.0060488 | -0.001516 | 2.6273e-07 | 5.8588e-08 | 0.0090798 | 0.0090799 | 0.0090799 | 0.99133 | -0.16486 | 0.99128 | -0.16577 | 2.4945
118 | 0.22062 | 0.056079 | -0.22037 | -0.055915 | 0.00025667 | 0.00016355 | 0.33235 | 0.33235 | 0.33235 | 0.98862 | -0.21676 | 0.98737 | -0.24095 | 30.4349
119 | 0.014514 | 0.0036386 | -0.01451 | -0.0036362 | 4.229e-06 | 2.4037e-06 | 0.021847 | 0.021847 | 0.021847 | 0.98862 | -0.21676 | 0.98831 | -0.22288 | 6.0018
120 | 0.0037799 | 0.00094712 | -0.0037797 | -0.00094721 | 2.1341e-07 | -9.4105e-08 | 0.0056566 | 0.0056566 | 0.0056566 | 0.99433 | -0.10756 | 0.99427 | -0.10875 | 1.554
121 | 0.0042826 | 0.001073 | -0.0042825 | -0.001073 | 1.0753e-07 | -1.6617e-08 | 0.0065026 | 0.0065027 | 0.0065027 | 0.97998 | -0.38448 | 0.97995 | -0.38501 | 1.7865
122 | 0.0025559 | 0.00064031 | -0.0025558 | -0.00064054 | 1.4707e-07 | -2.3387e-07 | 0.003881 | 0.0038811 | 0.0038811 | 0.97995 | -0.38501 | 0.97989 | -0.38622 | 1.0662
123 | 0.046679 | 0.011774 | -0.046679 | -0.011774 | 5.4562e-07 | 3.4531e-07 | 0.069788 | 0.069788 | 0.069788 | 0.99568 | -0.082286 | 0.99566 | -0.08253 | 19.1724
124 | 0.04352 | 0.010982 | -0.043472 | -0.010952 | 4.7599e-05 | 3.0074e-05 | 0.065067 | 0.065067 | 0.065067 | 0.99566 | -0.08253 | 0.99447 | -0.1054 | 17.8755
125 | 0.0091312 | 0.0022885 | -0.0091308 | -0.0022884 | 3.7813e-07 | 1.7683e-07 | 0.013913 | 0.013913 | 0.013913 | 0.97659 | -0.45081 | 0.97655 | -0.45168 | 3.8223
126 | 0.0060901 | 0.0015263 | -0.00609 | -0.0015262 | 1.6833e-07 | 4.2519e-08 | 0.0092799 | 0.0092799 | 0.0092799 | 0.97655 | -0.45168 | 0.97652 | -0.45226 | 2.5494
127 | 0.003043 | 0.00076261 | -0.003043 | -0.00076264 | 4.2037e-08 | -3.8319e-08 | 0.0046369 | 0.004637 | 0.004637 | 0.97652 | -0.45226 | 0.9765 | -0.45255 | 1.2739
128 | 0.0024147 | 0.00060446 | -0.0024147 | -0.00060452 | 3.5229e-08 | -6.4352e-08 | 0.0036784 | 0.0036784 | 0.0036784 | 0.97674 | -0.44775 | 0.97673 | -0.44806 | 1.0106
129 | 0.0019042 | 0.00047714 | -0.0019042 | -0.00047723 | 2.6719e-08 | -8.8873e-08 | 0.0029009 | 0.0029009 | 0.0029009 | 0.97674 | -0.44775 | 0.97673 | -0.44804 | 0.79696
130 | 0.00036323 | 9.0979e-05 | -0.00036323 | -9.1035e-05 | 5.1521e-10 | -5.568e-08 | 0.00055372 | 0.00055374 | 0.00055374 | 0.97609 | -0.46066 | 0.97609 | -0.46069 | 0.15213
131 | 0.0023809 | 0.00059616 | -0.0023809 | -0.00059623 | 3.9105e-08 | -7.3916e-08 | 0.0036295 | 0.0036295 | 0.0036295 | 0.97609 | -0.46066 | 0.97607 | -0.46101 | 0.99712
132 | 0.043472 | 0.010952 | -0.043322 | -0.010858 | 0.00014987 | 9.4694e-05 | 0.065067 | 0.065067 | 0.065067 | 0.99447 | -0.1054 | 0.99073 | -0.17774 | 17.8756
133 | -0.023777 | -0.0059651 | 0.023786 | 0.0059703 | 8.4908e-06 | 5.2129e-06 | 0.036013 | 0.036013 | 0.036013 | 0.9825 | -0.33543 | 0.98289 | -0.32795 | 9.8937
134 | 0.0029238 | 0.00073266 | -0.0029238 | -0.00073276 | 9.7842e-08 | -1.0588e-07 | 0.0044282 | 0.0044282 | 0.0044282 | 0.9825 | -0.33543 | 0.98247 | -0.33614 | 1.2165
135 | -0.024876 | -0.0062436 | 0.024879 | 0.0062454 | 2.943e-06 | 1.8134e-06 | 0.037663 | 0.037663 | 0.037663 | 0.98289 | -0.32795 | 0.98301 | -0.32547 | 10.3471
136 | -0.02597 | -0.0065188 | 0.025973 | 0.0065208 | 3.2066e-06 | 1.9821e-06 | 0.039315 | 0.039315 | 0.039315 | 0.98301 | -0.32547 | 0.98315 | -0.32288 | 10.8008
137 | -0.027064 | -0.0067942 | 0.02707 | 0.0067979 | 5.9363e-06 | 3.6796e-06 | 0.040966 | 0.040966 | 0.040966 | 0.98315 | -0.32288 | 0.98338 | -0.31828 | 11.2544
138 | -0.028697 | -0.0072056 | 0.028701 | 0.0072081 | 4.0531e-06 | 2.5212e-06 | 0.043428 | 0.043428 | 0.043428 | 0.98338 | -0.31828 | 0.98353 | -0.31532 | 11.9307
139 | 0.0019928 | 0.00049901 | -0.0019928 | -0.00049908 | 2.39e-08 | -7.102e-08 | 0.0030379 | 0.0030379 | 0.0030379 | 0.97607 | -0.46101 | 0.97606 | -0.46126 | 0.83459
140 | 0.0003881 | 9.7222e-05 | -0.0003881 | -9.7267e-05 | 4.7402e-10 | -4.483e-08 | 0.00059164 | 0.00059166 | 0.00059166 | 0.97607 | -0.46101 | 0.97607 | -0.46103 | 0.16254
141 | 0.0019301 | 0.00048367 | -0.0019301 | -0.00048374 | 1.9779e-08 | -6.9321e-08 | 0.0028886 | 0.0028886 | 0.0028886 | 0.99427 | -0.10875 | 0.99426 | -0.10896 | 0.79358
142 | 0.0013434 | 0.00033638 | -0.0013434 | -0.00033648 | 1.3202e-08 | -9.6463e-08 | 0.0020479 | 0.002048 | 0.002048 | 0.97606 | -0.46126 | 0.97605 | -0.46146 | 0.56263
143 | 0.00064937 | 0.0001627 | -0.00064937 | -0.00016275 | 1.5413e-09 | -5.1432e-08 | 0.00098996 | 0.00098998 | 0.00098998 | 0.97606 | -0.46126 | 0.97605 | -0.46131 | 0.27197
144 | 0.00064976 | 0.00016269 | -0.00064976 | -0.00016284 | 4.7223e-09 | -1.5738e-07 | 0.00099053 | 0.00099059 | 0.00099059 | 0.97605 | -0.46146 | 0.97604 | -0.46162 | 0.27214
145 | 0.00069363 | 0.00017379 | -0.00069363 | -0.00017384 | 1.661e-09 | -4.8443e-08 | 0.0010574 | 0.0010575 | 0.0010575 | 0.97605 | -0.46146 | 0.97604 | -0.46151 | 0.29051
146 | 0.001791 | 0.00044831 | -0.0017909 | -0.00044839 | 2.0692e-08 | -7.9535e-08 | 0.0027283 | 0.0027283 | 0.0027283 | 0.97673 | -0.44806 | 0.97672 | -0.4483 | 0.74954
147 | 0.00062369 | 0.00015621 | -0.00062369 | -0.00015631 | 2.7805e-09 | -1.0101e-07 | 0.00095014 | 0.00095017 | 0.00095017 | 0.97673 | -0.44806 | 0.97672 | -0.44815 | 0.26104
148 | 0.0012072 | 0.00030218 | -0.0012071 | -0.00030227 | 9.9172e-09 | -9.1523e-08 | 0.001839 | 0.001839 | 0.001839 | 0.97672 | -0.4483 | 0.97671 | -0.44847 | 0.50522
149 | 0.00058378 | 0.00014622 | -0.00058378 | -0.00014631 | 2.2659e-09 | -9.4155e-08 | 0.00088935 | 0.00088939 | 0.00088939 | 0.97672 | -0.4483 | 0.97671 | -0.44838 | 0.24434
150 | 0.00058374 | 0.00014612 | -0.00058374 | -0.00014622 | 2.4451e-09 | -1.0162e-07 | 0.00088926 | 0.0008893 | 0.0008893 | 0.97671 | -0.44847 | 0.9767 | -0.44856 | 0.24431
151 | 0.00062341 | 0.00015615 | -0.00062341 | -0.00015624 | 2.4067e-09 | -8.7505e-08 | 0.00094973 | 0.00094976 | 0.00094976 | 0.97671 | -0.44847 | 0.9767 | -0.44855 | 0.26092
152 | 0.00058374 | 0.00014622 | -0.00058373 | -0.0001463 | 1.9251e-09 | -8.0003e-08 | 0.0008893 | 0.00088933 | 0.00088933 | 0.9767 | -0.44856 | 0.9767 | -0.44863 | 0.24432

## res_trafo
| p_hv_mw | q_hv_mvar | p_lv_mw | q_lv_mvar | pl_mw | ql_mvar | i_hv_ka | i_lv_ka | vm_hv_pu | va_hv_degree | vm_lv_pu | va_lv_degree | loading_percent
0 | -1.2729e-15 | -1.3162e-15 | 0.00165 | 1.2699e-07 | 0.00165 | 1.2699e-07 | 5.2857e-17 | 0.0023815 | 0.99998 | 149.9956 | 1 | 0 | 0.2619

## res_ext_grid
| p_mw | q_mvar
0 | 0.42826 | 0.10925

## res_load
| p_mw | q_mvar
0 | 0.013704 | 0.0034345
1 | 0.023244 | 0.0058254
2 | 0.0099975 | 0.0025056
3 | 0.04871 | 0.012208
4 | 0.0042598 | 0.0010676
5 | 0.0013146 | 0.00032946
6 | 0.0027065 | 0.00067832
7 | 0.0028181 | 0.00070629
8 | 0.0025475 | 0.00063846
9 | 0.0044621 | 0.0011183
10 | 0.0021072 | 0.00052811
11 | 0.0029372 | 0.00073612
12 | 0.0020989 | 0.00052603
13 | 0.0033668 | 0.00084379
14 | 0.0028035 | 0.00070263
15 | 0.0020512 | 0.00051408
16 | 0.0024688 | 0.00061874
17 | 0.0033036 | 0.00082795
18 | 0.0013543 | 0.00033941
19 | 0.0014154 | 0.00035472
20 | 0.0033542 | 0.00084064
21 | 0.0031555 | 0.00079083
22 | 0.0031565 | 0.00079109
23 | 0.0023535 | 0.00058985
24 | 0.0031565 | 0.00079109
25 | 0.0040974 | 0.0010269
26 | 0.0030469 | 0.00076364
27 | 0.001725 | 0.00043232
28 | 0.0019498 | 0.00048867
29 | 0.001878 | 0.00047067
30 | 0.0017402 | 0.00043613
31 | 0.0019453 | 0.00048754
32 | 0.0022205 | 0.0005565
33 | 0.0031555 | 0.00079084
34 | 0.0022446 | 0.00056256
35 | 0.0014589 | 0.00036563
36 | 0.0024348 | 0.00061021
37 | 0.01392 | 0.0034888
38 | 0.010542 | 0.0026422
39 | 0.0035244 | 0.0008833
40 | 0.0018932 | 0.00047449
41 | 0.001424 | 0.0003569
42 | 0.001425 | 0.00035715
43 | 0.0064038 | 0.0016049
44 | 0.0094599 | 0.0023709
45 | 0.0050635 | 0.001269
46 | 0.0012349 | 0.00030948
47 | 0.0012358 | 0.00030973
48 | 0.0018334 | 0.0004595
49 | 0.0012358 | 0.00030973
50 | 0.0017429 | 0.0004368
51 | 0.0012556 | 0.00031469
52 | 0.0012556 | 0.00031469
53 | 0.0054757 | 0.0013723
54 | 0.0031585 | 0.0007916
55 | 0.0050369 | 0.0012624
56 | 0.0054667 | 0.0013701
57 | 0.0033439 | 0.00083805
58 | 0.0025795 | 0.00064649
59 | 0.0021843 | 0.00054744
60 | 0.0022191 | 0.00055616
61 | 0.0025814 | 0.00064697
62 | 0.002801 | 0.000702
63 | 0.003159 | 0.00079171
64 | 0.0018758 | 0.00047012
65 | 0.0031585 | 0.00079158
66 | 0.0032465 | 0.00081364
67 | 0.003159 | 0.00079171
68 | 0.003245 | 0.00081326
69 | 0.0051329 | 0.0012864
70 | 0.0014991 | 0.0003757
71 | 0.010543 | 0.0026423
72 | 0.0019373 | 0.00048554
73 | 0.0016031 | 0.00040176
74 | 0.0017265 | 0.00043271
75 | 0.0043745 | 0.0010964
76 | 0.0031585 | 0.00079158
77 | 0.003159 | 0.00079171
78 | 0.003043 | 0.00076264
79 | 0.0030407 | 0.00076207
80 | 0.003047 | 0.00076364
81 | 0.0015293 | 0.00038328
82 | 0.00038833 | 9.7324e-05
83 | 0.0010902 | 0.00027322
84 | 0.0029238 | 0.00073276
85 | 0.0010912 | 0.00027348
86 | 0.0010909 | 0.00027341
87 | 0.0025558 | 0.00064054
88 | 0.043322 | 0.010858
89 | 0.003043 | 0.00076264
90 | 0.0025417 | 0.00063702
91 | 0.0016268 | 0.00040771
92 | 0.0016304 | 0.00040862
93 | 0.0016268 | 0.00040771
94 | 0.0060488 | 0.001516
95 | 0.00036323 | 9.1035e-05
96 | 0.0018496 | 0.00046354
97 | 0.0019301 | 0.00048374
98 | 0.0003881 | 9.7267e-05
99 | 0.00064937 | 0.00016275
100 | 0.00064976 | 0.00016284
101 | 0.00069363 | 0.00017384
102 | 0.0019042 | 0.00047723
103 | 0.00062369 | 0.00015631
104 | 0.00058378 | 0.00014631
105 | 0.00062341 | 0.00015624
106 | 0.00058373 | 0.0001463

## dtypes
| element | column | dtype
0 | bus | name | object
1 | bus | vn_kv | float64
2 | bus | type | object
3 | bus | zone | object
4 | bus | in_service | bool
5 | load | name | object
6 | load | bus | uint32
7 | load | p_mw | float64
8 | load | q_mvar | float64
9 | load | const_z_percent | float64
10 | load | const_i_percent | float64
11 | load | sn_mva | float64
12 | load | scaling | float64
13 | load | in_service | bool
14 | load | type | object
15 | ext_grid | name | object
16 | ext_grid | bus | uint32
17 | ext_grid | vm_pu | float64
18 | ext_grid | va_degree | float64
19 | ext_grid | slack_weight | float64
20 | ext_grid | in_service | bool
21 | line | name | object
22 | line | std_type | object
23 | line | from_bus | uint32
24 | line | to_bus | uint32
25 | line | length_km | float64
26 | line | r_ohm_per_km | float64
27 | line | x_ohm_per_km | float64
28 | line | c_nf_per_km | float64
29 | line | g_us_per_km | float64
30 | line | max_i_ka | float64
31 | line | df | float64
32 | line | parallel | uint32
33 | line | type | object
34 | line | in_service | bool
35 | trafo | name | object
36 | trafo | std_type | object
37 | trafo | hv_bus | uint32
38 | trafo | lv_bus | uint32
39 | trafo | sn_mva | float64
40 | trafo | vn_hv_kv | float64
41 | trafo | vn_lv_kv | float64
42 | trafo | vk_percent | float64
43 | trafo | vkr_percent | float64
44 | trafo | pfe_kw | float64
45 | trafo | i0_percent | float64
46 | trafo | shift_degree | float64
47 | trafo | tap_side | object
48 | trafo | tap_neutral | int32
49 | trafo | tap_min | int32
50 | trafo | tap_max | int32
51 | trafo | tap_step_percent | float64
52 | trafo | tap_step_degree | float64
53 | trafo | tap_pos | int32
54 | trafo | tap_phase_shifter | bool
55 | trafo | parallel | uint32
56 | trafo | df | float64
57 | trafo | in_service | bool
58 | line_geodata | coords | object
59 | bus_geodata | x | float64
60 | bus_geodata | y | float64
61 | bus_geodata | coords | object
62 | res_bus | vm_pu | float64
63 | res_bus | va_degree | float64
64 | res_bus | p_mw | float64
65 | res_bus | q_mvar | float64
66 | res_line | p_from_mw | float64
67 | res_line | q_from_mvar | float64
68 | res_line | p_to_mw | float64
69 | res_line | q_to_mvar | float64
70 | res_line | pl_mw | float64
71 | res_line | ql_mvar | float64
72 | res_line | i_from_ka | float64
73 | res_line | i_to_ka | float64
74 | res_line | i_ka | float64
75 | res_line | vm_from_pu | float64
76 | res_line | va_from_degree | float64
77 | res_line | vm_to_pu | float64
78 | res_line | va_to_degree | float64
79 | res_line | loading_percent | float64
80 | res_trafo | p_hv_mw | float64
81 | res_trafo | q_hv_mvar | float64
82 | res_trafo | p_lv_mw | float64
83 | res_trafo | q_lv_mvar | float64
84 | res_trafo | pl_mw | float64
85 | res_trafo | ql_mvar | float64
86 | res_trafo | i_hv_ka | float64
87 | res_trafo | i_lv_ka | float64
88 | res_trafo | vm_hv_pu | float64
89 | res_trafo | va_hv_degree | float64
90 | res_trafo | vm_lv_pu | float64
91 | res_trafo | va_lv_degree | float64
92 | res_trafo | loading_percent | float64
93 | res_ext_grid | p_mw | float64
94 | res_ext_grid | q_mvar | float64
95 | res_load | p_mw | float64
96 | res_load | q_mvar | float64

## parameters
| version | format_version | converged | OPF_converged | name | f_hz | sn_mva
0 | 2.14.6 | 2.14.0 | TRUE | FALSE |  | 50 | 1