## bus
| name | vn_kv | type | zone | in_service
0 | bus_LV_1063-14_0_5_node_0 | 0.4 | n |  | TRUE
1 | bus_LV_1063-14_0_5_node_1 | 0.4 | n |  | TRUE
2 | bus_LV_1063-14_0_5_node_2 | 0.4 | n |  | TRUE
3 | bus_LV_1063-14_0_5_node_4 | 0.4 | n |  | TRUE
4 | bus_LV_1063-14_0_5_node_12 | 0.4 | n |  | TRUE
5 | bus_LV_1063-14_0_5_node_119 | 0.4 | n |  | TRUE
6 | bus_LV_1063-14_0_5_node_7 | 0.4 | n |  | TRUE
7 | bus_LV_1063-14_0_5_node_8 | 0.4 | n |  | TRUE
8 | bus_LV_1063-14_0_5_node_123 | 0.4 | n |  | TRUE
9 | bus_LV_1063-14_0_5_node_75 | 0.4 | n |  | TRUE
10 | bus_LV_1063-14_0_5_node_73 | 0.4 | n |  | TRUE
11 | bus_LV_1063-14_0_5_node_9 | 0.4 | n |  | TRUE
12 | bus_LV_1063-14_0_5_node_74 | 0.4 | n |  | TRUE
13 | bus_LV_1063-14_0_5_node_10 | 0.4 | n |  | TRUE
14 | bus_LV_1063-14_0_5_node_122 | 0.4 | n |  | TRUE
15 | bus_LV_1063-14_0_5_node_11 | 0.4 | n |  | TRUE
16 | bus_LV_1063-14_0_5_node_14 | 0.4 | n |  | TRUE
17 | bus_LV_1063-14_0_5_node_17 | 0.4 | n |  | TRUE
18 | bus_LV_1063-14_0_5_node_69 | 0.4 | n |  | TRUE
19 | bus_LV_1063-14_0_5_node_72 | 0.4 | n |  | TRUE
20 | bus_LV_1063-14_0_5_node_66 | 0.4 | n |  | TRUE
21 | bus_LV_1063-14_0_5_node_82 | 0.4 | n |  | TRUE
22 | bus_LV_1063-14_0_5_node_68 | 0.4 | n |  | TRUE
23 | bus_LV_1063-14_0_5_node_76 | 0.4 | n |  | TRUE
24 | bus_LV_1063-14_0_5_node_13 | 0.4 | n |  | TRUE
25 | bus_LV_1063-14_0_5_node_40 | 0.4 | n |  | TRUE
26 | bus_LV_1063-14_0_5_node_15 | 0.4 | n |  | TRUE
27 | bus_LV_1063-14_0_5_node_34 | 0.4 | n |  | TRUE
28 | bus_LV_1063-14_0_5_node_59 | 0.4 | n |  | TRUE
29 | bus_LV_1063-14_0_5_node_16 | 0.4 | n |  | TRUE
30 | bus_LV_1063-14_0_5_node_78 | 0.4 | n |  | TRUE
31 | bus_LV_1063-14_0_5_node_93 | 0.4 | n |  | TRUE
32 | bus_LV_1063-14_0_5_node_32 | 0.4 | n |  | TRUE
33 | bus_LV_1063-14_0_5_node_35 | 0.4 | n |  | TRUE
34 | bus_LV_1063-14_0_5_node_41 | 0.4 | n |  | TRUE
35 | bus_LV_1063-14_0_5_node_60 | 0.4 | n |  | TRUE
36 | bus_LV_1063-14_0_5_node_79 | 0.4 | n |  | TRUE
37 | bus_LV_1063-14_0_5_node_80 | 0.4 | n |  | TRUE
38 | bus_LV_1063-14_0_5_node_77 | 0.4 | n |  | TRUE
39 | bus_LV_1063-14_0_5_node_18 | 0.4 | n |  | TRUE
40 | bus_LV_1063-14_0_5_node_19 | 0.4 | n |  | TRUE
41 | bus_LV_1063-14_0_5_node_20 | 0.4 | n |  | TRUE
42 | bus_LV_1063-14_0_5_node_21 | 0.4 | n |  | TRUE
43 | bus_LV_1063-14_0_5_node_22 | 0.4 | n |  | TRUE
44 | bus_LV_1063-14_0_5_node_23 | 0.4 | n |  | TRUE
45 | bus_LV_1063-14_0_5_node_24 | 0.4 | n |  | TRUE
46 | bus_LV_1063-14_0_5_node_25 | 0.4 | n |  | TRUE
47 | bus_LV_1063-14_0_5_node_26 | 0.4 | n |  | TRUE
48 | bus_LV_1063-14_0_5_node_27 | 0.4 | n |  | TRUE
49 | bus_LV_1063-14_0_5_node_42 | 0.4 | n |  | TRUE
50 | bus_LV_1063-14_0_5_node_120 | 0.4 | n |  | TRUE
51 | bus_LV_1063-14_0_5_node_48 | 0.4 | n |  | TRUE
52 | bus_LV_1063-14_0_5_node_46 | 0.4 | n |  | TRUE
53 | bus_LV_1063-14_0_5_node_83 | 0.4 | n |  | TRUE
54 | bus_LV_1063-14_0_5_node_44 | 0.4 | n |  | TRUE
55 | bus_LV_1063-14_0_5_node_45 | 0.4 | n |  | TRUE
56 | bus_LV_1063-14_0_5_node_121 | 0.4 | n |  | TRUE
57 | bus_LV_1063-14_0_5_node_51 | 0.4 | n |  | TRUE
58 | bus_LV_1063-14_0_5_node_52 | 0.4 | n |  | TRUE
59 | bus_LV_1063-14_0_5_node_47 | 0.4 | n |  | TRUE
60 | bus_LV_1063-14_0_5_node_84 | 0.4 | n |  | TRUE
61 | bus_LV_1063-14_0_5_node_28 | 0.4 | n |  | TRUE
62 | bus_LV_1063-14_0_5_node_29 | 0.4 | n |  | TRUE
63 | bus_LV_1063-14_0_5_node_31 | 0.4 | n |  | TRUE
64 | bus_LV_1063-14_0_5_node_33 | 0.4 | n |  | TRUE
65 | bus_LV_1063-14_0_5_node_36 | 0.4 | n |  | TRUE
66 | bus_LV_1063-14_0_5_node_39 | 0.4 | n |  | TRUE
67 | bus_LV_1063-14_0_5_node_38 | 0.4 | n |  | TRUE
68 | bus_LV_1063-14_0_5_node_63 | 0.4 | n |  | TRUE
69 | bus_LV_1063-14_0_5_node_37 | 0.4 | n |  | TRUE
70 | bus_LV_1063-14_0_5_node_101 | 0.4 | n |  | TRUE
71 | bus_LV_1063-14_0_5_node_94 | 0.4 | n |  | TRUE
72 | bus_LV_1063-14_0_5_node_49 | 0.4 | n |  | TRUE
73 | bus_LV_1063-14_0_5_node_61 | 0.4 | n |  | TRUE
74 | bus_LV_1063-14_0_5_node_62 | 0.4 | n |  | TRUE
75 | bus_LV_1063-14_0_5_node_70 | 0.4 | n |  | TRUE
76 | bus_LV_1063-14_0_5_node_43 | 0.4 | n |  | TRUE
77 | bus_LV_1063-14_0_5_node_108 | 0.4 | n |  | TRUE
78 | bus_LV_1063-14_0_5_node_106 | 0.4 | n |  | TRUE
79 | bus_LV_1063-14_0_5_node_112 | 0.4 | n |  | TRUE
80 | bus_LV_1063-14_0_5_node_105 | 0.4 | n |  | TRUE
81 | bus_LV_1063-14_0_5_node_104 | 0.4 | n |  | TRUE
82 | bus_LV_1063-14_0_5_node_50 | 0.4 | n |  | TRUE
83 | bus_LV_1063-14_0_5_node_53 | 0.4 | n |  | TRUE
84 | bus_LV_1063-14_0_5_node_56 | 0.4 | n |  | TRUE
85 | bus_LV_1063-14_0_5_node_54 | 0.4 | n |  | TRUE
86 | bus_LV_1063-14_0_5_node_96 | 0.4 | n |  | TRUE
87 | bus_LV_1063-14_0_5_node_57 | 0.4 | n |  | TRUE
88 | bus_LV_1063-14_0_5_node_58 | 0.4 | n |  | TRUE
89 | bus_LV_1063-14_0_5_node_55 | 0.4 | n |  | TRUE
90 | bus_LV_1063-14_0_5_node_64 | 0.4 | n |  | TRUE
91 | bus_LV_1063-14_0_5_node_65 | 0.4 | n |  | TRUE
92 | bus_LV_1063-14_0_5_node_67 | 0.4 | n |  | TRUE
93 | bus_LV_1063-14_0_5_node_71 | 0.4 | n |  | TRUE
94 | bus_LV_1063-14_0_5_node_92 | 0.4 | n |  | TRUE
95 | bus_LV_1063-14_0_5_node_95 | 0.4 | n |  | TRUE
96 | bus_LV_1063-14_0_5_node_88 | 0.4 | n |  | TRUE
97 | bus_LV_1063-14_0_5_node_85 | 0.4 | n |  | TRUE
98 | bus_LV_1063-14_0_5_node_110 | 0.4 | n |  | TRUE
99 | bus_LV_1063-14_0_5_node_103 | 0.4 | n |  | TRUE
100 | bus_LV_1063-14_0_5_node_87 | 0.4 | n |  | TRUE
101 | bus_LV_1063-14_0_5_node_86 | 0.4 | n |  | TRUE
102 | bus_LV_1063-14_0_5_node_81 | 0.4 | n |  | TRUE
103 | bus_LV_1063-14_0_5_node_89 | 0.4 | n |  | TRUE
104 | bus_LV_1063-14_0_5_node_90 | 0.4 | n |  | TRUE
105 | bus_LV_1063-14_0_5_node_91 | 0.4 | n |  | TRUE
106 | bus_LV_1063-14_0_5_node_111 | 0.4 | n |  | TRUE
107 | bus_LV_1063-14_0_5_node_118 | 0.4 | n |  | TRUE
108 | bus_LV_1063-14_0_5_node_109 | 0.4 | n |  | TRUE
109 | bus_LV_1063-14_0_5_node_116 | 0.4 | n |  | TRUE
110 | bus_LV_1063-14_0_5_node_97 | 0.4 | n |  | TRUE
111 | bus_LV_1063-14_0_5_node_98 | 0.4 | n |  | TRUE
112 | bus_LV_1063-14_0_5_node_100 | 0.4 | n |  | TRUE
113 | bus_LV_1063-14_0_5_node_99 | 0.4 | n |  | TRUE
114 | bus_LV_1063-14_0_5_node_102 | 0.4 | n |  | TRUE
115 | bus_LV_1063-14_0_5_node_113 | 0.4 | n |  | TRUE
116 | bus_LV_1063-14_0_5_node_114 | 0.4 | n |  | TRUE
117 | bus_LV_1063-14_0_5_node_115 | 0.4 | n |  | TRUE
118 | bus_LV_1063-14_0_5_node_117 | 0.4 | n |  | TRUE
119 | bus_MV_211_2_node_186 | 20 | n |  | TRUE

## load
| name | bus | p_mw | q_mvar | const_z_percent | const_i_percent | sn_mva | scaling | in_service | type
0 | LV_1063-14_0_5_load_0 | 0 | 0.0018799 | 0.00047114 | 0 | 0 |  | 1 | TRUE | wye
1 | LV_1063-14_0_5_load_119 | 5 | 0.00032574 | 8.1639e-05 | 0 | 0 |  | 1 | TRUE | wye
2 | LV_1063-14_0_5_load_123 | 8 | 0.014557 | 0.0036484 | 0 | 0 |  | 1 | TRUE | wye
3 | LV_1063-14_0_5_load_75 | 9 | 0.0092132 | 0.002309 | 0 | 0 |  | 1 | TRUE | wye
4 | LV_1063-14_0_5_load_73 | 10 | 0.0078989 | 0.0019796 | 0 | 0 |  | 1 | TRUE | wye
5 | LV_1063-14_0_5_load_74 | 12 | 0.0074223 | 0.0018602 | 0 | 0 |  | 1 | TRUE | wye
6 | LV_1063-14_0_5_load_122 | 14 | 0.014555 | 0.0036479 | 0 | 0 |  | 1 | TRUE | wye
7 | LV_1063-14_0_5_load_14 | 16 | 0.0068573 | 0.0017186 | 0 | 0 |  | 1 | TRUE | wye
8 | LV_1063-14_0_5_load_72 | 19 | 0.014483 | 0.0036297 | 0 | 0 |  | 1 | TRUE | wye
9 | LV_1063-14_0_5_load_82 | 21 | 0.0020059 | 0.00050271 | 0 | 0 |  | 1 | TRUE | wye
10 | LV_1063-14_0_5_load_68 | 22 | 0.020071 | 0.0050301 | 0 | 0 |  | 1 | TRUE | wye
11 | LV_1063-14_0_5_load_76 | 23 | 0.0098067 | 0.0024578 | 0 | 0 |  | 1 | TRUE | wye
12 | LV_1063-14_0_5_load_40 | 25 | 0.0068747 | 0.001723 | 0 | 0 |  | 1 | TRUE | wye
13 | LV_1063-14_0_5_load_59 | 28 | 0.010413 | 0.0026097 | 0 | 0 |  | 1 | TRUE | wye
14 | LV_1063-14_0_5_load_16 | 29 | 0.004211 | 0.0010554 | 0 | 0 |  | 1 | TRUE | wye
15 | LV_1063-14_0_5_load_93 | 31 | 0.0098135 | 0.0024595 | 0 | 0 |  | 1 | TRUE | wye
16 | LV_1063-14_0_5_load_35 | 33 | 0.0061798 | 0.0015488 | 0 | 0 |  | 1 | TRUE | wye
17 | LV_1063-14_0_5_load_41 | 34 | 0.0061987 | 0.0015535 | 0 | 0 |  | 1 | TRUE | wye
18 | LV_1063-14_0_5_load_60 | 35 | 0.0037799 | 0.00094734 | 0 | 0 |  | 1 | TRUE | wye
19 | LV_1063-14_0_5_load_80 | 37 | 0.0067354 | 0.001688 | 0 | 0 |  | 1 | TRUE | wye
20 | LV_1063-14_0_5_load_77 | 38 | 0.0043078 | 0.0010796 | 0 | 0 |  | 1 | TRUE | wye
21 | LV_1063-14_0_5_load_18 | 39 | 0.0023274 | 0.0005833 | 0 | 0 |  | 1 | TRUE | wye
22 | LV_1063-14_0_5_load_19 | 40 | 0.0034313 | 0.00085998 | 0 | 0 |  | 1 | TRUE | wye
23 | LV_1063-14_0_5_load_21 | 42 | 0.014619 | 0.003664 | 0 | 0 |  | 1 | TRUE | wye
24 | LV_1063-14_0_5_load_24 | 45 | 0.035489 | 0.0088944 | 0 | 0 |  | 1 | TRUE | wye
25 | LV_1063-14_0_5_load_25 | 46 | 0.00081367 | 0.00020393 | 0 | 0 |  | 1 | TRUE | wye
26 | LV_1063-14_0_5_load_27 | 48 | 0.0029949 | 0.00075058 | 0 | 0 |  | 1 | TRUE | wye
27 | LV_1063-14_0_5_load_120 | 50 | 0.0011628 | 0.00029142 | 0 | 0 |  | 1 | TRUE | wye
28 | LV_1063-14_0_5_load_48 | 51 | 0.0021338 | 0.00053478 | 0 | 0 |  | 1 | TRUE | wye
29 | LV_1063-14_0_5_load_46 | 52 | 0.01286 | 0.0032229 | 0 | 0 |  | 1 | TRUE | wye
30 | LV_1063-14_0_5_load_83 | 53 | 0.0014025 | 0.0003515 | 0 | 0 |  | 1 | TRUE | wye
31 | LV_1063-14_0_5_load_121 | 56 | 0.0010349 | 0.00025938 | 0 | 0 |  | 1 | TRUE | wye
32 | LV_1063-14_0_5_load_51 | 57 | 0.0040725 | 0.0010207 | 0 | 0 |  | 1 | TRUE | wye
33 | LV_1063-14_0_5_load_84 | 60 | 0.0014029 | 0.0003516 | 0 | 0 |  | 1 | TRUE | wye
34 | LV_1063-14_0_5_load_28 | 61 | 0.0051033 | 0.001279 | 0 | 0 |  | 1 | TRUE | wye
35 | LV_1063-14_0_5_load_29 | 62 | 0.0050441 | 0.0012642 | 0 | 0 |  | 1 | TRUE | wye
36 | LV_1063-14_0_5_load_31 | 63 | 0.0029517 | 0.00073976 | 0 | 0 |  | 1 | TRUE | wye
37 | LV_1063-14_0_5_load_39 | 66 | 0.0039287 | 0.00098462 | 0 | 0 |  | 1 | TRUE | wye
38 | LV_1063-14_0_5_load_63 | 68 | 0.003241 | 0.00081227 | 0 | 0 |  | 1 | TRUE | wye
39 | LV_1063-14_0_5_load_101 | 70 | 0.0079388 | 0.0019897 | 0 | 0 |  | 1 | TRUE | wye
40 | LV_1063-14_0_5_load_49 | 72 | 0.014209 | 0.0035612 | 0 | 0 |  | 1 | TRUE | wye
41 | LV_1063-14_0_5_load_61 | 73 | 0.0014278 | 0.00035785 | 0 | 0 |  | 1 | TRUE | wye
42 | LV_1063-14_0_5_load_62 | 74 | 0.0043064 | 0.0010793 | 0 | 0 |  | 1 | TRUE | wye
43 | LV_1063-14_0_5_load_108 | 77 | 0.0019345 | 0.00048483 | 0 | 0 |  | 1 | TRUE | wye
44 | LV_1063-14_0_5_load_112 | 79 | 0.0020063 | 0.00050282 | 0 | 0 |  | 1 | TRUE | wye
45 | LV_1063-14_0_5_load_105 | 80 | 0.011855 | 0.0029712 | 0 | 0 |  | 1 | TRUE | wye
46 | LV_1063-14_0_5_load_104 | 81 | 0.0013668 | 0.00034255 | 0 | 0 |  | 1 | TRUE | wye
47 | LV_1063-14_0_5_load_50 | 82 | 0.0038098 | 0.00095482 | 0 | 0 |  | 1 | TRUE | wye
48 | LV_1063-14_0_5_load_53 | 83 | 0.029399 | 0.007368 | 0 | 0 |  | 1 | TRUE | wye
49 | LV_1063-14_0_5_load_54 | 85 | 0.0055514 | 0.0013913 | 0 | 0 |  | 1 | TRUE | wye
50 | LV_1063-14_0_5_load_96 | 86 | 0.0070074 | 0.0017562 | 0 | 0 |  | 1 | TRUE | wye
51 | LV_1063-14_0_5_load_57 | 87 | 0.0039363 | 0.00098653 | 0 | 0 |  | 1 | TRUE | wye
52 | LV_1063-14_0_5_load_58 | 88 | 0.0049822 | 0.0012487 | 0 | 0 |  | 1 | TRUE | wye
53 | LV_1063-14_0_5_load_55 | 89 | 0.0031146 | 0.0007806 | 0 | 0 |  | 1 | TRUE | wye
54 | LV_1063-14_0_5_load_64 | 90 | 0.0073496 | 0.001842 | 0 | 0 |  | 1 | TRUE | wye
55 | LV_1063-14_0_5_load_65 | 91 | 0.010336 | 0.0025904 | 0 | 0 |  | 1 | TRUE | wye
56 | LV_1063-14_0_5_load_95 | 95 | 0.0026911 | 0.00067445 | 0 | 0 |  | 1 | TRUE | wye
57 | LV_1063-14_0_5_load_88 | 96 | 0.0088842 | 0.0022266 | 0 | 0 |  | 1 | TRUE | wye
58 | LV_1063-14_0_5_load_85 | 97 | 0.0069288 | 0.0017365 | 0 | 0 |  | 1 | TRUE | wye
59 | LV_1063-14_0_5_load_110 | 98 | 0.0026891 | 0.00067396 | 0 | 0 |  | 1 | TRUE | wye
60 | LV_1063-14_0_5_load_103 | 99 | 0.0026883 | 0.00067376 | 0 | 0 |  | 1 | TRUE | wye
61 | LV_1063-14_0_5_load_87 | 100 | 0.012678 | 0.0031775 | 0 | 0 |  | 1 | TRUE | wye
62 | LV_1063-14_0_5_load_86 | 101 | 0.012687 | 0.0031798 | 0 | 0 |  | 1 | TRUE | wye
63 | LV_1063-14_0_5_load_81 | 102 | 0.0031126 | 0.00078008 | 0 | 0 |  | 1 | TRUE | wye
64 | LV_1063-14_0_5_load_90 | 104 | 0.0026903 | 0.00067426 | 0 | 0 |  | 1 | TRUE | wye
65 | LV_1063-14_0_5_load_111 | 106 | 0.0026911 | 0.00067445 | 0 | 0 |  | 1 | TRUE | wye
66 | LV_1063-14_0_5_load_118 | 107 | 0.0025656 | 0.00064299 | 0 | 0 |  | 1 | TRUE | wye
67 | LV_1063-14_0_5_load_109 | 108 | 0.0026883 | 0.00067376 | 0 | 0 |  | 1 | TRUE | wye
68 | LV_1063-14_0_5_load_116 | 109 | 0.0025602 | 0.00064166 | 0 | 0 |  | 1 | TRUE | wye
69 | LV_1063-14_0_5_load_97 | 110 | 0.027997 | 0.0070167 | 0 | 0 |  | 1 | TRUE | wye
70 | LV_1063-14_0_5_load_100 | 112 | 0.0053782 | 0.0013479 | 0 | 0 |  | 1 | TRUE | wye
71 | LV_1063-14_0_5_load_99 | 113 | 0.0030023 | 0.00075244 | 0 | 0 |  | 1 | TRUE | wye
72 | LV_1063-14_0_5_load_102 | 114 | 0.0022092 | 0.00055368 | 0 | 0 |  | 1 | TRUE | wye
73 | LV_1063-14_0_5_load_113 | 115 | 0.0025629 | 0.00064232 | 0 | 0 |  | 1 | TRUE | wye
74 | LV_1063-14_0_5_load_114 | 116 | 0.0025637 | 0.00064251 | 0 | 0 |  | 1 | TRUE | wye
75 | LV_1063-14_0_5_load_115 | 117 | 0.0025637 | 0.00064251 | 0 | 0 |  | 1 | TRUE | wye
76 | LV_1063-14_0_5_load_117 | 118 | 0.0025602 | 0.00064165 | 0 | 0 |  | 1 | TRUE | wye

## ext_grid
| name | bus | vm_pu | va_degree | slack_weight | in_service
0 |  | 64 | 1 | 0 | 1 | TRUE

## line
| name | std_type | from_bus | to_bus | length_km | r_ohm_per_km | x_ohm_per_km | c_nf_per_km | g_us_per_km | max_i_ka | df | parallel | type | in_service
0 | LV_1063-14_0_5_line_0 |  | 0 | 1 | 0.0065403 | 0.125 | 0.08 | 261 | 0 | 0.364 | 1 | 1 | cs | TRUE
1 | LV_1063-14_0_5_line_1 |  | 0 | 2 | 0.035021 | 0.125 | 0.08 | 261 | 0 | 0.364 | 1 | 1 | cs | TRUE
2 | LV_1063-14_0_5_line_2 |  | 1 | 3 | 0.011039 | 0.125 | 0.08 | 261 | 0 | 0.364 | 1 | 1 | cs | TRUE
3 | LV_1063-14_0_5_line_3 |  | 2 | 4 | 0.004923 | 0.125 | 0.08 | 261 | 0 | 0.364 | 1 | 1 | cs | TRUE
4 | LV_1063-14_0_5_line_4 |  | 3 | 5 | 0.055305 | 0.125 | 0.08 | 261 | 0 | 0.364 | 1 | 1 | cs | TRUE
5 | LV_1063-14_0_5_line_5 |  | 4 | 17 | 0.00373 | 0.125 | 0.08 | 261 | 0 | 0.364 | 1 | 1 | cs | TRUE
6 | LV_1063-14_0_5_line_6 |  | 4 | 15 | 0.016942 | 0.125 | 0.08 | 261 | 0 | 0.364 | 1 | 1 | cs | TRUE
7 | LV_1063-14_0_5_line_7 |  | 6 | 7 | 0.016219 | 0.125 | 0.08 | 261 | 0 | 0.364 | 1 | 1 | cs | TRUE
8 | LV_1063-14_0_5_line_8 |  | 6 | 8 | 0.0055261 | 0.125 | 0.08 | 261 | 0 | 0.364 | 1 | 1 | cs | TRUE
9 | LV_1063-14_0_5_line_9 |  | 7 | 9 | 0.0082513 | 0.125 | 0.08 | 261 | 0 | 0.364 | 1 | 1 | cs | TRUE
10 | LV_1063-14_0_5_line_10 |  | 7 | 10 | 0.021267 | 0.125 | 0.08 | 261 | 0 | 0.364 | 1 | 1 | cs | TRUE
11 | LV_1063-14_0_5_line_11 |  | 9 | 23 | 0.019363 | 0.125 | 0.08 | 261 | 0 | 0.364 | 1 | 1 | cs | TRUE
12 | LV_1063-14_0_5_line_12 |  | 10 | 11 | 0.0086814 | 0.125 | 0.08 | 261 | 0 | 0.364 | 1 | 1 | cs | TRUE
13 | LV_1063-14_0_5_line_13 |  | 11 | 12 | 0.010677 | 0.125 | 0.08 | 261 | 0 | 0.364 | 1 | 1 | cs | TRUE
14 | LV_1063-14_0_5_line_14 |  | 11 | 13 | 0.016778 | 0.125 | 0.08 | 261 | 0 | 0.364 | 1 | 1 | cs | TRUE
15 | LV_1063-14_0_5_line_15 |  | 13 | 14 | 0.019757 | 0.125 | 0.08 | 261 | 0 | 0.364 | 1 | 1 | cs | TRUE
16 | LV_1063-14_0_5_line_16 |  | 15 | 16 | 0.021939 | 0.125 | 0.08 | 261 | 0 | 0.364 | 1 | 1 | cs | TRUE
17 | LV_1063-14_0_5_line_17 |  | 17 | 21 | 0.01136 | 0.125 | 0.08 | 261 | 0 | 0.364 | 1 | 1 | cs | TRUE
18 | LV_1063-14_0_5_line_18 |  | 18 | 19 | 0.003244 | 0.125 | 0.08 | 261 | 0 | 0.364 | 1 | 1 | cs | TRUE
19 | LV_1063-14_0_5_line_19 |  | 18 | 20 | 0.014084 | 0.125 | 0.08 | 261 | 0 | 0.364 | 1 | 1 | cs | TRUE
20 | LV_1063-14_0_5_line_20 |  | 19 | 97 | 0.04555 | 0.125 | 0.08 | 261 | 0 | 0.364 | 1 | 1 | cs | TRUE
21 | LV_1063-14_0_5_line_21 |  | 19 | 23 | 0.033462 | 0.125 | 0.08 | 261 | 0 | 0.364 | 1 | 1 | cs | TRUE
22 | LV_1063-14_0_5_line_22 |  | 20 | 22 | 0.028489 | 0.125 | 0.08 | 261 | 0 | 0.364 | 1 | 1 | cs | TRUE
23 | LV_1063-14_0_5_line_23 |  | 20 | 90 | 0.04603 | 0.125 | 0.08 | 261 | 0 | 0.364 | 1 | 1 | cs | TRUE
24 | LV_1063-14_0_5_line_24 |  | 21 | 36 | 0.036435 | 0.125 | 0.08 | 261 | 0 | 0.364 | 1 | 1 | cs | TRUE
25 | LV_1063-14_0_5_line_25 |  | 24 | 25 | 0.022293 | 0.125 | 0.08 | 261 | 0 | 0.364 | 1 | 1 | cs | TRUE
26 | LV_1063-14_0_5_line_26 |  | 24 | 26 | 0.022974 | 0.125 | 0.08 | 261 | 0 | 0.364 | 1 | 1 | cs | TRUE
27 | LV_1063-14_0_5_line_27 |  | 25 | 31 | 0.00037894 | 0.125 | 0.08 | 261 | 0 | 0.364 | 1 | 1 | cs | TRUE
28 | LV_1063-14_0_5_line_28 |  | 26 | 27 | 0.024715 | 0.125 | 0.08 | 261 | 0 | 0.364 | 1 | 1 | cs | TRUE
29 | LV_1063-14_0_5_line_29 |  | 26 | 28 | 0.022977 | 0.125 | 0.08 | 261 | 0 | 0.364 | 1 | 1 | cs | TRUE
30 | LV_1063-14_0_5_line_30 |  | 27 | 34 | 0.0016043 | 0.125 | 0.08 | 261 | 0 | 0.364 | 1 | 1 | cs | TRUE
31 | LV_1063-14_0_5_line_31 |  | 27 | 32 | 0.003013 | 0.125 | 0.08 | 261 | 0 | 0.364 | 1 | 1 | cs | TRUE
32 | LV_1063-14_0_5_line_32 |  | 28 | 35 | 0.0012916 | 0.125 | 0.08 | 261 | 0 | 0.364 | 1 | 1 | cs | TRUE
33 | LV_1063-14_0_5_line_33 |  | 29 | 30 | 0.012247 | 0.125 | 0.08 | 261 | 0 | 0.364 | 1 | 1 | cs | TRUE
34 | LV_1063-14_0_5_line_34 |  | 30 | 36 | 0.004221 | 0.125 | 0.08 | 261 | 0 | 0.364 | 1 | 1 | cs | TRUE
35 | LV_1063-14_0_5_line_35 |  | 30 | 37 | 0.033323 | 0.125 | 0.08 | 261 | 0 | 0.364 | 1 | 1 | cs | TRUE
36 | LV_1063-14_0_5_line_36 |  | 30 | 38 | 0.013316 | 0.125 | 0.08 | 261 | 0 | 0.364 | 1 | 1 | cs | TRUE
37 | LV_1063-14_0_5_line_37 |  | 32 | 33 | 0.015557 | 0.125 | 0.08 | 261 | 0 | 0.364 | 1 | 1 | cs | TRUE
38 | LV_1063-14_0_5_line_38 |  | 33 | 66 | 0.016877 | 0.125 | 0.08 | 261 | 0 | 0.364 | 1 | 1 | cs | TRUE
39 | LV_1063-14_0_5_line_39 |  | 34 | 73 | 0.027268 | 0.125 | 0.08 | 261 | 0 | 0.364 | 1 | 1 | cs | TRUE
40 | LV_1063-14_0_5_line_40 |  | 36 | 102 | 0.046305 | 0.125 | 0.08 | 261 | 0 | 0.364 | 1 | 1 | cs | TRUE
41 | LV_1063-14_0_5_line_41 |  | 37 | 87 | 0.025548 | 0.125 | 0.08 | 261 | 0 | 0.364 | 1 | 1 | cs | TRUE
42 | LV_1063-14_0_5_line_42 |  | 39 | 40 | 0.022097 | 0.125 | 0.08 | 261 | 0 | 0.364 | 1 | 1 | cs | TRUE
43 | LV_1063-14_0_5_line_43 |  | 39 | 41 | 0.035499 | 0.125 | 0.08 | 261 | 0 | 0.364 | 1 | 1 | cs | TRUE
44 | LV_1063-14_0_5_line_44 |  | 40 | 42 | 0.042382 | 0.125 | 0.08 | 261 | 0 | 0.364 | 1 | 1 | cs | TRUE
45 | LV_1063-14_0_5_line_45 |  | 41 | 43 | 0.03684 | 0.125 | 0.08 | 261 | 0 | 0.364 | 1 | 1 | cs | TRUE
46 | LV_1063-14_0_5_line_46 |  | 41 | 44 | 0.005966 | 0.125 | 0.08 | 261 | 0 | 0.364 | 1 | 1 | cs | TRUE
47 | LV_1063-14_0_5_line_47 |  | 42 | 45 | 0.039863 | 0.125 | 0.08 | 261 | 0 | 0.364 | 1 | 1 | cs | TRUE
48 | LV_1063-14_0_5_line_48 |  | 43 | 46 | 0.015152 | 0.125 | 0.08 | 261 | 0 | 0.364 | 1 | 1 | cs | TRUE
49 | LV_1063-14_0_5_line_49 |  | 44 | 47 | 0.005237 | 0.125 | 0.08 | 261 | 0 | 0.364 | 1 | 1 | cs | TRUE
50 | LV_1063-14_0_5_line_50 |  | 44 | 48 | 0.021212 | 0.125 | 0.08 | 261 | 0 | 0.364 | 1 | 1 | cs | TRUE
51 | LV_1063-14_0_5_line_51 |  | 45 | 49 | 0.10436 | 0.125 | 0.08 | 261 | 0 | 0.364 | 1 | 1 | cs | TRUE
52 | LV_1063-14_0_5_line_52 |  | 46 | 50 | 0.0097851 | 0.125 | 0.08 | 261 | 0 | 0.364 | 1 | 1 | cs | TRUE
53 | LV_1063-14_0_5_line_53 |  | 47 | 51 | 0.013784 | 0.125 | 0.08 | 261 | 0 | 0.364 | 1 | 1 | cs | TRUE
54 | LV_1063-14_0_5_line_54 |  | 47 | 52 | 0.045759 | 0.125 | 0.08 | 261 | 0 | 0.364 | 1 | 1 | cs | TRUE
55 | LV_1063-14_0_5_line_55 |  | 48 | 53 | 0.023197 | 0.125 | 0.08 | 261 | 0 | 0.364 | 1 | 1 | cs | TRUE
56 | LV_1063-14_0_5_line_56 |  | 49 | 54 | 0.049864 | 0.125 | 0.08 | 261 | 0 | 0.364 | 1 | 1 | cs | TRUE
57 | LV_1063-14_0_5_line_57 |  | 49 | 55 | 0.081879 | 0.125 | 0.08 | 261 | 0 | 0.364 | 1 | 1 | cs | TRUE
58 | LV_1063-14_0_5_line_58 |  | 50 | 56 | 0.0058253 | 0.125 | 0.08 | 261 | 0 | 0.364 | 1 | 1 | cs | TRUE
59 | LV_1063-14_0_5_line_59 |  | 51 | 58 | 0.049834 | 0.125 | 0.08 | 261 | 0 | 0.364 | 1 | 1 | cs | TRUE
60 | LV_1063-14_0_5_line_60 |  | 52 | 59 | 0.012939 | 0.125 | 0.08 | 261 | 0 | 0.364 | 1 | 2 | cs | TRUE
61 | LV_1063-14_0_5_line_61 |  | 53 | 60 | 0.0081338 | 0.125 | 0.08 | 261 | 0 | 0.364 | 1 | 1 | cs | TRUE
62 | LV_1063-14_0_5_line_62 |  | 54 | 79 | 0.080562 | 0.125 | 0.08 | 261 | 0 | 0.364 | 1 | 1 | cs | TRUE
63 | LV_1063-14_0_5_line_63 |  | 54 | 76 | 0.058982 | 0.125 | 0.08 | 261 | 0 | 0.364 | 1 | 1 | cs | TRUE
64 | LV_1063-14_0_5_line_64 |  | 55 | 57 | 0.072405 | 0.125 | 0.08 | 261 | 0 | 0.364 | 1 | 1 | cs | TRUE
65 | LV_1063-14_0_5_line_65 |  | 57 | 81 | 0.040509 | 0.125 | 0.08 | 261 | 0 | 0.364 | 1 | 1 | cs | TRUE
66 | LV_1063-14_0_5_line_66 |  | 58 | 84 | 0.031055 | 0.125 | 0.08 | 261 | 0 | 0.364 | 1 | 1 | cs | TRUE
67 | LV_1063-14_0_5_line_67 |  | 58 | 85 | 0.020107 | 0.125 | 0.08 | 261 | 0 | 0.364 | 1 | 1 | cs | TRUE
68 | LV_1063-14_0_5_line_68 |  | 59 | 82 | 0.04303 | 0.125 | 0.08 | 261 | 0 | 0.364 | 1 | 1 | cs | TRUE
69 | LV_1063-14_0_5_line_69 |  | 59 | 72 | 0.021821 | 0.125 | 0.08 | 261 | 0 | 0.364 | 1 | 4 | cs | TRUE
70 | LV_1063-14_0_5_line_70 |  | 61 | 62 | 0.018921 | 0.125 | 0.08 | 261 | 0 | 0.364 | 1 | 1 | cs | TRUE
71 | LV_1063-14_0_5_line_71 |  | 62 | 63 | 0.013508 | 0.125 | 0.08 | 261 | 0 | 0.364 | 1 | 1 | cs | TRUE
72 | LV_1063-14_0_5_line_72 |  | 63 | 64 | 0.010876 | 0.125 | 0.08 | 261 | 0 | 0.364 | 1 | 1 | cs | TRUE
73 | LV_1063-14_0_5_line_73 |  | 64 | 65 | 0.003435 | 0.125 | 0.08 | 261 | 0 | 0.364 | 1 | 4 | cs | TRUE
74 | LV_1063-14_0_5_line_74 |  | 65 | 67 | 0.03068 | 0.125 | 0.08 | 261 | 0 | 0.364 | 1 | 4 | cs | TRUE
75 | LV_1063-14_0_5_line_75 |  | 65 | 68 | 0.022973 | 0.125 | 0.08 | 261 | 0 | 0.364 | 1 | 1 | cs | TRUE
76 | LV_1063-14_0_5_line_76 |  | 67 | 72 | 0.021483 | 0.125 | 0.08 | 261 | 0 | 0.364 | 1 | 4 | cs | TRUE
77 | LV_1063-14_0_5_line_77 |  | 67 | 69 | 0.021656 | 0.125 | 0.08 | 261 | 0 | 0.364 | 1 | 4 | cs | TRUE
78 | LV_1063-14_0_5_line_78 |  | 68 | 74 | 0.021792 | 0.125 | 0.08 | 261 | 0 | 0.364 | 1 | 1 | cs | TRUE
79 | LV_1063-14_0_5_line_79 |  | 69 | 70 | 0.023615 | 0.125 | 0.08 | 261 | 0 | 0.364 | 1 | 1 | cs | TRUE
80 | LV_1063-14_0_5_line_80 |  | 69 | 71 | 0.040603 | 0.125 | 0.08 | 261 | 0 | 0.364 | 1 | 4 | cs | TRUE
81 | LV_1063-14_0_5_line_81 |  | 71 | 75 | 0.017571 | 0.125 | 0.08 | 261 | 0 | 0.364 | 1 | 4 | cs | TRUE
82 | LV_1063-14_0_5_line_82 |  | 73 | 74 | 0.015735 | 0.125 | 0.08 | 261 | 0 | 0.364 | 1 | 1 | cs | TRUE
83 | LV_1063-14_0_5_line_83 |  | 75 | 94 | 0.020124 | 0.125 | 0.08 | 261 | 0 | 0.364 | 1 | 4 | cs | TRUE
84 | LV_1063-14_0_5_line_84 |  | 75 | 95 | 0.054633 | 0.125 | 0.08 | 261 | 0 | 0.364 | 1 | 1 | cs | TRUE
85 | LV_1063-14_0_5_line_85 |  | 76 | 77 | 0.079538 | 0.125 | 0.08 | 261 | 0 | 0.364 | 1 | 1 | cs | TRUE
86 | LV_1063-14_0_5_line_86 |  | 76 | 78 | 0.017195 | 0.125 | 0.08 | 261 | 0 | 0.364 | 1 | 1 | cs | TRUE
87 | LV_1063-14_0_5_line_87 |  | 78 | 80 | 0.036368 | 0.125 | 0.08 | 261 | 0 | 0.364 | 1 | 1 | cs | TRUE
88 | LV_1063-14_0_5_line_88 |  | 82 | 83 | 0.0019569 | 0.125 | 0.08 | 261 | 0 | 0.364 | 1 | 1 | cs | TRUE
89 | LV_1063-14_0_5_line_89 |  | 83 | 86 | 0.018778 | 0.125 | 0.08 | 261 | 0 | 0.364 | 1 | 1 | cs | TRUE
90 | LV_1063-14_0_5_line_90 |  | 84 | 87 | 0.037178 | 0.125 | 0.08 | 261 | 0 | 0.364 | 1 | 1 | cs | TRUE
91 | LV_1063-14_0_5_line_91 |  | 84 | 88 | 0.020736 | 0.125 | 0.08 | 261 | 0 | 0.364 | 1 | 1 | cs | TRUE
92 | LV_1063-14_0_5_line_92 |  | 85 | 89 | 0.011606 | 0.125 | 0.08 | 261 | 0 | 0.364 | 1 | 1 | cs | TRUE
93 | LV_1063-14_0_5_line_93 |  | 91 | 92 | 0.026223 | 0.125 | 0.08 | 261 | 0 | 0.364 | 1 | 1 | cs | TRUE
94 | LV_1063-14_0_5_line_94 |  | 92 | 93 | 0.0042 | 0.125 | 0.08 | 261 | 0 | 0.364 | 1 | 1 | cs | TRUE
95 | LV_1063-14_0_5_line_95 |  | 93 | 94 | 0.015655 | 0.125 | 0.08 | 261 | 0 | 0.364 | 1 | 4 | cs | TRUE
96 | LV_1063-14_0_5_line_96 |  | 93 | 96 | 0.004352 | 0.125 | 0.08 | 261 | 0 | 0.364 | 1 | 4 | cs | TRUE
97 | LV_1063-14_0_5_line_97 |  | 94 | 98 | 0.0095578 | 0.125 | 0.08 | 261 | 0 | 0.364 | 1 | 1 | cs | TRUE
98 | LV_1063-14_0_5_line_98 |  | 95 | 99 | 0.0039528 | 0.125 | 0.08 | 261 | 0 | 0.364 | 1 | 1 | cs | TRUE
99 | LV_1063-14_0_5_line_99 |  | 96 | 100 | 0.039253 | 0.125 | 0.08 | 261 | 0 | 0.364 | 1 | 4 | cs | TRUE
100 | LV_1063-14_0_5_line_100 |  | 97 | 101 | 0.046052 | 0.125 | 0.08 | 261 | 0 | 0.364 | 1 | 1 | cs | TRUE
101 | LV_1063-14_0_5_line_101 |  | 98 | 108 | 0.0010366 | 0.125 | 0.08 | 261 | 0 | 0.364 | 1 | 1 | cs | TRUE
102 | LV_1063-14_0_5_line_102 |  | 99 | 112 | 0.0031772 | 0.125 | 0.08 | 261 | 0 | 0.364 | 1 | 1 | cs | TRUE
103 | LV_1063-14_0_5_line_103 |  | 100 | 101 | 0.045027 | 0.125 | 0.08 | 261 | 0 | 0.364 | 1 | 1 | cs | TRUE
104 | LV_1063-14_0_5_line_104 |  | 103 | 104 | 0.0046294 | 0.125 | 0.08 | 261 | 0 | 0.364 | 1 | 1 | cs | TRUE
105 | LV_1063-14_0_5_line_105 |  | 103 | 105 | 0.018817 | 0.125 | 0.08 | 261 | 0 | 0.364 | 1 | 1 | cs | TRUE
106 | LV_1063-14_0_5_line_106 |  | 104 | 106 | 0.0010378 | 0.125 | 0.08 | 261 | 0 | 0.364 | 1 | 1 | cs | TRUE
107 | LV_1063-14_0_5_line_107 |  | 105 | 107 | 0.047169 | 0.125 | 0.08 | 261 | 0 | 0.364 | 1 | 1 | cs | TRUE
108 | LV_1063-14_0_5_line_108 |  | 106 | 108 | 0.001034 | 0.125 | 0.08 | 261 | 0 | 0.364 | 1 | 1 | cs | TRUE
109 | LV_1063-14_0_5_line_109 |  | 107 | 109 | 0.0055157 | 0.125 | 0.08 | 261 | 0 | 0.364 | 1 | 1 | cs | TRUE
110 | LV_1063-14_0_5_line_110 |  | 109 | 116 | 0.0055144 | 0.125 | 0.08 | 261 | 0 | 0.364 | 1 | 1 | cs | TRUE
111 | LV_1063-14_0_5_line_111 |  | 110 | 111 | 0.034454 | 0.125 | 0.08 | 261 | 0 | 0.364 | 1 | 1 | cs | TRUE
112 | LV_1063-14_0_5_line_112 |  | 111 | 113 | 0.019985 | 0.125 | 0.08 | 261 | 0 | 0.364 | 1 | 1 | cs | TRUE
113 | LV_1063-14_0_5_line_113 |  | 111 | 112 | 0.026085 | 0.125 | 0.08 | 261 | 0 | 0.364 | 1 | 1 | cs | TRUE
114 | LV_1063-14_0_5_line_114 |  | 113 | 114 | 0.034222 | 0.125 | 0.08 | 261 | 0 | 0.364 | 1 | 1 | cs | TRUE
115 | LV_1063-14_0_5_line_115 |  | 115 | 116 | 0.0076399 | 0.125 | 0.08 | 261 | 0 | 0.364 | 1 | 1 | cs | TRUE
116 | LV_1063-14_0_5_line_116 |  | 115 | 117 | 0.0055049 | 0.125 | 0.08 | 261 | 0 | 0.364 | 1 | 1 | cs | TRUE
117 | LV_1063-14_0_5_line_117 |  | 117 | 118 | 0.016871 | 0.125 | 0.08 | 261 | 0 | 0.364 | 1 | 1 | cs | TRUE

## trafo
| name | std_type | hv_bus | lv_bus | sn_mva | vn_hv_kv | vn_lv_kv | vk_percent | vkr_percent | pfe_kw | i0_percent | shift_degree | tap_side | tap_neutral | tap_min | tap_max | tap_step_percent | tap_step_degree | tap_pos | tap_phase_shifter | parallel | df | in_service
0 | LV_1063-14_0_5_trafo_33 | 0.63 MVA 20/0.4 kV | 119 | 64 | 0.63 | 20 | 0.4 | 6 | 1.206 | 1.65 | 0.2619 | 150 | hv | 0 | -2 | 2 | 2.5 | 0 | 0 | FALSE | 1 | 1 | TRUE

## line_geodata
| x0 | y0 | x1 | y1 | x2 | y2 | x3 | y3 | x4 | y4 | x5 | y5 | x6 | y6 | x7 | y7 | x8 | y8 | x9 | y9 | x10 | y10 | x11 | y11 | x12 | y12
0 | 2670998.147 | 1210611.0046 | 2671004.6061 | 1210612.0323
1 | 2671039.0755 | 1210617.24 | 2671022.7234 | 1210616.3226 | 2671016.8372 | 1210615.352 | 2671005.1715 | 1210612.1222 | 2671004.6061 | 1210612.0323
2 | 2670993.8739 | 1210604.1384 | 2670991.7672 | 1210606.815 | 2670998.147 | 1210611.0046
3 | 2671044.0047 | 1210617.5211 | 2671039.0755 | 1210617.24
4 | 2670956.2212 | 1210564.0211 | 2670985.4344 | 1210598.6679 | 2670993.8739 | 1210604.1384
5 | 2671044.0047 | 1210617.5211 | 2671043.3797 | 1210613.8447
6 | 2671044.0047 | 1210617.5211 | 2671044.5937 | 1210621.0303 | 2671051.345 | 1210627.8483 | 2671048.7133 | 1210630.5742
7 | 2671022.986 | 1210723.8262 | 2671023.6024 | 1210723.122 | 2671025.1585 | 1210721.3617 | 2671027.7165 | 1210718.4458 | 2671033.695 | 1210711.6461
8 | 2671033.695 | 1210711.6461 | 2671032.702 | 1210710.7893 | 2671028.7261 | 1210709.3912
9 | 2671022.986 | 1210723.8262 | 2671029.205 | 1210729.249
10 | 2671022.986 | 1210723.8262 | 2671006.9563 | 1210709.8504
11 | 2671029.205 | 1210729.249 | 2671043.7989 | 1210741.9744
12 | 2671000.4127 | 1210704.1453 | 2671006.9563 | 1210709.8504
13 | 2671000.4127 | 1210704.1453 | 2670992.3678 | 1210697.1255
14 | 2671000.4127 | 1210704.1453 | 2671000.9755 | 1210703.4738 | 2671002.5254 | 1210701.6022 | 2671004.9928 | 1210698.6297 | 2671011.1379 | 1210691.2427
15 | 2671011.1379 | 1210691.2427 | 2671010.8508 | 1210690.461 | 2671008.7459 | 1210688.5236 | 2670994.5402 | 1210681.0247
16 | 2671048.7133 | 1210630.5742 | 2671033.4928 | 1210646.375
17 | 2671043.3797 | 1210613.8447 | 2671054.724 | 1210614.4406
18 | 2671071.1465 | 1210761.512 | 2671069.6823 | 1210763.2068 | 2671069.0196 | 1210763.966
19 | 2671071.1465 | 1210761.512 | 2671073.7204 | 1210758.5297 | 2671080.3707 | 1210750.8486
20 | 2671069.0196 | 1210763.966 | 2671103.3527 | 1210793.9007
21 | 2671069.0196 | 1210763.966 | 2671043.7989 | 1210741.9744
22 | 2671080.3707 | 1210750.8486 | 2671072.9292 | 1210745.8457 | 2671057.8257 | 1210740.2957 | 2671055.1416 | 1210738.1574
23 | 2671080.3707 | 1210750.8486 | 2671081.6147 | 1210751.6861 | 2671083.1558 | 1210755.0177 | 2671083.1138 | 1210758.5416 | 2671081.9802 | 1210761.8302 | 2671082.2176 | 1210764.8682 | 2671105.3975 | 1210785.1647
24 | 2671091.0998 | 1210616.4924 | 2671083.8934 | 1210615.9729 | 2671054.724 | 1210614.4406
25 | 2671092.4512 | 1210673.3551 | 2671076.3386 | 1210688.7615
26 | 2671092.4512 | 1210673.3551 | 2671094.4885 | 1210671.4004 | 2671108.6744 | 1210685.7117
27 | 2671076.0647 | 1210689.0234 | 2671076.3386 | 1210688.7615
28 | 2671126.0892 | 1210703.2969 | 2671108.6744 | 1210685.7117
29 | 2671108.6744 | 1210685.7117 | 2671124.2864 | 1210668.8535
30 | 2671126.0892 | 1210703.2969 | 2671127.2183 | 1210704.4366
31 | 2671124.2067 | 1210705.6537 | 2671126.0892 | 1210703.2969
32 | 2671125.164 | 1210667.9059 | 2671124.2864 | 1210668.8535
33 | 2671092.7941 | 1210620.3595 | 2671080.5679 | 1210619.6482
34 | 2671092.7941 | 1210620.3595 | 2671091.0998 | 1210616.4924
35 | 2671092.7941 | 1210620.3595 | 2671107.2698 | 1210621.2102 | 2671126.0588 | 1210622.3292
36 | 2671092.7941 | 1210620.3595 | 2671098.1225 | 1210632.5626
37 | 2671124.2067 | 1210705.6537 | 2671115.9977 | 1210715.929 | 2671117.0403 | 1210718.0966
38 | 2671124.3557 | 1210733.3061 | 2671117.0403 | 1210718.0966
39 | 2671146.4098 | 1210723.8081 | 2671127.2183 | 1210704.4366
40 | 2671091.0998 | 1210616.4924 | 2671137.2828 | 1210619.8492
41 | 2671126.0588 | 1210622.3292 | 2671144.3853 | 1210623.4206 | 2671151.5496 | 1210624.0185
42 | 2671296.2978 | 1210684.1979 | 2671307.4798 | 1210684.1718 | 2671314.0172 | 1210685.3284 | 2671317.65 | 1210687.5837
43 | 2671260.9087 | 1210686.5392 | 2671267.8972 | 1210686.2003 | 2671287.2402 | 1210684.2189 | 2671296.2978 | 1210684.1979
44 | 2671317.65 | 1210687.5837 | 2671320.92 | 1210689.6136 | 2671327.5251 | 1210694.6401 | 2671348.6957 | 1210716.2241
45 | 2671260.9087 | 1210686.5392 | 2671261.9991 | 1210685.6072 | 2671263.7245 | 1210683.0485 | 2671264.0959 | 1210682.497 | 2671281.8893 | 1210656.282
46 | 2671260.9087 | 1210686.5392 | 2671256.3557 | 1210690.4095
47 | 2671348.6957 | 1210716.2241 | 2671353.6771 | 1210721.3028 | 2671360.0965 | 1210729.14 | 2671370.1629 | 1210743.4138 | 2671374.7557 | 1210745.7479
48 | 2671281.8893 | 1210656.282 | 2671273.6517 | 1210648.5788 | 2671272.1952 | 1210644.9893
49 | 2671254.2312 | 1210695.1983 | 2671256.3557 | 1210690.4095
50 | 2671256.3557 | 1210690.4095 | 2671251.2878 | 1210687.1136 | 2671241.9142 | 1210675.1902
51 | 2671432.0944 | 1210832.9441 | 2671418.0366 | 1210811.8404 | 2671374.7557 | 1210745.7479
52 | 2671272.1952 | 1210644.9893 | 2671269.5174 | 1210638.3897 | 2671267.6227 | 1210636.5184
53 | 2671254.2312 | 1210695.1983 | 2671252.1736 | 1210693.7617 | 2671249.0951 | 1210690.623 | 2671245.0304 | 1210685.074
54 | 2671254.2312 | 1210695.1983 | 2671238.5086 | 1210730.6772 | 2671235.1948 | 1210736.7891
55 | 2671241.9142 | 1210675.1902 | 2671227.5775 | 1210656.9536
56 | 2671432.0944 | 1210832.9441 | 2671430.6321 | 1210833.8383 | 2671428.4348 | 1210835.1906 | 2671431.0197 | 1210838.9128 | 2671437.6839 | 1210851.6783 | 2671442.453 | 1210865.9332 | 2671443.725 | 1210873.3086 | 2671447.514 | 1210871.6863
57 | 2671361.031 | 1210806.0215 | 2671366.8284 | 1210808.6703 | 2671391.6432 | 1210820.0075 | 2671420.1824 | 1210837.0041 | 2671421.6743 | 1210839.3456 | 2671425.5407 | 1210836.9682 | 2671428.4348 | 1210835.1906 | 2671430.6321 | 1210833.8383 | 2671432.0944 | 1210832.9441
58 | 2671263.4781 | 1210632.425 | 2671267.6227 | 1210636.5184
59 | 2671214.3964 | 1210645.803 | 2671215.276 | 1210646.614 | 2671225.9732 | 1210659.6498 | 2671238.1023 | 1210675.6157 | 2671245.0304 | 1210685.074
60 | 2671229.0277 | 1210748.1638 | 2671235.1948 | 1210736.7891
61 | 2671222.5506 | 1210650.5592 | 2671227.5775 | 1210656.9536
62 | 2671447.514 | 1210871.6863 | 2671447.9683 | 1210879.441 | 2671447.8113 | 1210883.664 | 2671446.635 | 1210891.1324 | 2671442.7431 | 1210902.6263 | 2671441.5727 | 1210909.6056 | 2671441.3697 | 1210917.6637 | 2671441.6445 | 1210920.7356 | 2671443.4763 | 1210927.6952 | 2671446.5378 | 1210933.5022 | 2671450.0547 | 1210937.4579 | 2671455.0507 | 1210941.0199 | 2671459.9856 | 1210943.3583
63 | 2671440.0905 | 1210927.3878 | 2671438.3917 | 1210921.386 | 2671437.805 | 1210915.7977 | 2671438.224 | 1210908.0979 | 2671441.4809 | 1210894.4283 | 2671442.877 | 1210882.5598 | 2671443.725 | 1210873.3086 | 2671447.514 | 1210871.6863
64 | 2671361.031 | 1210806.0215 | 2671353.847 | 1210810.0048 | 2671348.7298 | 1210828.633 | 2671344.704 | 1210841.7931 | 2671342.5287 | 1210852.7406 | 2671344.4659 | 1210861.7027 | 2671348.478 | 1210866.8317 | 2671352.0813 | 1210869.1184
65 | 2671382.1408 | 1210893.2397 | 2671383.1897 | 1210891.3177 | 2671379.5811 | 1210888.0391 | 2671372.7801 | 1210882.2542 | 2671352.0813 | 1210869.1184
66 | 2671214.3964 | 1210645.803 | 2671209.4343 | 1210641.2854 | 2671200.812 | 1210635.2343 | 2671192.6047 | 1210631.3451 | 2671188.0944 | 1210629.7236
67 | 2671214.3964 | 1210645.803 | 2671209.4403 | 1210651.603 | 2671207.702 | 1210656.5187 | 2671202.9865 | 1210662.0441
68 | 2671229.0277 | 1210748.1638 | 2671214.2887 | 1210732.4781 | 2671207.4859 | 1210721.7235 | 2671201.5583 | 1210715.2463
69 | 2671229.0277 | 1210748.1638 | 2671218.6287 | 1210767.3479
70 | 2671154.5942 | 1210753.2218 | 2671168.1741 | 1210766.3975
71 | 2671168.1741 | 1210766.3975 | 2671177.8692 | 1210775.804
72 | 2671186.3185 | 1210768.9561 | 2671177.8692 | 1210775.804
73 | 2671186.3185 | 1210768.9561 | 2671188.9892 | 1210766.7866
74 | 2671188.9892 | 1210766.7866 | 2671203.0168 | 1210780.9517 | 2671211.6258 | 1210787.4585
75 | 2671188.9892 | 1210766.7866 | 2671172.8211 | 1210750.4669
76 | 2671211.6258 | 1210787.4585 | 2671214.519 | 1210774.9296 | 2671218.6287 | 1210767.3479
77 | 2671212.3948 | 1210808.9811 | 2671211.0797 | 1210802.0055 | 2671211.6258 | 1210787.4585
78 | 2671172.8211 | 1210750.4669 | 2671157.4839 | 1210734.9859
79 | 2671212.3948 | 1210808.9811 | 2671204.7861 | 1210807.167 | 2671192.7184 | 1210796.9055
80 | 2671212.3948 | 1210808.9811 | 2671214.8824 | 1210822.1413 | 2671221.3992 | 1210848.5578
81 | 2671223.7701 | 1210865.7635 | 2671224.2408 | 1210860.0767 | 2671221.3992 | 1210848.5578
82 | 2671146.4098 | 1210723.8081 | 2671157.4839 | 1210734.9859
83 | 2671223.7701 | 1210865.7635 | 2671223.5842 | 1210867.9627 | 2671221.1746 | 1210876.2724 | 2671217.5767 | 1210884.8126
84 | 2671223.7701 | 1210865.7635 | 2671236.2744 | 1210865.546 | 2671240.9377 | 1210866.4355 | 2671247.6158 | 1210871.0626 | 2671260.7784 | 1210882.538 | 2671269.9309 | 1210889.9742 | 2671269.9309 | 1210889.9742
85 | 2671364.0607 | 1210945.9675 | 2671383.0361 | 1210935.8993 | 2671392.4789 | 1210932.399 | 2671403.5456 | 1210931.0083 | 2671431.3457 | 1210930.3517 | 2671440.0905 | 1210927.3878
86 | 2671440.0905 | 1210927.3878 | 2671446.4295 | 1210937.47 | 2671449.8157 | 1210941.5465
87 | 2671449.8157 | 1210941.5465 | 2671439.9497 | 1210953.1022 | 2671429.3341 | 1210961.2469 | 2671422.9273 | 1210965.6841
88 | 2671200.2372 | 1210713.8027 | 2671201.5583 | 1210715.2463
89 | 2671187.5602 | 1210699.95 | 2671200.2372 | 1210713.8027
90 | 2671188.0944 | 1210629.7236 | 2671180.905 | 1210627.1473 | 2671172.6752 | 1210625.7816 | 2671151.5496 | 1210624.0185
91 | 2671188.0944 | 1210629.7236 | 2671180.8964 | 1210649.1704
92 | 2671204.7756 | 1210672.4604 | 2671202.6173 | 1210669.9108 | 2671201.8808 | 1210667.9342 | 2671201.8575 | 1210664.7986 | 2671202.5454 | 1210662.5609 | 2671202.9865 | 1210662.0441
93 | 2671207.1836 | 1210873.0701 | 2671197.9784 | 1210865.589 | 2671187.1313 | 1210856.1778
94 | 2671207.1836 | 1210873.0701 | 2671206.4593 | 1210873.9065 | 2671204.4325 | 1210876.2504
95 | 2671204.4325 | 1210876.2504 | 2671217.5767 | 1210884.8126
96 | 2671201.5888 | 1210879.5519 | 2671202.3055 | 1210878.7155 | 2671204.4325 | 1210876.2504
97 | 2671217.5767 | 1210884.8126 | 2671214.0335 | 1210893.2312 | 2671213.8124 | 1210893.593
98 | 2671269.9309 | 1210889.9742 | 2671273.2334 | 1210892.1464
99 | 2671201.5888 | 1210879.5519 | 2671172.0023 | 1210853.7557
100 | 2671138.064 | 1210824.1652 | 2671103.3527 | 1210793.9007
101 | 2671213.272 | 1210894.4775 | 2671213.8124 | 1210893.593
102 | 2671273.2334 | 1210892.1464 | 2671275.8879 | 1210893.8923
103 | 2671138.064 | 1210824.1652 | 2671172.0023 | 1210853.7557
104 | 2671209.7781 | 1210900.1958 | 2671212.1918 | 1210896.2454
105 | 2671209.7781 | 1210900.1958 | 2671199.7838 | 1210916.1532
106 | 2671212.1918 | 1210896.2454 | 2671212.7328 | 1210895.3599
107 | 2671199.7838 | 1210916.1532 | 2671194.0347 | 1210921.5547 | 2671190.9359 | 1210925.22 | 2671190.6876 | 1210928.8304 | 2671191.6567 | 1210932.9557 | 2671202.5243 | 1210944.4147 | 2671210.5518 | 1210951.6871
108 | 2671213.272 | 1210894.4775 | 2671212.7328 | 1210895.3599
109 | 2671214.6396 | 1210955.3903 | 2671210.5518 | 1210951.6871
110 | 2671218.7263 | 1210959.0926 | 2671214.6396 | 1210955.3903
111 | 2671295.8373 | 1210880.5444 | 2671296.8943 | 1210877.3106 | 2671298.7573 | 1210874.6868 | 2671299.1832 | 1210872.1125 | 2671298.2076 | 1210869.8105 | 2671291.9559 | 1210863.8432 | 2671280.5722 | 1210856.1357 | 2671280.2864 | 1210855.9624
112 | 2671295.8373 | 1210880.5444 | 2671296.4063 | 1210883.8088 | 2671298.802 | 1210888.1068 | 2671303.857 | 1210891.8251 | 2671308.0776 | 1210895.3131
113 | 2671295.8373 | 1210880.5444 | 2671290.5996 | 1210887.0192 | 2671284.7762 | 1210893.5427 | 2671279.9851 | 1210894.4527 | 2671275.8879 | 1210893.8923
114 | 2671308.0776 | 1210895.3131 | 2671317.5759 | 1210903.1628 | 2671333.9457 | 1210917.7104
115 | 2671224.6522 | 1210963.9092 | 2671220.0722 | 1210960.3119 | 2671218.7263 | 1210959.0926
116 | 2671224.6522 | 1210963.9092 | 2671228.9814 | 1210967.3095
117 | 2671228.9814 | 1210967.3095 | 2671236.8319 | 1210973.4757 | 2671243.4529 | 1210975.3748

## bus_geodata
| x | y | coords
0 | 2671004.6061 | 1210612.0323
1 | 2670998.147 | 1210611.0046
2 | 2671039.0755 | 1210617.24
3 | 2670993.8739 | 1210604.1384
4 | 2671044.0047 | 1210617.5211
5 | 2670956.2212 | 1210564.0211
6 | 2671033.695 | 1210711.6461
7 | 2671022.986 | 1210723.8262
8 | 2671028.7261 | 1210709.3912
9 | 2671029.205 | 1210729.249
10 | 2671006.9563 | 1210709.8504
11 | 2671000.4127 | 1210704.1453
12 | 2670992.3678 | 1210697.1255
13 | 2671011.1379 | 1210691.2427
14 | 2670994.5402 | 1210681.0247
15 | 2671048.7133 | 1210630.5742
16 | 2671033.4928 | 1210646.375
17 | 2671043.3797 | 1210613.8447
18 | 2671071.1465 | 1210761.512
19 | 2671069.0196 | 1210763.966
20 | 2671080.3707 | 1210750.8486
21 | 2671054.724 | 1210614.4406
22 | 2671055.1416 | 1210738.1574
23 | 2671043.7989 | 1210741.9744
24 | 2671092.4512 | 1210673.3551
25 | 2671076.3386 | 1210688.7615
26 | 2671108.6744 | 1210685.7117
27 | 2671126.0892 | 1210703.2969
28 | 2671124.2864 | 1210668.8535
29 | 2671080.5679 | 1210619.6482
30 | 2671092.7941 | 1210620.3595
31 | 2671076.0647 | 1210689.0234
32 | 2671124.2067 | 1210705.6537
33 | 2671117.0403 | 1210718.0966
34 | 2671127.2183 | 1210704.4366
35 | 2671125.164 | 1210667.9059
36 | 2671091.0998 | 1210616.4924
37 | 2671126.0588 | 1210622.3292
38 | 2671098.1225 | 1210632.5626
39 | 2671296.2978 | 1210684.1979
40 | 2671317.65 | 1210687.5837
41 | 2671260.9087 | 1210686.5392
42 | 2671348.6957 | 1210716.2241
43 | 2671281.8893 | 1210656.282
44 | 2671256.3557 | 1210690.4095
45 | 2671374.7557 | 1210745.7479
46 | 2671272.1952 | 1210644.9893
47 | 2671254.2312 | 1210695.1983
48 | 2671241.9142 | 1210675.1902
49 | 2671432.0944 | 1210832.9441
50 | 2671267.6227 | 1210636.5184
51 | 2671245.0304 | 1210685.074
52 | 2671235.1948 | 1210736.7891
53 | 2671227.5775 | 1210656.9536
54 | 2671447.514 | 1210871.6863
55 | 2671361.031 | 1210806.0215
56 | 2671263.4781 | 1210632.425
57 | 2671352.0813 | 1210869.1184
58 | 2671214.3964 | 1210645.803
59 | 2671229.0277 | 1210748.1638
60 | 2671222.5506 | 1210650.5592
61 | 2671154.5942 | 1210753.2218
62 | 2671168.1741 | 1210766.3975
63 | 2671177.8692 | 1210775.804
64 | 2671186.3185 | 1210768.9561
65 | 2671188.9892 | 1210766.7866
66 | 2671124.3557 | 1210733.3061
67 | 2671211.6258 | 1210787.4585
68 | 2671172.8211 | 1210750.4669
69 | 2671212.3948 | 1210808.9811
70 | 2671192.7184 | 1210796.9055
71 | 2671221.3992 | 1210848.5578
72 | 2671218.6287 | 1210767.3479
73 | 2671146.4098 | 1210723.8081
74 | 2671157.4839 | 1210734.9859
75 | 2671223.7701 | 1210865.7635
76 | 2671440.0905 | 1210927.3878
77 | 2671364.0607 | 1210945.9675
78 | 2671449.8157 | 1210941.5465
79 | 2671459.9856 | 1210943.3583
80 | 2671422.9273 | 1210965.6841
81 | 2671382.1408 | 1210893.2397
82 | 2671201.5583 | 1210715.2463
83 | 2671200.2372 | 1210713.8027
84 | 2671188.0944 | 1210629.7236
85 | 2671202.9865 | 1210662.0441
86 | 2671187.5602 | 1210699.95
87 | 2671151.5496 | 1210624.0185
88 | 2671180.8964 | 1210649.1704
89 | 2671204.7756 | 1210672.4604
90 | 2671105.3975 | 1210785.1647
91 | 2671187.1313 | 1210856.1778
92 | 2671207.1836 | 1210873.0701
93 | 2671204.4325 | 1210876.2504
94 | 2671217.5767 | 1210884.8126
95 | 2671269.9309 | 1210889.9742
96 | 2671201.5888 | 1210879.5519
97 | 2671103.3527 | 1210793.9007
98 | 2671213.8124 | 1210893.593
99 | 2671273.2334 | 1210892.1464
100 | 2671172.0023 | 1210853.7557
101 | 2671138.064 | 1210824.1652
102 | 2671137.2828 | 1210619.8492
103 | 2671209.7781 | 1210900.1958
104 | 2671212.1918 | 1210896.2454
105 | 2671199.7838 | 1210916.1532
106 | 2671212.7328 | 1210895.3599
107 | 2671210.5518 | 1210951.6871
108 | 2671213.272 | 1210894.4775
109 | 2671214.6396 | 1210955.3903
110 | 2671280.2864 | 1210855.9624
111 | 2671295.8373 | 1210880.5444
112 | 2671275.8879 | 1210893.8923
113 | 2671308.0776 | 1210895.3131
114 | 2671333.9457 | 1210917.7104
115 | 2671224.6522 | 1210963.9092
116 | 2671218.7263 | 1210959.0926
117 | 2671228.9814 | 1210967.3095
118 | 2671243.4529 | 1210975.3748
119 | 2671188.9892 | 1210766.7866

## line_std_types
| c_nf_per_km | r_ohm_per_km | x_ohm_per_km | max_i_ka | type | q_mm2 | alpha | voltage_rating
NAYY 4x50 SE | 210 | 0.642 | 0.083 | 0.142 | cs | 50 | 0.00403 | LV
NAYY 4x120 SE | 264 | 0.225 | 0.08 | 0.242 | cs | 120 | 0.00403 | LV
NAYY 4x150 SE | 261 | 0.208 | 0.08 | 0.27 | cs | 150 | 0.00403 | LV
NA2XS2Y 1x95 RM/25 12/20 kV | 216 | 0.313 | 0.132 | 0.252 | cs | 95 | 0.00403 | MV
NA2XS2Y 1x185 RM/25 12/20 kV | 273 | 0.161 | 0.117 | 0.362 | cs | 185 | 0.00403 | MV
NA2XS2Y 1x240 RM/25 12/20 kV | 304 | 0.122 | 0.112 | 0.421 | cs | 240 | 0.00403 | MV
NA2XS2Y 1x95 RM/25 6/10 kV | 315 | 0.313 | 0.123 | 0.249 | cs | 95 | 0.00403 | MV
NA2XS2Y 1x185 RM/25 6/10 kV | 406 | 0.161 | 0.11 | 0.358 | cs | 185 | 0.00403 | MV
NA2XS2Y 1x240 RM/25 6/10 kV | 456 | 0.122 | 0.105 | 0.416 | cs | 240 | 0.00403 | MV
NA2XS2Y 1x150 RM/25 12/20 kV | 250 | 0.206 | 0.116 | 0.319 | cs | 150 | 0.00403 | MV
NA2XS2Y 1x120 RM/25 12/20 kV | 230 | 0.253 | 0.119 | 0.283 | cs | 120 | 0.00403 | MV
NA2XS2Y 1x70 RM/25 12/20 kV | 190 | 0.443 | 0.132 | 0.22 | cs | 70 | 0.00403 | MV
NA2XS2Y 1x150 RM/25 6/10 kV | 360 | 0.206 | 0.11 | 0.315 | cs | 150 | 0.00403 | MV
NA2XS2Y 1x120 RM/25 6/10 kV | 340 | 0.253 | 0.113 | 0.28 | cs | 120 | 0.00403 | MV
NA2XS2Y 1x70 RM/25 6/10 kV | 280 | 0.443 | 0.123 | 0.217 | cs | 70 | 0.00403 | MV
N2XS(FL)2Y 1x120 RM/35 64/110 kV | 112 | 0.153 | 0.166 | 0.366 | cs | 120 | 0.00393 | HV
N2XS(FL)2Y 1x185 RM/35 64/110 kV | 125 | 0.099 | 0.156 | 0.457 | cs | 185 | 0.00393 | HV
N2XS(FL)2Y 1x240 RM/35 64/110 kV | 135 | 0.075 | 0.149 | 0.526 | cs | 240 | 0.00393 | HV
N2XS(FL)2Y 1x300 RM/35 64/110 kV | 144 | 0.06 | 0.144 | 0.588 | cs | 300 | 0.00393 | HV
15-AL1/3-ST1A 0.4 | 11 | 1.8769 | 0.35 | 0.105 | ol | 16 | 0.00403 | LV
24-AL1/4-ST1A 0.4 | 11.25 | 1.2012 | 0.335 | 0.14 | ol | 24 | 0.00403 | LV
48-AL1/8-ST1A 0.4 | 12.2 | 0.5939 | 0.3 | 0.21 | ol | 48 | 0.00403 | LV
94-AL1/15-ST1A 0.4 | 13.2 | 0.306 | 0.29 | 0.35 | ol | 94 | 0.00403 | LV
34-AL1/6-ST1A 10.0 | 9.7 | 0.8342 | 0.36 | 0.17 | ol | 34 | 0.00403 | MV
48-AL1/8-ST1A 10.0 | 10.1 | 0.5939 | 0.35 | 0.21 | ol | 48 | 0.00403 | MV
70-AL1/11-ST1A 10.0 | 10.4 | 0.4132 | 0.339 | 0.29 | ol | 70 | 0.00403 | MV
94-AL1/15-ST1A 10.0 | 10.75 | 0.306 | 0.33 | 0.35 | ol | 94 | 0.00403 | MV
122-AL1/20-ST1A 10.0 | 11.1 | 0.2376 | 0.323 | 0.41 | ol | 122 | 0.00403 | MV
149-AL1/24-ST1A 10.0 | 11.25 | 0.194 | 0.315 | 0.47 | ol | 149 | 0.00403 | MV
34-AL1/6-ST1A 20.0 | 9.15 | 0.8342 | 0.382 | 0.17 | ol | 34 | 0.00403 | MV
48-AL1/8-ST1A 20.0 | 9.5 | 0.5939 | 0.372 | 0.21 | ol | 48 | 0.00403 | MV
70-AL1/11-ST1A 20.0 | 9.7 | 0.4132 | 0.36 | 0.29 | ol | 70 | 0.00403 | MV
94-AL1/15-ST1A 20.0 | 10 | 0.306 | 0.35 | 0.35 | ol | 94 | 0.00403 | MV
122-AL1/20-ST1A 20.0 | 10.3 | 0.2376 | 0.344 | 0.41 | ol | 122 | 0.00403 | MV
149-AL1/24-ST1A 20.0 | 10.5 | 0.194 | 0.337 | 0.47 | ol | 149 | 0.00403 | MV
184-AL1/30-ST1A 20.0 | 10.75 | 0.1571 | 0.33 | 0.535 | ol | 184 | 0.00403 | MV
243-AL1/39-ST1A 20.0 | 11 | 0.1188 | 0.32 | 0.645 | ol | 243 | 0.00403 | MV
48-AL1/8-ST1A 110.0 | 8 | 0.5939 | 0.46 | 0.21 | ol | 48 | 0.00403 | HV
70-AL1/11-ST1A 110.0 | 8.4 | 0.4132 | 0.45 | 0.29 | ol | 70 | 0.00403 | HV
94-AL1/15-ST1A 110.0 | 8.65 | 0.306 | 0.44 | 0.35 | ol | 94 | 0.00403 | HV
122-AL1/20-ST1A 110.0 | 8.5 | 0.2376 | 0.43 | 0.41 | ol | 122 | 0.00403 | HV
149-AL1/24-ST1A 110.0 | 8.75 | 0.194 | 0.41 | 0.47 | ol | 149 | 0.00403 | HV
184-AL1/30-ST1A 110.0 | 8.8 | 0.1571 | 0.4 | 0.535 | ol | 184 | 0.00403 | HV
243-AL1/39-ST1A 110.0 | 9 | 0.1188 | 0.39 | 0.645 | ol | 243 | 0.00403 | HV
305-AL1/39-ST1A 110.0 | 9.2 | 0.0949 | 0.38 | 0.74 | ol | 305 | 0.00403 | HV
490-AL1/64-ST1A 110.0 | 9.75 | 0.059 | 0.37 | 0.96 | ol | 490 | 0.00403 | HV
679-AL1/86-ST1A 110.0 | 9.95 | 0.042 | 0.36 | 1.15 | ol | 679 | 0.00403 | HV
490-AL1/64-ST1A 220.0 | 10 | 0.059 | 0.285 | 0.96 | ol | 490 | 0.00403 | HV
679-AL1/86-ST1A 220.0 | 11.7 | 0.042 | 0.275 | 1.15 | ol | 679 | 0.00403 | HV
490-AL1/64-ST1A 380.0 | 11 | 0.059 | 0.253 | 0.96 | ol | 490 | 0.00403 | HV
679-AL1/86-ST1A 380.0 | 14.6 | 0.042 | 0.25 | 1.15 | ol | 679 | 0.00403 | HV

## trafo_std_types
| i0_percent | pfe_kw | vkr_percent | sn_mva | vn_lv_kv | vn_hv_kv | vk_percent | shift_degree | vector_group | tap_side | tap_neutral | tap_min | tap_max | tap_step_degree | tap_step_percent | tap_phase_shifter
160 MVA 380/110 kV | 0.06 | 60 | 0.25 | 160 | 110 | 380 | 12.2 | 0 | Yy0 | hv | 0 | -9 | 9 | 0 | 1.5 | FALSE
100 MVA 220/110 kV | 0.06 | 55 | 0.26 | 100 | 110 | 220 | 12 | 0 | Yy0 | hv | 0 | -9 | 9 | 0 | 1.5 | FALSE
63 MVA 110/20 kV | 0.04 | 22 | 0.32 | 63 | 20 | 110 | 18 | 150 | YNd5 | hv | 0 | -9 | 9 | 0 | 1.5 | FALSE
40 MVA 110/20 kV | 0.05 | 18 | 0.34 | 40 | 20 | 110 | 16.2 | 150 | YNd5 | hv | 0 | -9 | 9 | 0 | 1.5 | FALSE
25 MVA 110/20 kV | 0.07 | 14 | 0.41 | 25 | 20 | 110 | 12 | 150 | YNd5 | hv | 0 | -9 | 9 | 0 | 1.5 | FALSE
63 MVA 110/10 kV | 0.04 | 22 | 0.32 | 63 | 10 | 110 | 18 | 150 | YNd5 | hv | 0 | -9 | 9 | 0 | 1.5 | FALSE
40 MVA 110/10 kV | 0.05 | 18 | 0.34 | 40 | 10 | 110 | 16.2 | 150 | YNd5 | hv | 0 | -9 | 9 | 0 | 1.5 | FALSE
25 MVA 110/10 kV | 0.07 | 14 | 0.41 | 25 | 10 | 110 | 12 | 150 | YNd5 | hv | 0 | -9 | 9 | 0 | 1.5 | FALSE
0.25 MVA 20/0.4 kV | 0.32 | 0.8 | 1.44 | 0.25 | 0.4 | 20 | 6 | 150 | Yzn5 | hv | 0 | -2 | 2 | 0 | 2.5 | FALSE
0.4 MVA 20/0.4 kV | 0.3375 | 1.35 | 1.425 | 0.4 | 0.4 | 20 | 6 | 150 | Dyn5 | hv | 0 | -2 | 2 | 0 | 2.5 | FALSE
0.63 MVA 20/0.4 kV | 0.2619 | 1.65 | 1.206 | 0.63 | 0.4 | 20 | 6 | 150 | Dyn5 | hv | 0 | -2 | 2 | 0 | 2.5 | FALSE
0.25 MVA 10/0.4 kV | 0.24 | 0.6 | 1.2 | 0.25 | 0.4 | 10 | 4 | 150 | Dyn5 | hv | 0 | -2 | 2 | 0 | 2.5 | FALSE
0.4 MVA 10/0.4 kV | 0.2375 | 0.95 | 1.325 | 0.4 | 0.4 | 10 | 4 | 150 | Dyn5 | hv | 0 | -2 | 2 | 0 | 2.5 | FALSE
0.63 MVA 10/0.4 kV | 0.1873 | 1.18 | 1.0794 | 0.63 | 0.4 | 10 | 4 | 150 | Dyn5 | hv | 0 | -2 | 2 | 0 | 2.5 | FALSE

## trafo3w_std_types
| sn_hv_mva | sn_mv_mva | sn_lv_mva | vn_hv_kv | vn_mv_kv | vn_lv_kv | vk_hv_percent | vk_mv_percent | vk_lv_percent | vkr_hv_percent | vkr_mv_percent | vkr_lv_percent | pfe_kw | i0_percent | shift_mv_degree | shift_lv_degree | vector_group | tap_side | tap_neutral | tap_min | tap_max | tap_step_percent
63/25/38 MVA 110/20/10 kV | 63 | 25 | 38 | 110 | 20 | 10 | 10.4 | 10.4 | 10.4 | 0.28 | 0.32 | 0.35 | 35 | 0.89 | 0 | 0 | YN0yn0yn0 | hv | 0 | -10 | 10 | 1.2
63/25/38 MVA 110/10/10 kV | 63 | 25 | 38 | 110 | 10 | 10 | 10.4 | 10.4 | 10.4 | 0.28 | 0.32 | 0.35 | 35 | 0.89 | 0 | 0 | YN0yn0yn0 | hv | 0 | -10 | 10 | 1.2

## fuse_std_types
| fuse_type | i_rated_a | t_avg | t_min | t_total | x_avg | x_min | x_total
HV 100A | HV 100A | 100 | 0 | [10.0, 3.64, 0.854, 0.281, 0.1, 0.0531, 0.022, 0.01] | [10.0, 4.267, 1.21, 0.403, 0.1, 0.058, 0.022, 0.01] | 0 | [300.0, 350.0, 450.0, 550.0, 700.0, 850.0, 1200.0, 1752.0] | [600.0, 700.0, 900.0, 1150.0, 1665.0, 2000.0, 3000.0, 4313.0]
HV 10A | HV 10A | 10 | 0 | [10.0, 1675.0, 0.344, 0.156, 0.1, 0.0417, 0.0171, 0.01] | [10.0, 1.3, 0.3, 0.155, 0.1, 0.0555, 0.023, 0.01] | 0 | [30.0, 32.0, 35.0, 37.0, 39.0, 50.0, 70.0, 88.0] | [60.0, 70.0, 80.0, 87.0, 94.0, 110.0, 150.0, 216.0]
HV 125A | HV 125A | 125 | 0 | [10.0, 1.82, 0.344, 0.1, 0.0467, 0.0269, 0.01] | [10.0, 2.478, 0.426, 0.1, 0.0427, 0.0211, 0.01] | 0 | [375.0, 500.0, 700.0, 925.0, 1200.0, 1500.0, 2341.0] | [750.0, 1000.0, 1500.0, 2200.0, 3000.0, 4000.0, 5765.0]
HV 160A | HV 160A | 160 | 0 | [10.0, 4.15, 1.03, 0.198, 0.1, 0.051, 0.0172, 0.01] | [10.0, 2.3, 0.734, 0.274, 0.1, 0.046, 0.0177, 0.01] | 0 | [480.0, 550.0, 700.0, 1000.0, 1260.0, 1600.0, 2500.0, 3227.0] | [960.0, 1300.0, 1700.0, 2200.0, 2996.0, 4000.0, 6000.0, 7946.0]
HV 16A | HV 16A | 16 | 0 | [10.0, 0.352, 0.164, 0.1, 0.0649, 0.0342, 0.01] | [10.0, 2.34, 0.722, 0.181, 0.1, 0.055, 0.0296, 0.01] | 0 | [48.0, 60.0, 65.0, 71.0, 80.0, 100.0, 162.0] | [96.0, 110.0, 125.0, 150.0, 168.0, 200.0, 250.0, 398.0]
HV 200A | HV 200A | 200 | 0 | [10.0, 4.267, 1.21, 0.403, 0.1, 0.058, 0.022, 0.01] | [10.0, 3.73, 1.654, 0.328, 0.1, 0.0531, 0.019, 0.01] | 0 | [600.0, 700.0, 900.0, 1150.0, 1665.0, 2000.0, 3000.0, 4313.0] | [1200.0, 1500.0, 1800.0, 2700.0, 3960.0, 5000.0, 7500.0, 10620.0]
HV 20A | HV 20A | 20 | 0 | [10.0, 1.3, 0.3, 0.155, 0.1, 0.0555, 0.023, 0.01] | [10.0, 1.3, 0.161, 0.1, 0.0611, 0.0399, 0.0141, 0.01] | 0 | [60.0, 70.0, 80.0, 87.0, 94.0, 110.0, 150.0, 216.0] | [120.0, 150.0, 200.0, 223.0, 260.0, 300.0, 450.0, 532.0]
HV 25A | HV 25A | 25 | 0 | [10.0, 2.512, 0.833, 0.299, 0.1, 0.0372, 0.0223, 0.01] | [10.0, 3.125, 0.597, 0.198, 0.1, 0.0378, 0.022, 0.01] | 0 | [75.0, 82.0, 90.0, 100.0, 124.0, 170.0, 200.0, 289.0] | [150.0, 170.0, 210.0, 250.0, 294.0, 400.0, 500.0, 711.0]
HV 31.5A | HV 31.5A | 31.5 | 0 | [10.0, 2.34, 0.722, 0.181, 0.1, 0.055, 0.0296, 0.01] | [10.0, 2.84, 0.368, 0.164, 0.1, 0.0621, 0.0378, 0.0195, 0.01] | 0 | [95.0, 110.0, 125.0, 150.0, 165.0, 200.0, 250.0, 390.0] | [189.0, 220.0, 300.0, 350.0, 393.0, 450.0, 530.0, 700.0, 960.0]
HV 40A | HV 40A | 40 | 0 | [10.0, 1.3, 0.161, 0.1, 0.0611, 0.0399, 0.0141, 0.01] | [10.0, 2.05, 0.369, 0.198, 0.1, 0.051, 0.0298, 0.01] | 0 | [120.0, 150.0, 200.0, 223.0, 260.0, 300.0, 450.0, 532.0] | [240.0, 300.0, 400.0, 450.0, 530.0, 650.0, 800.0, 1311.0]
HV 50A | HV 50A | 50 | 0 | [10.0, 3.215, 0.597, 0.198, 0.1, 0.0378, 0.022, 0.01] | [10.0, 3.64, 0.854, 0.281, 0.1, 0.0531, 0.022, 0.01] | 0 | [150.0, 170.0, 210.0, 250.0, 294.0, 400.0, 500.0, 711.0] | [300.0, 350.0, 450.0, 550.0, 700.0, 850.0, 1200.0, 1752.0]
HV 6.3A | HV 6.3A | 6.3 | 0 | [10.0, 1.39, 0.344, 0.168, 0.1, 0.056, 0.0263, 0.01] | [10.0, 1.711, 0.516, 0.198, 0.1, 0.0634, 0.0303, 0.01] | 0 | [19.0, 19.5, 20.4, 20.8, 22.0, 25.0, 32.0, 48.0] | [38.0, 40.0, 43.0, 48.0, 53.0, 60.0, 75.0, 118.0]
HV 63A | HV 63A | 63 | 0 | [10.0, 2.84, 0.368, 0.164, 0.1, 0.0621, 0.0378, 0.0195, 0.01] | [10.0, 1.82, 0.344, 0.1, 0.0467, 0.0269, 0.01] | 0 | [189.0, 220.0, 300.0, 350.0, 393.0, 450.0, 530.0, 700.0, 961.0] | [378.0, 500.0, 700.0, 934.0, 1200.0, 1500.0, 2366.0]
HV 80A | HV 80A | 80 | 0 | [10.0, 2.05, 0.369, 0.198, 0.1, 0.051, 0.0298, 0.01] | [10.0, 4.15, 1.03, 0.198, 0.1, 0.051, 0.0172, 0.01] | 0 | [240.0, 300.0, 400.0, 450.0, 530.0, 650.0, 800.0, 1311.0] | [480.0, 550.0, 700.0, 1000.0, 1260.0, 1600.0, 2500.0, 3227.0]
Siemens NH-1-100 | Siemens NH-1-100 | 100 | [5400.0, 2000.0, 400.0, 20.0, 1.0, 0.2, 0.012, 0.004] | 0 | 0 | [150.0, 190.0, 250.0, 430.0, 900.0, 1250.0, 2700.0, 3600.0] | 0 | 0
Siemens NH-1-125 | Siemens NH-1-125 | 125 | [4800.0, 120.0, 7.0, 0.1, 0.004] | 0 | 0 | [180.0, 400.0, 740.0, 2000.0, 4250.0] | 0 | 0
Siemens NH-1-16 | Siemens NH-1-16 | 16 | [4000.0, 400.0, 2.0, 0.1, 0.04, 0.01] | 0 | 0 | [26.0, 35.0, 75.0, 150.0, 200.0, 300.0] | 0 | 0
Siemens NH-1-160 | Siemens NH-1-160 | 160 | [4800.0, 120.0, 7.0, 0.1, 0.004] | 0 | 0 | [210.0, 500.0, 900.0, 2300.0, 5000.0] | 0 | 0
Siemens NH-1-25 | Siemens NH-1-25 | 25 | [4000.0, 1000.0, 10.0, 0.2, 0.02, 0.01] | 0 | 0 | [40.0, 50.0, 100.0, 210.0, 400.0, 500.0] | 0 | 0
Siemens NH-1-50 | Siemens NH-1-50 | 50 | [4000.0, 40.0, 4.0, 1.0, 0.02, 0.01] | 0 | 0 | [86.0, 200.0, 300.0, 400.0, 1000.0, 1280.0] | 0 | 0
Siemens NH-1-63 | Siemens NH-1-63 | 63 | [4000.0, 100.0, 10.0, 2.0, 0.04, 0.01] | 0 | 0 | [100.0, 200.0, 300.0, 400.0, 1000.0, 1500.0] | 0 | 0
Siemens NH-1-80 | Siemens NH-1-80 | 80 | [4800.0, 120.0, 7.0, 0.1, 0.01] | 0 | 0 | [150.58, 250.0, 450.0, 1150.0, 2470.0] | 0 | 0
Siemens NH-2-1000 | Siemens NH-2-1000 | 1000 | [4800.0, 120.0, 7.0, 0.1, 0.004] | 0 | 0 | [1900.0, 3500.0, 8400.0, 24000.0, 52000.0] | 0 | 0
Siemens NH-2-200 | Siemens NH-2-200 | 200 | [4800.0, 120.0, 7.0, 0.1, 0.004] | 0 | 0 | [280.0, 650.0, 1200.0, 3000.0, 7000.0] | 0 | 0
Siemens NH-2-224 | Siemens NH-2-224 | 224 | [4800.0, 120.0, 7.0, 0.2, 0.04, 0.004] | 0 | 0 | [400.0, 750.0, 1453.0, 3025.0, 4315.0, 7600.0] | 0 | 0
Siemens NH-2-250 | Siemens NH-2-250 | 250 | [4800.0, 120.0, 7.0, 0.1, 0.004] | 0 | 0 | [450.0, 800.0, 1650.0, 4000.0, 8500.0] | 0 | 0
Siemens NH-2-315 | Siemens NH-2-315 | 315 | [4800.0, 120.0, 7.0, 0.1, 0.004] | 0 | 0 | [550.0, 920.0, 1900.0, 5000.0, 11000.0] | 0 | 0
Siemens NH-2-355 | Siemens NH-2-355 | 355 | [4800.0, 120.0, 6.0, 0.1, 0.004] | 0 | 0 | [650.0, 1116.27, 2350.0, 5840.0, 12790.0] | 0 | 0
Siemens NH-2-400 | Siemens NH-2-400 | 400 | [4800.0, 120.0, 7.0, 0.1, 0.004] | 0 | 0 | [720.0, 1350.0, 2800.0, 6500.0, 15000.0] | 0 | 0
Siemens NH-2-425 | Siemens NH-2-425 | 425 | [4800.0, 120.0, 7.0, 0.1, 0.004] | 0 | 0 | [850.0, 1500.0, 3050.0, 7500.0, 16500.0] | 0 | 0
Siemens NH-2-630 | Siemens NH-2-630 | 630 | [4800.0, 120.0, 7.0, 0.1, 0.004] | 0 | 0 | [1200.0, 2000.0, 4800.0, 12000.0, 26000.0] | 0 | 0

## res_bus
| vm_pu | va_degree | p_mw | q_mvar
0 | 0.98089 | -0.36754 | 0.0018799 | 0.00047114
1 | 0.98089 | -0.36757 | 0 | 0
2 | 0.98096 | -0.36614 | 0 | 0
3 | 0.98089 | -0.36764 | 0 | 0
4 | 0.98097 | -0.36594 | 0 | 0
5 | 0.98087 | -0.36797 | 0.00032574 | 8.1639e-05
6 | 0.97139 | -0.5519 | 0 | 0
7 | 0.97161 | -0.54754 | 0 | 0
8 | 0.97132 | -0.55339 | 0.014557 | 0.0036484
9 | 0.97195 | -0.54077 | 0.0092132 | 0.002309
10 | 0.97102 | -0.55928 | 0.0078989 | 0.0019796
11 | 0.97084 | -0.56281 | 0 | 0
12 | 0.97077 | -0.56427 | 0.0074223 | 0.0018602
13 | 0.97061 | -0.56733 | 0 | 0
14 | 0.97034 | -0.57265 | 0.014555 | 0.0036479
15 | 0.98086 | -0.36804 | 0 | 0
16 | 0.98073 | -0.37077 | 0.0068573 | 0.0017186
17 | 0.981 | -0.36533 | 0 | 0
18 | 0.97482 | -0.48424 | 0 | 0
19 | 0.97491 | -0.48261 | 0.014483 | 0.0036297
20 | 0.97446 | -0.49133 | 0 | 0
21 | 0.9811 | -0.36346 | 0.0020059 | 0.00050271
22 | 0.97393 | -0.50183 | 0.020071 | 0.0050301
23 | 0.97292 | -0.52163 | 0.0098067 | 0.0024578
24 | 0.99441 | -0.10748 | 0 | 0
25 | 0.99407 | -0.11404 | 0.0068747 | 0.001723
26 | 0.99476 | -0.10072 | 0 | 0
27 | 0.99545 | -0.087288 | 0 | 0
28 | 0.99446 | -0.10647 | 0.010413 | 0.0026097
29 | 0.98148 | -0.35601 | 0.004211 | 0.0010554
30 | 0.98153 | -0.35507 | 0 | 0
31 | 0.99406 | -0.1141 | 0.0098135 | 0.0024595
32 | 0.99542 | -0.087824 | 0 | 0
33 | 0.99528 | -0.090591 | 0.0061798 | 0.0015488
34 | 0.99551 | -0.086131 | 0.0061987 | 0.0015535
35 | 0.99445 | -0.10655 | 0.0037799 | 0.00094734
36 | 0.98147 | -0.35616 | 0 | 0
37 | 0.98223 | -0.34139 | 0.0067354 | 0.001688
38 | 0.98147 | -0.35611 | 0.0043078 | 0.0010796
39 | 0.98455 | -0.2956 | 0.0023274 | 0.0005833
40 | 0.98302 | -0.32537 | 0.0034313 | 0.00085998
41 | 0.98709 | -0.2465 | 0 | 0
42 | 0.98022 | -0.38008 | 0.014619 | 0.003664
43 | 0.98699 | -0.24849 | 0 | 0
44 | 0.98754 | -0.23795 | 0 | 0
45 | 0.97812 | -0.4212 | 0.035489 | 0.0088944
46 | 0.98695 | -0.2493 | 0.00081367 | 0.00020393
47 | 0.98795 | -0.22991 | 0 | 0
48 | 0.98742 | -0.24015 | 0.0029949 | 0.00075058
49 | 0.97605 | -0.46169 | 0 | 0
50 | 0.98693 | -0.24969 | 0.0011628 | 0.00029142
51 | 0.98733 | -0.24202 | 0.0021338 | 0.00053478
52 | 0.99368 | -0.12014 | 0.01286 | 0.0032229
53 | 0.98736 | -0.24132 | 0.0014025 | 0.0003515
54 | 0.97532 | -0.47612 | 0 | 0
55 | 0.97564 | -0.46985 | 0 | 0
56 | 0.98692 | -0.2498 | 0.0010349 | 0.00025938
57 | 0.97527 | -0.47707 | 0.0040725 | 0.0010207
58 | 0.98517 | -0.28402 | 0 | 0
59 | 0.99456 | -0.10326 | 0 | 0
60 | 0.98735 | -0.24152 | 0.0014029 | 0.0003516
61 | 0.99966 | -0.006558 | 0.0051033 | 0.001279
62 | 0.99975 | -0.0048739 | 0.0050441 | 0.0012642
63 | 0.99987 | -0.0024836 | 0.0029517 | 0.00073976
64 | 1 | 0 | -0.51538 | -0.13151
65 | 0.99961 | -0.00739 | 0 | 0
66 | 0.99522 | -0.091757 | 0.0039287 | 0.00098462
67 | 0.99651 | -0.066086 | 0 | 0
68 | 0.99843 | -0.029924 | 0.003241 | 0.00081227
69 | 0.99533 | -0.088439 | 0 | 0
70 | 0.99516 | -0.091738 | 0.0079388 | 0.0019897
71 | 0.9932 | -0.12907 | 0 | 0
72 | 0.99551 | -0.085185 | 0.014209 | 0.0035612
73 | 0.99668 | -0.063526 | 0.0014278 | 0.00035785
74 | 0.99738 | -0.050112 | 0.0043064 | 0.0010793
75 | 0.99228 | -0.1467 | 0 | 0
76 | 0.97456 | -0.49104 | 0 | 0
77 | 0.97442 | -0.49387 | 0.0019345 | 0.00048483
78 | 0.97437 | -0.49479 | 0 | 0
79 | 0.97517 | -0.47909 | 0.0020063 | 0.00050282
80 | 0.97397 | -0.5027 | 0.011855 | 0.0029712
81 | 0.97522 | -0.47808 | 0.0013668 | 0.00034255
82 | 0.99298 | -0.1338 | 0.0038098 | 0.00095482
83 | 0.99292 | -0.13506 | 0.029399 | 0.007368
84 | 0.98407 | -0.30545 | 0 | 0
85 | 0.98501 | -0.28715 | 0.0055514 | 0.0013913
86 | 0.9928 | -0.13739 | 0.0070074 | 0.0017562
87 | 0.98292 | -0.32781 | 0.0039363 | 0.00098653
88 | 0.98397 | -0.30731 | 0.0049822 | 0.0012487
89 | 0.98497 | -0.2878 | 0.0031146 | 0.0007806
90 | 0.97415 | -0.49754 | 0.0073496 | 0.001842
91 | 0.99057 | -0.1795 | 0.010336 | 0.0025904
92 | 0.99082 | -0.17468 | 0 | 0
93 | 0.99086 | -0.17391 | 0 | 0
94 | 0.99143 | -0.16302 | 0 | 0
95 | 0.99008 | -0.18932 | 0.0026911 | 0.00067445
96 | 0.99071 | -0.17674 | 0.0088842 | 0.0022266
97 | 0.97938 | -0.395 | 0.0069288 | 0.0017365
98 | 0.9912 | -0.16745 | 0.0026891 | 0.00067396
99 | 0.98993 | -0.19222 | 0.0026883 | 0.00067376
100 | 0.98945 | -0.20076 | 0.012678 | 0.0031775
101 | 0.98421 | -0.30149 | 0.012687 | 0.0031798
102 | 0.98134 | -0.35877 | 0.0031126 | 0.00078008
103 | 0.99107 | -0.16986 | 0 | 0
104 | 0.99114 | -0.16859 | 0.0026903 | 0.00067426
105 | 0.99081 | -0.17499 | 0 | 0
106 | 0.99116 | -0.16826 | 0.0026911 | 0.00067445
107 | 0.99014 | -0.18788 | 0.0025656 | 0.00064299
108 | 0.99117 | -0.16788 | 0.0026883 | 0.00067376
109 | 0.99008 | -0.18914 | 0.0025602 | 0.00064166
110 | 0.98813 | -0.22703 | 0.027997 | 0.0070167
111 | 0.98902 | -0.20983 | 0 | 0
112 | 0.98981 | -0.1944 | 0.0053782 | 0.0013479
113 | 0.98892 | -0.21168 | 0.0030023 | 0.00075244
114 | 0.98885 | -0.21303 | 0.0022092 | 0.00055368
115 | 0.98997 | -0.19119 | 0.0025629 | 0.00064232
116 | 0.99003 | -0.19014 | 0.0025637 | 0.00064251
117 | 0.98995 | -0.19169 | 0.0025637 | 0.00064251
118 | 0.98991 | -0.19246 | 0.0025602 | 0.00064165
119 | 0.99998 | 149.9956 | 0 | 0

## res_line
| p_from_mw | q_from_mvar | p_to_mw | q_to_mvar | pl_mw | ql_mvar | i_from_ka | i_to_ka | i_ka | vm_from_pu | va_from_degree | vm_to_pu | va_to_degree | loading_percent
0 | 0.00032575 | 8.0724e-05 | -0.00032575 | -8.0806e-05 | 5.9816e-10 | -8.2173e-08 | 0.00049384 | 0.00049387 | 0.00049387 | 0.98089 | -0.36754 | 0.98089 | -0.36757 | 0.13568
1 | -0.0022056 | -0.00055187 | 0.0022058 | 0.00055152 | 1.4699e-07 | -3.4801e-07 | 0.0033456 | 0.0033455 | 0.0033456 | 0.98089 | -0.36754 | 0.98096 | -0.36614 | 0.91913
2 | 0.00032575 | 8.0806e-05 | -0.00032575 | -8.0944e-05 | 1.0098e-09 | -1.3869e-07 | 0.00049387 | 0.00049392 | 0.00049392 | 0.98089 | -0.36757 | 0.98089 | -0.36764 | 0.13569
3 | -0.0022058 | -0.00055152 | 0.0022058 | 0.00055147 | 2.0662e-08 | -4.8927e-08 | 0.0033455 | 0.0033455 | 0.0033455 | 0.98096 | -0.36614 | 0.98097 | -0.36594 | 0.91909
4 | 0.00032575 | 8.0944e-05 | -0.00032574 | -8.1639e-05 | 5.062e-09 | -6.9484e-07 | 0.00049392 | 0.00049417 | 0.00049417 | 0.98089 | -0.36764 | 0.98087 | -0.36797 | 0.13576
5 | -0.0090647 | -0.0022706 | 0.009065 | 0.0022707 | 2.6444e-07 | 1.2215e-07 | 0.01375 | 0.01375 | 0.01375 | 0.98097 | -0.36594 | 0.981 | -0.36533 | 3.7774
6 | 0.0068589 | 0.0017191 | -0.0068582 | -0.0017189 | 6.8774e-07 | 2.2628e-07 | 0.010404 | 0.010404 | 0.010404 | 0.98097 | -0.36594 | 0.98086 | -0.36804 | 2.8583
7 | -0.014558 | -0.003649 | 0.014561 | 0.0036507 | 3.0248e-06 | 1.7351e-06 | 0.022301 | 0.022301 | 0.022301 | 0.97139 | -0.5519 | 0.97161 | -0.54754 | 6.1267
8 | 0.014558 | 0.003649 | -0.014557 | -0.0036484 | 1.0306e-06 | 5.9121e-07 | 0.022301 | 0.022301 | 0.022301 | 0.97139 | -0.5519 | 0.97132 | -0.55339 | 6.1267
9 | -0.044466 | -0.011155 | 0.04448 | 0.011164 | 1.4351e-05 | 9.0825e-06 | 0.068103 | 0.068103 | 0.068103 | 0.97161 | -0.54754 | 0.97195 | -0.54077 | 18.7096
10 | 0.029904 | 0.0075046 | -0.029888 | -0.0074942 | 1.673e-05 | 1.0444e-05 | 0.045802 | 0.045802 | 0.045802 | 0.97161 | -0.54754 | 0.97102 | -0.55928 | 12.583
11 | -0.053693 | -0.013473 | 0.053742 | 0.013505 | 4.9071e-05 | 3.1165e-05 | 0.082208 | 0.082208 | 0.082208 | 0.97195 | -0.54077 | 0.97292 | -0.52163 | 22.5846
12 | 0.021989 | 0.0055145 | -0.021985 | -0.0055123 | 3.6967e-06 | 2.2585e-06 | 0.033698 | 0.033698 | 0.033698 | 0.97102 | -0.55928 | 0.97084 | -0.56281 | 9.2576
13 | 0.0074228 | 0.0018604 | -0.0074223 | -0.0018602 | 5.1825e-07 | 1.9967e-07 | 0.011377 | 0.011377 | 0.011377 | 0.97084 | -0.56281 | 0.97077 | -0.56427 | 3.1256
14 | 0.014562 | 0.0036519 | -0.014559 | -0.0036501 | 3.1347e-06 | 1.7988e-06 | 0.022321 | 0.022321 | 0.022321 | 0.97084 | -0.56281 | 0.97061 | -0.56733 | 6.132
15 | 0.014559 | 0.0036501 | -0.014555 | -0.0036479 | 3.6912e-06 | 2.1182e-06 | 0.022321 | 0.022321 | 0.022321 | 0.97061 | -0.56733 | 0.97034 | -0.57265 | 6.1321
16 | 0.0068582 | 0.0017189 | -0.0068573 | -0.0017186 | 8.9059e-07 | 2.931e-07 | 0.010404 | 0.010404 | 0.010404 | 0.98086 | -0.36804 | 0.98073 | -0.37077 | 2.8583
17 | -0.009065 | -0.0022707 | 0.0090658 | 0.0022711 | 8.0536e-07 | 3.7199e-07 | 0.01375 | 0.01375 | 0.01375 | 0.981 | -0.36533 | 0.9811 | -0.36346 | 3.7774
18 | -0.027442 | -0.0068848 | 0.027444 | 0.0068861 | 2.1348e-06 | 1.3258e-06 | 0.041891 | 0.041891 | 0.041891 | 0.97482 | -0.48424 | 0.97491 | -0.48261 | 11.5085
19 | 0.027442 | 0.0068848 | -0.027432 | -0.006879 | 9.2682e-06 | 5.7561e-06 | 0.041891 | 0.041891 | 0.041891 | 0.97482 | -0.48424 | 0.97446 | -0.49133 | 11.5085
20 | -0.10559 | -0.026554 | 0.10604 | 0.026837 | 0.00044388 | 0.00028351 | 0.1612 | 0.1612 | 0.1612 | 0.97491 | -0.48261 | 0.97938 | -0.395 | 44.2864
21 | 0.063668 | 0.016038 | -0.063549 | -0.015962 | 0.00011857 | 7.5469e-05 | 0.097206 | 0.097207 | 0.097207 | 0.97491 | -0.48261 | 0.97292 | -0.52163 | 26.7051
22 | 0.020081 | 0.0050362 | -0.020071 | -0.0050301 | 1.0046e-05 | 6.0747e-06 | 0.030665 | 0.030665 | 0.030665 | 0.97446 | -0.49133 | 0.97393 | -0.50183 | 8.4244
23 | 0.0073518 | 0.0018428 | -0.0073496 | -0.001842 | 2.1755e-06 | 8.1906e-07 | 0.011226 | 0.011227 | 0.011227 | 0.97446 | -0.49133 | 0.97415 | -0.49754 | 3.0842
24 | -0.011072 | -0.0027738 | 0.011075 | 0.0027758 | 3.8524e-06 | 2.0053e-06 | 0.016792 | 0.016792 | 0.016792 | 0.9811 | -0.36346 | 0.98147 | -0.35616 | 4.6131
25 | 0.016693 | 0.0041855 | -0.016688 | -0.0041825 | 5.2168e-06 | 3.0496e-06 | 0.02498 | 0.024981 | 0.024981 | 0.99441 | -0.10748 | 0.99407 | -0.11404 | 6.8628
26 | -0.016693 | -0.0041855 | 0.016699 | 0.0041887 | 5.3761e-06 | 3.1426e-06 | 0.02498 | 0.02498 | 0.02498 | 0.99441 | -0.10748 | 0.99476 | -0.10072 | 6.8628
27 | 0.0098135 | 0.0024595 | -0.0098135 | -0.0024595 | 3.0665e-08 | 1.4713e-08 | 0.01469 | 0.01469 | 0.01469 | 0.99407 | -0.11404 | 0.99406 | -0.1141 | 4.0357
28 | -0.030895 | -0.0077478 | 0.030915 | 0.0077602 | 1.9797e-05 | 1.2349e-05 | 0.046217 | 0.046217 | 0.046217 | 0.99476 | -0.10072 | 0.99545 | -0.087288 | 12.6969
29 | 0.014196 | 0.0035592 | -0.014193 | -0.003557 | 3.8858e-06 | 2.1887e-06 | 0.021236 | 0.021236 | 0.021236 | 0.99476 | -0.10072 | 0.99446 | -0.10647 | 5.8342
30 | -0.041025 | -0.010294 | 0.041028 | 0.010296 | 2.2629e-06 | 1.4274e-06 | 0.06133 | 0.06133 | 0.06133 | 0.99545 | -0.087288 | 0.99551 | -0.086131 | 16.8488
31 | 0.01011 | 0.0025341 | -0.01011 | -0.002534 | 2.5807e-07 | 1.26e-07 | 0.015113 | 0.015113 | 0.015113 | 0.99545 | -0.087288 | 0.99542 | -0.087824 | 4.152
32 | 0.0037799 | 0.00094733 | -0.0037799 | -0.00094734 | 1.5494e-08 | -6.8411e-09 | 0.0056559 | 0.0056559 | 0.0056559 | 0.99446 | -0.10647 | 0.99445 | -0.10655 | 1.5538
33 | -0.004211 | -0.0010554 | 0.0042112 | 0.0010553 | 1.8719e-07 | -3.4981e-08 | 0.0063843 | 0.0063842 | 0.0063843 | 0.98148 | -0.35601 | 0.98153 | -0.35507 | 1.7539
34 | 0.014189 | 0.003556 | -0.014188 | -0.0035556 | 7.3244e-07 | 4.1541e-07 | 0.021511 | 0.021511 | 0.021511 | 0.98153 | -0.35507 | 0.98147 | -0.35616 | 5.9096
35 | -0.022708 | -0.0056909 | 0.022723 | 0.0057 | 1.481e-05 | 9.0569e-06 | 0.034426 | 0.034426 | 0.034426 | 0.98153 | -0.35507 | 0.98223 | -0.34139 | 9.4578
36 | 0.004308 | 0.0010796 | -0.0043078 | -0.0010796 | 2.1299e-07 | -3.1975e-08 | 0.006531 | 0.0065311 | 0.0065311 | 0.98153 | -0.35507 | 0.98147 | -0.35611 | 1.7943
37 | 0.01011 | 0.002534 | -0.010109 | -0.0025333 | 1.3325e-06 | 6.506e-07 | 0.015113 | 0.015113 | 0.015113 | 0.99542 | -0.087824 | 0.99528 | -0.090591 | 4.152
38 | 0.0039289 | 0.00098454 | -0.0039287 | -0.00098462 | 2.1837e-07 | -7.956e-08 | 0.005874 | 0.005874 | 0.005874 | 0.99528 | -0.090591 | 0.99522 | -0.091757 | 1.6137
39 | -0.047226 | -0.011849 | 0.047277 | 0.011882 | 5.0961e-05 | 3.226e-05 | 0.070595 | 0.070595 | 0.070595 | 0.99551 | -0.086131 | 0.99668 | -0.063526 | 19.3942
40 | 0.003113 | 0.00077975 | -0.0031126 | -0.00078008 | 3.8677e-07 | -3.3757e-07 | 0.0047194 | 0.0047196 | 0.0047196 | 0.98147 | -0.35616 | 0.98134 | -0.35877 | 1.2966
41 | -0.029459 | -0.007388 | 0.029478 | 0.0073999 | 1.9083e-05 | 1.1889e-05 | 0.04463 | 0.04463 | 0.04463 | 0.98223 | -0.34139 | 0.98292 | -0.32781 | 12.2609
42 | 0.075255 | 0.019038 | -0.075147 | -0.01897 | 0.00010731 | 6.84e-05 | 0.1138 | 0.1138 | 0.1138 | 0.98455 | -0.2956 | 0.98302 | -0.32537 | 31.2639
43 | -0.077582 | -0.019622 | 0.077765 | 0.019738 | 0.00018322 | 0.00011681 | 0.11732 | 0.11732 | 0.11732 | 0.98455 | -0.2956 | 0.98709 | -0.2465 | 32.2303
44 | 0.071716 | 0.01811 | -0.071529 | -0.01799 | 0.00018747 | 0.00011944 | 0.10861 | 0.10861 | 0.10861 | 0.98302 | -0.32537 | 0.98022 | -0.38008 | 29.837
45 | 0.0030118 | 0.00075414 | -0.0030115 | -0.00075443 | 2.8476e-07 | -2.8863e-07 | 0.00454 | 0.0045402 | 0.0045402 | 0.98709 | -0.2465 | 0.98699 | -0.24849 | 1.2473
46 | -0.080777 | -0.020492 | 0.08081 | 0.020514 | 3.3222e-05 | 2.1186e-05 | 0.12186 | 0.12186 | 0.12186 | 0.98709 | -0.2465 | 0.98754 | -0.23795 | 33.4775
47 | 0.056909 | 0.014326 | -0.056798 | -0.014255 | 0.00011163 | 7.094e-05 | 0.086414 | 0.086414 | 0.086414 | 0.98022 | -0.38008 | 0.97812 | -0.4212 | 23.7401
48 | 0.0030115 | 0.00075443 | -0.0030114 | -0.00075455 | 1.1712e-07 | -1.1868e-07 | 0.0045402 | 0.0045402 | 0.0045402 | 0.98699 | -0.24849 | 0.98695 | -0.2493 | 1.2473
49 | -0.086611 | -0.021967 | 0.086645 | 0.021989 | 3.3496e-05 | 2.137e-05 | 0.1306 | 0.1306 | 0.1306 | 0.98754 | -0.23795 | 0.98795 | -0.22991 | 35.8788
50 | 0.005801 | 0.0014535 | -0.0058004 | -0.0014534 | 6.0775e-07 | 1.176e-07 | 0.0087408 | 0.0087409 | 0.0087409 | 0.98754 | -0.23795 | 0.98742 | -0.24015 | 2.4014
51 | 0.021308 | 0.0053611 | -0.021267 | -0.0053361 | 4.1144e-05 | 2.5025e-05 | 0.032424 | 0.032425 | 0.032425 | 0.97812 | -0.4212 | 0.97605 | -0.46169 | 8.9079
52 | 0.0021977 | 0.00055063 | -0.0021977 | -0.00055072 | 4.0287e-08 | -9.9259e-08 | 0.0033135 | 0.0033135 | 0.0033135 | 0.98695 | -0.2493 | 0.98693 | -0.24969 | 0.9103
53 | 0.049396 | 0.012468 | -0.049368 | -0.012449 | 2.8636e-05 | 1.8151e-05 | 0.07443 | 0.07443 | 0.07443 | 0.98795 | -0.22991 | 0.98733 | -0.24202 | 20.4478
54 | -0.13604 | -0.034456 | 0.13676 | 0.034917 | 0.00072134 | 0.00046107 | 0.20503 | 0.20503 | 0.20503 | 0.98795 | -0.22991 | 0.99368 | -0.12014 | 56.3265
55 | 0.0028056 | 0.00070281 | -0.0028054 | -0.00070301 | 1.5549e-07 | -1.9719e-07 | 0.0042278 | 0.0042279 | 0.0042279 | 0.98742 | -0.24015 | 0.98736 | -0.24132 | 1.1615
56 | 0.015824 | 0.0039727 | -0.015813 | -0.0039663 | 1.0884e-05 | 6.3433e-06 | 0.024126 | 0.024127 | 0.024127 | 0.97605 | -0.46169 | 0.97532 | -0.47612 | 6.6282
57 | 0.0054434 | 0.0013634 | -0.0054412 | -0.0013631 | 2.1144e-06 | 3.303e-07 | 0.0082982 | 0.0082986 | 0.0082986 | 0.97605 | -0.46169 | 0.97564 | -0.46985 | 2.2798
58 | 0.0010349 | 0.0002593 | -0.0010349 | -0.00025938 | 5.3187e-09 | -7.1035e-08 | 0.0015604 | 0.0015604 | 0.0015604 | 0.98693 | -0.24969 | 0.98692 | -0.2498 | 0.42868
59 | 0.047234 | 0.011915 | -0.047139 | -0.011855 | 9.4775e-05 | 6.002e-05 | 0.071214 | 0.071214 | 0.071214 | 0.98733 | -0.24202 | 0.98517 | -0.28402 | 19.5644
60 | -0.14962 | -0.03814 | 0.14974 | 0.038218 | 0.00012204 | 7.777e-05 | 0.22429 | 0.22429 | 0.22429 | 0.99368 | -0.12014 | 0.99456 | -0.10326 | 30.8084
61 | 0.0014029 | 0.00035151 | -0.0014029 | -0.0003516 | 1.3635e-08 | -9.5303e-08 | 0.0021142 | 0.0021143 | 0.0021143 | 0.98736 | -0.24132 | 0.98735 | -0.24152 | 0.58085
62 | 0.0020066 | 0.00050199 | -0.0020063 | -0.00050282 | 2.831e-07 | -8.2405e-07 | 0.003061 | 0.0030614 | 0.0030614 | 0.97532 | -0.47612 | 0.97517 | -0.47909 | 0.84104
63 | 0.013807 | 0.0034643 | -0.013797 | -0.0034588 | 9.8153e-06 | 5.5463e-06 | 0.021066 | 0.021066 | 0.021066 | 0.97532 | -0.47612 | 0.97456 | -0.49104 | 5.7873
64 | 0.0054412 | 0.0013631 | -0.0054394 | -0.0013628 | 1.8699e-06 | 2.929e-07 | 0.0082986 | 0.0082989 | 0.0082989 | 0.97564 | -0.46985 | 0.97527 | -0.47707 | 2.2799
65 | 0.0013669 | 0.00034209 | -0.0013668 | -0.00034255 | 6.6063e-08 | -4.6319e-07 | 0.0020853 | 0.0020855 | 0.0020855 | 0.97527 | -0.47707 | 0.97522 | -0.47808 | 0.57293
66 | 0.038472 | 0.0096823 | -0.038432 | -0.0096575 | 3.9342e-05 | 2.4784e-05 | 0.058123 | 0.058123 | 0.058123 | 0.98517 | -0.28402 | 0.98407 | -0.30545 | 15.9678
67 | 0.0086675 | 0.0021724 | -0.0086662 | -0.0021718 | 1.2923e-06 | 5.711e-07 | 0.013092 | 0.013092 | 0.013092 | 0.98517 | -0.28402 | 0.98501 | -0.28715 | 3.5966
68 | 0.040277 | 0.010118 | -0.040219 | -0.010081 | 5.8613e-05 | 3.6955e-05 | 0.060269 | 0.060269 | 0.060269 | 0.99456 | -0.10326 | 0.99298 | -0.1338 | 16.5575
69 | -0.19002 | -0.048336 | 0.19019 | 0.04844 | 0.00016565 | 0.00010488 | 0.28455 | 0.28455 | 0.28455 | 0.99456 | -0.10326 | 0.99551 | -0.085185 | 19.5436
70 | -0.0051033 | -0.001279 | 0.0051037 | 0.001279 | 4.0944e-07 | 1.3957e-08 | 0.0075964 | 0.0075963 | 0.0075964 | 0.99966 | -0.006558 | 0.99975 | -0.0048739 | 2.0869
71 | -0.010148 | -0.0025432 | 0.010149 | 0.0025438 | 1.1556e-06 | 5.6245e-07 | 0.015104 | 0.015104 | 0.015104 | 0.99975 | -0.0048739 | 0.99987 | -0.0024836 | 4.1494
72 | -0.013101 | -0.0032835 | 0.013102 | 0.0032844 | 1.5503e-06 | 8.4951e-07 | 0.019497 | 0.019497 | 0.019497 | 0.99987 | -0.0024836 | 1 | 0 | 5.3562
73 | 0.50063 | 0.12823 | -0.50045 | -0.12811 | 0.00017918 | 0.00011449 | 0.74592 | 0.74592 | 0.74592 | 1 | 0 | 0.99961 | -0.00739 | 51.2308
74 | 0.44405 | 0.11389 | -0.44279 | -0.11309 | 0.0012603 | 0.00080497 | 0.66194 | 0.66194 | 0.66194 | 0.99961 | -0.00739 | 0.99651 | -0.066086 | 45.4629
75 | 0.056396 | 0.014222 | -0.056335 | -0.014183 | 6.0759e-05 | 3.8585e-05 | 0.083981 | 0.083981 | 0.083981 | 0.99961 | -0.00739 | 0.99843 | -0.029924 | 23.0718
76 | 0.20458 | 0.052121 | -0.2044 | -0.052002 | 0.00018833 | 0.00011941 | 0.30579 | 0.30579 | 0.30579 | 0.99651 | -0.066086 | 0.99551 | -0.085185 | 21.0022
77 | 0.23821 | 0.060966 | -0.23795 | -0.060803 | 0.00025752 | 0.00016368 | 0.35615 | 0.35615 | 0.35615 | 0.99651 | -0.066086 | 0.99533 | -0.088439 | 24.4608
78 | 0.053094 | 0.013371 | -0.053043 | -0.013338 | 5.1197e-05 | 3.2481e-05 | 0.079151 | 0.079151 | 0.079151 | 0.99843 | -0.029924 | 0.99738 | -0.050112 | 21.7449
79 | 0.0079401 | 0.0019901 | -0.0079388 | -0.0019897 | 1.2478e-06 | 4.9173e-07 | 0.01187 | 0.011871 | 0.011871 | 0.99533 | -0.088439 | 0.99516 | -0.091738 | 3.2611
80 | 0.23001 | 0.058813 | -0.22956 | -0.058526 | 0.00045118 | 0.00028665 | 0.34428 | 0.34428 | 0.34428 | 0.99533 | -0.088439 | 0.9932 | -0.12907 | 23.6455
81 | 0.22956 | 0.058526 | -0.22936 | -0.058402 | 0.00019525 | 0.00012405 | 0.34428 | 0.34428 | 0.34428 | 0.9932 | -0.12907 | 0.99228 | -0.1467 | 23.6456
82 | -0.048705 | -0.012239 | 0.048736 | 0.012259 | 3.1209e-05 | 1.9768e-05 | 0.072727 | 0.072727 | 0.072727 | 0.99668 | -0.063526 | 0.99738 | -0.050112 | 19.9798
83 | 0.18525 | 0.047291 | -0.1851 | -0.047198 | 0.00014592 | 9.2349e-05 | 0.27811 | 0.27811 | 0.27811 | 0.99228 | -0.1467 | 0.99143 | -0.16302 | 19.1008
84 | 0.044114 | 0.011111 | -0.044024 | -0.011054 | 8.9709e-05 | 5.671e-05 | 0.066172 | 0.066172 | 0.066172 | 0.99228 | -0.1467 | 0.99008 | -0.18932 | 18.1792
85 | 0.0019348 | 0.00048401 | -0.0019345 | -0.00048483 | 2.6026e-07 | -8.2436e-07 | 0.0029538 | 0.0029541 | 0.0029541 | 0.97456 | -0.49104 | 0.97442 | -0.49387 | 0.81157
86 | 0.011862 | 0.0029748 | -0.01186 | -0.0029736 | 2.1153e-06 | 1.1396e-06 | 0.018112 | 0.018112 | 0.018112 | 0.97456 | -0.49104 | 0.97437 | -0.49479 | 4.9759
87 | 0.01186 | 0.0029736 | -0.011855 | -0.0029712 | 4.474e-06 | 2.4106e-06 | 0.018112 | 0.018112 | 0.018112 | 0.97437 | -0.49479 | 0.97397 | -0.5027 | 4.9759
88 | 0.036409 | 0.0091258 | -0.036407 | -0.0091245 | 2.1845e-06 | 1.3727e-06 | 0.05456 | 0.05456 | 0.05456 | 0.99298 | -0.1338 | 0.99292 | -0.13506 | 14.9891
89 | 0.0070082 | 0.0017565 | -0.0070074 | -0.0017562 | 7.7675e-07 | 2.5428e-07 | 0.010503 | 0.010503 | 0.010503 | 0.99292 | -0.13506 | 0.9928 | -0.13739 | 2.8854
90 | 0.03345 | 0.0084088 | -0.033414 | -0.0083864 | 3.568e-05 | 2.2364e-05 | 0.050589 | 0.050589 | 0.050589 | 0.98407 | -0.30545 | 0.98292 | -0.32781 | 13.898
91 | 0.0049826 | 0.0012487 | -0.0049822 | -0.0012487 | 4.4141e-07 | 1.9086e-08 | 0.0075342 | 0.0075343 | 0.0075343 | 0.98407 | -0.30545 | 0.98397 | -0.30731 | 2.0699
92 | 0.0031147 | 0.00078052 | -0.0031146 | -0.0007806 | 9.636e-08 | -8.6056e-08 | 0.0047053 | 0.0047054 | 0.0047054 | 0.98501 | -0.28715 | 0.98497 | -0.2878 | 1.2927
93 | -0.010336 | -0.0025904 | 0.010338 | 0.0025916 | 2.3706e-06 | 1.1795e-06 | 0.015527 | 0.015526 | 0.015527 | 0.99057 | -0.1795 | 0.99082 | -0.17468 | 4.2655
94 | -0.010338 | -0.0025916 | 0.010339 | 0.0025918 | 3.7969e-07 | 1.889e-07 | 0.015526 | 0.015526 | 0.015526 | 0.99082 | -0.17468 | 0.99086 | -0.17391 | 4.2655
95 | -0.15886 | -0.040583 | 0.15895 | 0.040635 | 8.3726e-05 | 5.2778e-05 | 0.23885 | 0.23885 | 0.23885 | 0.99086 | -0.17391 | 0.99143 | -0.16302 | 16.4043
96 | 0.14852 | 0.037991 | -0.1485 | -0.037978 | 2.0348e-05 | 1.2798e-05 | 0.22332 | 0.22332 | 0.22332 | 0.99086 | -0.17391 | 0.99071 | -0.17674 | 15.3379
97 | 0.026158 | 0.006563 | -0.026152 | -0.0065596 | 5.5251e-06 | 3.4129e-06 | 0.039262 | 0.039262 | 0.039262 | 0.99143 | -0.16302 | 0.9912 | -0.16745 | 10.7864
98 | 0.041333 | 0.01038 | -0.041327 | -0.010376 | 5.7215e-06 | 3.6109e-06 | 0.062128 | 0.062128 | 0.062128 | 0.99008 | -0.18932 | 0.98993 | -0.19222 | 17.0681
99 | 0.13962 | 0.035751 | -0.13946 | -0.03565 | 0.00016225 | 0.00010182 | 0.20998 | 0.20998 | 0.20998 | 0.99071 | -0.17674 | 0.98945 | -0.20076 | 14.4215
100 | -0.11297 | -0.028574 | 0.11348 | 0.028899 | 0.0005093 | 0.00032537 | 0.17173 | 0.17173 | 0.17173 | 0.97938 | -0.395 | 0.98421 | -0.30149 | 47.1784
101 | 0.023463 | 0.0058856 | -0.023463 | -0.0058853 | 4.8234e-07 | 2.9534e-07 | 0.035225 | 0.035225 | 0.035225 | 0.9912 | -0.16745 | 0.99117 | -0.16788 | 9.6773
102 | 0.038639 | 0.0097025 | -0.038635 | -0.0097 | 4.02e-06 | 2.532e-06 | 0.058087 | 0.058087 | 0.058087 | 0.98993 | -0.19222 | 0.98981 | -0.1944 | 15.9579
103 | 0.12678 | 0.032472 | -0.12616 | -0.032079 | 0.00061541 | 0.00039329 | 0.19091 | 0.19091 | 0.19091 | 0.98945 | -0.20076 | 0.98421 | -0.30149 | 52.4481
104 | -0.015391 | -0.0038619 | 0.015392 | 0.0038624 | 9.272e-07 | 5.3375e-07 | 0.02311 | 0.02311 | 0.02311 | 0.99107 | -0.16986 | 0.99114 | -0.16859 | 6.349
105 | 0.015391 | 0.0038619 | -0.015388 | -0.0038597 | 3.7687e-06 | 2.1696e-06 | 0.02311 | 0.02311 | 0.02311 | 0.99107 | -0.16986 | 0.99081 | -0.17499 | 6.349
106 | -0.018083 | -0.0045367 | 0.018083 | 0.0045369 | 2.8685e-07 | 1.7021e-07 | 0.027149 | 0.027149 | 0.027149 | 0.99114 | -0.16859 | 0.99116 | -0.16826 | 7.4586
107 | 0.015388 | 0.0038597 | -0.015378 | -0.0038543 | 9.4474e-06 | 5.4392e-06 | 0.02311 | 0.023111 | 0.023111 | 0.99081 | -0.17499 | 0.99014 | -0.18788 | 6.3491
108 | -0.020774 | -0.0052113 | 0.020774 | 0.0052115 | 3.772e-07 | 2.2808e-07 | 0.031189 | 0.031189 | 0.031189 | 0.99116 | -0.16826 | 0.99117 | -0.16788 | 8.5685
109 | 0.012813 | 0.0032113 | -0.012812 | -0.0032109 | 7.6688e-07 | 4.1986e-07 | 0.019255 | 0.019255 | 0.019255 | 0.99014 | -0.18788 | 0.99008 | -0.18914 | 5.2899
110 | 0.010252 | 0.0025692 | -0.010251 | -0.002569 | 4.9088e-07 | 2.4325e-07 | 0.015407 | 0.015407 | 0.015407 | 0.99008 | -0.18914 | 0.99003 | -0.19014 | 4.2328
111 | -0.027997 | -0.0070167 | 0.02802 | 0.007031 | 2.2965e-05 | 1.4256e-05 | 0.04216 | 0.04216 | 0.04216 | 0.98813 | -0.22703 | 0.98902 | -0.20983 | 11.5825
112 | 0.0052121 | 0.0013058 | -0.0052116 | -0.0013058 | 4.6083e-07 | 3.8498e-08 | 0.0078416 | 0.0078417 | 0.0078417 | 0.98902 | -0.20983 | 0.98892 | -0.21168 | 2.1543
113 | -0.033232 | -0.0083368 | 0.033256 | 0.0083521 | 2.4456e-05 | 1.5317e-05 | 0.050002 | 0.050001 | 0.050002 | 0.98902 | -0.20983 | 0.98981 | -0.1944 | 13.7367
114 | 0.0022093 | 0.00055333 | -0.0022092 | -0.00055368 | 1.4182e-07 | -3.4828e-07 | 0.0033242 | 0.0033244 | 0.0033244 | 0.98892 | -0.21168 | 0.98885 | -0.21303 | 0.91329
115 | -0.007687 | -0.0019263 | 0.0076874 | 0.0019265 | 3.8246e-07 | 1.4654e-07 | 0.011554 | 0.011554 | 0.011554 | 0.98997 | -0.19119 | 0.99003 | -0.19014 | 3.1742
116 | 0.0051241 | 0.001284 | -0.005124 | -0.001284 | 1.2246e-07 | 7.5937e-09 | 0.0077019 | 0.0077019 | 0.0077019 | 0.98997 | -0.19119 | 0.98995 | -0.19169 | 2.1159
117 | 0.0025603 | 0.0006415 | -0.0025602 | -0.00064165 | 9.3699e-08 | -1.5693e-07 | 0.0038484 | 0.0038485 | 0.0038485 | 0.98995 | -0.19169 | 0.98991 | -0.19246 | 1.0573

## res_trafo
| p_hv_mw | q_hv_mvar | p_lv_mw | q_lv_mvar | pl_mw | ql_mvar | i_hv_ka | i_lv_ka | vm_hv_pu | va_hv_degree | vm_lv_pu | va_lv_degree | loading_percent
0 | -1.2729e-15 | -1.3162e-15 | 0.00165 | 1.2699e-07 | 0.00165 | 1.2699e-07 | 5.2857e-17 | 0.0023815 | 0.99998 | 149.9956 | 1 | 0 | 0.2619

## res_ext_grid
| p_mw | q_mvar
0 | 0.51538 | 0.13151

## res_load
| p_mw | q_mvar
0 | 0.0018799 | 0.00047114
1 | 0.00032574 | 8.1639e-05
2 | 0.014557 | 0.0036484
3 | 0.0092132 | 0.002309
4 | 0.0078989 | 0.0019796
5 | 0.0074223 | 0.0018602
6 | 0.014555 | 0.0036479
7 | 0.0068573 | 0.0017186
8 | 0.014483 | 0.0036297
9 | 0.0020059 | 0.00050271
10 | 0.020071 | 0.0050301
11 | 0.0098067 | 0.0024578
12 | 0.0068747 | 0.001723
13 | 0.010413 | 0.0026097
14 | 0.004211 | 0.0010554
15 | 0.0098135 | 0.0024595
16 | 0.0061798 | 0.0015488
17 | 0.0061987 | 0.0015535
18 | 0.0037799 | 0.00094734
19 | 0.0067354 | 0.001688
20 | 0.0043078 | 0.0010796
21 | 0.0023274 | 0.0005833
22 | 0.0034313 | 0.00085998
23 | 0.014619 | 0.003664
24 | 0.035489 | 0.0088944
25 | 0.00081367 | 0.00020393
26 | 0.0029949 | 0.00075058
27 | 0.0011628 | 0.00029142
28 | 0.0021338 | 0.00053478
29 | 0.01286 | 0.0032229
30 | 0.0014025 | 0.0003515
31 | 0.0010349 | 0.00025938
32 | 0.0040725 | 0.0010207
33 | 0.0014029 | 0.0003516
34 | 0.0051033 | 0.001279
35 | 0.0050441 | 0.0012642
36 | 0.0029517 | 0.00073976
37 | 0.0039287 | 0.00098462
38 | 0.003241 | 0.00081227
39 | 0.0079388 | 0.0019897
40 | 0.014209 | 0.0035612
41 | 0.0014278 | 0.00035785
42 | 0.0043064 | 0.0010793
43 | 0.0019345 | 0.00048483
44 | 0.0020063 | 0.00050282
45 | 0.011855 | 0.0029712
46 | 0.0013668 | 0.00034255
47 | 0.0038098 | 0.00095482
48 | 0.029399 | 0.007368
49 | 0.0055514 | 0.0013913
50 | 0.0070074 | 0.0017562
51 | 0.0039363 | 0.00098653
52 | 0.0049822 | 0.0012487
53 | 0.0031146 | 0.0007806
54 | 0.0073496 | 0.001842
55 | 0.010336 | 0.0025904
56 | 0.0026911 | 0.00067445
57 | 0.0088842 | 0.0022266
58 | 0.0069288 | 0.0017365
59 | 0.0026891 | 0.00067396
60 | 0.0026883 | 0.00067376
61 | 0.012678 | 0.0031775
62 | 0.012687 | 0.0031798
63 | 0.0031126 | 0.00078008
64 | 0.0026903 | 0.00067426
65 | 0.0026911 | 0.00067445
66 | 0.0025656 | 0.00064299
67 | 0.0026883 | 0.00067376
68 | 0.0025602 | 0.00064166
69 | 0.027997 | 0.0070167
70 | 0.0053782 | 0.0013479
71 | 0.0030023 | 0.00075244
72 | 0.0022092 | 0.00055368
73 | 0.0025629 | 0.00064232
74 | 0.0025637 | 0.00064251
75 | 0.0025637 | 0.00064251
76 | 0.0025602 | 0.00064165

## dtypes
| element | column | dtype
0 | bus | name | object
1 | bus | vn_kv | float64
2 | bus | type | object
3 | bus | zone | object
4 | bus | in_service | bool
5 | load | name | object
6 | load | bus | uint32
7 | load | p_mw | float64
8 | load | q_mvar | float64
9 | load | const_z_percent | float64
10 | load | const_i_percent | float64
11 | load | sn_mva | float64
12 | load | scaling | float64
13 | load | in_service | bool
14 | load | type | object
15 | ext_grid | name | object
16 | ext_grid | bus | uint32
17 | ext_grid | vm_pu | float64
18 | ext_grid | va_degree | float64
19 | ext_grid | slack_weight | float64
20 | ext_grid | in_service | bool
21 | line | name | object
22 | line | std_type | object
23 | line | from_bus | uint32
24 | line | to_bus | uint32
25 | line | length_km | float64
26 | line | r_ohm_per_km | float64
27 | line | x_ohm_per_km | float64
28 | line | c_nf_per_km | float64
29 | line | g_us_per_km | float64
30 | line | max_i_ka | float64
31 | line | df | float64
32 | line | parallel | uint32
33 | line | type | object
34 | line | in_service | bool
35 | trafo | name | object
36 | trafo | std_type | object
37 | trafo | hv_bus | uint32
38 | trafo | lv_bus | uint32
39 | trafo | sn_mva | float64
40 | trafo | vn_hv_kv | float64
41 | trafo | vn_lv_kv | float64
42 | trafo | vk_percent | float64
43 | trafo | vkr_percent | float64
44 | trafo | pfe_kw | float64
45 | trafo | i0_percent | float64
46 | trafo | shift_degree | float64
47 | trafo | tap_side | object
48 | trafo | tap_neutral | int32
49 | trafo | tap_min | int32
50 | trafo | tap_max | int32
51 | trafo | tap_step_percent | float64
52 | trafo | tap_step_degree | float64
53 | trafo | tap_pos | int32
54 | trafo | tap_phase_shifter | bool
55 | trafo | parallel | uint32
56 | trafo | df | float64
57 | trafo | in_service | bool
58 | line_geodata | coords | object
59 | bus_geodata | x | float64
60 | bus_geodata | y | float64
61 | bus_geodata | coords | object
62 | res_bus | vm_pu | float64
63 | res_bus | va_degree | float64
64 | res_bus | p_mw | float64
65 | res_bus | q_mvar | float64
66 | res_line | p_from_mw | float64
67 | res_line | q_from_mvar | float64
68 | res_line | p_to_mw | float64
69 | res_line | q_to_mvar | float64
70 | res_line | pl_mw | float64
71 | res_line | ql_mvar | float64
72 | res_line | i_from_ka | float64
73 | res_line | i_to_ka | float64
74 | res_line | i_ka | float64
75 | res_line | vm_from_pu | float64
76 | res_line | va_from_degree | float64
77 | res_line | vm_to_pu | float64
78 | res_line | va_to_degree | float64
79 | res_line | loading_percent | float64
80 | res_trafo | p_hv_mw | float64
81 | res_trafo | q_hv_mvar | float64
82 | res_trafo | p_lv_mw | float64
83 | res_trafo | q_lv_mvar | float64
84 | res_trafo | pl_mw | float64
85 | res_trafo | ql_mvar | float64
86 | res_trafo | i_hv_ka | float64
87 | res_trafo | i_lv_ka | float64
88 | res_trafo | vm_hv_pu | float64
89 | res_trafo | va_hv_degree | float64
90 | res_trafo | vm_lv_pu | float64
91 | res_trafo | va_lv_degree | float64
92 | res_trafo | loading_percent | float64
93 | res_ext_grid | p_mw | float64
94 | res_ext_grid | q_mvar | float64
95 | res_load | p_mw | float64
96 | res_load | q_mvar | float64

## parameters
| version | format_version | converged | OPF_converged | name | f_hz | sn_mva
0 | 2.14.6 | 2.14.0 | TRUE | FALSE |  | 50 | 1