## bus
| name | vn_kv | type | zone | in_service
0 | bus_LV_1063-6_0_4_node_0 | 0.4 | n |  | TRUE
1 | bus_LV_1063-6_0_4_node_1 | 0.4 | n |  | TRUE
2 | bus_LV_1063-6_0_4_node_2 | 0.4 | n |  | TRUE
3 | bus_LV_1063-6_0_4_node_3 | 0.4 | n |  | TRUE
4 | bus_LV_1063-6_0_4_node_4 | 0.4 | n |  | TRUE
5 | bus_LV_1063-6_0_4_node_14 | 0.4 | n |  | TRUE
6 | bus_LV_1063-6_0_4_node_13 | 0.4 | n |  | TRUE
7 | bus_LV_1063-6_0_4_node_73 | 0.4 | n |  | TRUE
8 | bus_LV_1063-6_0_4_node_56 | 0.4 | n |  | TRUE
9 | bus_LV_1063-6_0_4_node_5 | 0.4 | n |  | TRUE
10 | bus_LV_1063-6_0_4_node_7 | 0.4 | n |  | TRUE
11 | bus_LV_1063-6_0_4_node_12 | 0.4 | n |  | TRUE
12 | bus_LV_1063-6_0_4_node_42 | 0.4 | n |  | TRUE
13 | bus_LV_1063-6_0_4_node_16 | 0.4 | n |  | TRUE
14 | bus_LV_1063-6_0_4_node_72 | 0.4 | n |  | TRUE
15 | bus_LV_1063-6_0_4_node_8 | 0.4 | n |  | TRUE
16 | bus_LV_1063-6_0_4_node_63 | 0.4 | n |  | TRUE
17 | bus_LV_1063-6_0_4_node_9 | 0.4 | n |  | TRUE
18 | bus_LV_1063-6_0_4_node_77 | 0.4 | n |  | TRUE
19 | bus_LV_1063-6_0_4_node_15 | 0.4 | n |  | TRUE
20 | bus_LV_1063-6_0_4_node_76 | 0.4 | n |  | TRUE
21 | bus_LV_1063-6_0_4_node_11 | 0.4 | n |  | TRUE
22 | bus_LV_1063-6_0_4_node_40 | 0.4 | n |  | TRUE
23 | bus_LV_1063-6_0_4_node_107 | 0.4 | n |  | TRUE
24 | bus_LV_1063-6_0_4_node_53 | 0.4 | n |  | TRUE
25 | bus_LV_1063-6_0_4_node_39 | 0.4 | n |  | TRUE
26 | bus_LV_1063-6_0_4_node_30 | 0.4 | n |  | TRUE
27 | bus_LV_1063-6_0_4_node_28 | 0.4 | n |  | TRUE
28 | bus_LV_1063-6_0_4_node_122 | 0.4 | n |  | TRUE
29 | bus_LV_1063-6_0_4_node_121 | 0.4 | n |  | TRUE
30 | bus_LV_1063-6_0_4_node_60 | 0.4 | n |  | TRUE
31 | bus_LV_1063-6_0_4_node_59 | 0.4 | n |  | TRUE
32 | bus_LV_1063-6_0_4_node_20 | 0.4 | n |  | TRUE
33 | bus_LV_1063-6_0_4_node_114 | 0.4 | n |  | TRUE
34 | bus_LV_1063-6_0_4_node_17 | 0.4 | n |  | TRUE
35 | bus_LV_1063-6_0_4_node_75 | 0.4 | n |  | TRUE
36 | bus_LV_1063-6_0_4_node_66 | 0.4 | n |  | TRUE
37 | bus_LV_1063-6_0_4_node_18 | 0.4 | n |  | TRUE
38 | bus_LV_1063-6_0_4_node_108 | 0.4 | n |  | TRUE
39 | bus_LV_1063-6_0_4_node_21 | 0.4 | n |  | TRUE
40 | bus_LV_1063-6_0_4_node_34 | 0.4 | n |  | TRUE
41 | bus_LV_1063-6_0_4_node_54 | 0.4 | n |  | TRUE
42 | bus_LV_1063-6_0_4_node_119 | 0.4 | n |  | TRUE
43 | bus_LV_1063-6_0_4_node_22 | 0.4 | n |  | TRUE
44 | bus_LV_1063-6_0_4_node_26 | 0.4 | n |  | TRUE
45 | bus_LV_1063-6_0_4_node_112 | 0.4 | n |  | TRUE
46 | bus_LV_1063-6_0_4_node_24 | 0.4 | n |  | TRUE
47 | bus_LV_1063-6_0_4_node_81 | 0.4 | n |  | TRUE
48 | bus_LV_1063-6_0_4_node_80 | 0.4 | n |  | TRUE
49 | bus_LV_1063-6_0_4_node_83 | 0.4 | n |  | TRUE
50 | bus_LV_1063-6_0_4_node_88 | 0.4 | n |  | TRUE
51 | bus_LV_1063-6_0_4_node_74 | 0.4 | n |  | TRUE
52 | bus_LV_1063-6_0_4_node_31 | 0.4 | n |  | TRUE
53 | bus_LV_1063-6_0_4_node_62 | 0.4 | n |  | TRUE
54 | bus_LV_1063-6_0_4_node_41 | 0.4 | n |  | TRUE
55 | bus_LV_1063-6_0_4_node_38 | 0.4 | n |  | TRUE
56 | bus_LV_1063-6_0_4_node_29 | 0.4 | n |  | TRUE
57 | bus_LV_1063-6_0_4_node_64 | 0.4 | n |  | TRUE
58 | bus_LV_1063-6_0_4_node_61 | 0.4 | n |  | TRUE
59 | bus_LV_1063-6_0_4_node_115 | 0.4 | n |  | TRUE
60 | bus_LV_1063-6_0_4_node_65 | 0.4 | n |  | TRUE
61 | bus_LV_1063-6_0_4_node_111 | 0.4 | n |  | TRUE
62 | bus_LV_1063-6_0_4_node_106 | 0.4 | n |  | TRUE
63 | bus_LV_1063-6_0_4_node_33 | 0.4 | n |  | TRUE
64 | bus_LV_1063-6_0_4_node_113 | 0.4 | n |  | TRUE
65 | bus_LV_1063-6_0_4_node_82 | 0.4 | n |  | TRUE
66 | bus_LV_1063-6_0_4_node_48 | 0.4 | n |  | TRUE
67 | bus_LV_1063-6_0_4_node_51 | 0.4 | n |  | TRUE
68 | bus_LV_1063-6_0_4_node_47 | 0.4 | n |  | TRUE
69 | bus_LV_1063-6_0_4_node_52 | 0.4 | n |  | TRUE
70 | bus_LV_1063-6_0_4_node_45 | 0.4 | n |  | TRUE
71 | bus_LV_1063-6_0_4_node_46 | 0.4 | n |  | TRUE
72 | bus_LV_1063-6_0_4_node_44 | 0.4 | n |  | TRUE
73 | bus_LV_1063-6_0_4_node_87 | 0.4 | n |  | TRUE
74 | bus_LV_1063-6_0_4_node_32 | 0.4 | n |  | TRUE
75 | bus_LV_1063-6_0_4_node_37 | 0.4 | n |  | TRUE
76 | bus_LV_1063-6_0_4_node_36 | 0.4 | n |  | TRUE
77 | bus_LV_1063-6_0_4_node_35 | 0.4 | n |  | TRUE
78 | bus_LV_1063-6_0_4_node_55 | 0.4 | n |  | TRUE
79 | bus_LV_1063-6_0_4_node_67 | 0.4 | n |  | TRUE
80 | bus_LV_1063-6_0_4_node_78 | 0.4 | n |  | TRUE
81 | bus_LV_1063-6_0_4_node_84 | 0.4 | n |  | TRUE
82 | bus_LV_1063-6_0_4_node_85 | 0.4 | n |  | TRUE
83 | bus_LV_1063-6_0_4_node_79 | 0.4 | n |  | TRUE
84 | bus_LV_1063-6_0_4_node_58 | 0.4 | n |  | TRUE
85 | bus_LV_1063-6_0_4_node_70 | 0.4 | n |  | TRUE
86 | bus_LV_1063-6_0_4_node_71 | 0.4 | n |  | TRUE
87 | bus_LV_1063-6_0_4_node_69 | 0.4 | n |  | TRUE
88 | bus_LV_1063-6_0_4_node_68 | 0.4 | n |  | TRUE
89 | bus_LV_1063-6_0_4_node_86 | 0.4 | n |  | TRUE
90 | bus_LV_1063-6_0_4_node_89 | 0.4 | n |  | TRUE
91 | bus_LV_1063-6_0_4_node_93 | 0.4 | n |  | TRUE
92 | bus_LV_1063-6_0_4_node_116 | 0.4 | n |  | TRUE
93 | bus_LV_1063-6_0_4_node_96 | 0.4 | n |  | TRUE
94 | bus_LV_1063-6_0_4_node_95 | 0.4 | n |  | TRUE
95 | bus_LV_1063-6_0_4_node_91 | 0.4 | n |  | TRUE
96 | bus_LV_1063-6_0_4_node_117 | 0.4 | n |  | TRUE
97 | bus_LV_1063-6_0_4_node_120 | 0.4 | n |  | TRUE
98 | bus_LV_1063-6_0_4_node_90 | 0.4 | n |  | TRUE
99 | bus_LV_1063-6_0_4_node_92 | 0.4 | n |  | TRUE
100 | bus_LV_1063-6_0_4_node_94 | 0.4 | n |  | TRUE
101 | bus_LV_1063-6_0_4_node_105 | 0.4 | n |  | TRUE
102 | bus_LV_1063-6_0_4_node_104 | 0.4 | n |  | TRUE
103 | bus_LV_1063-6_0_4_node_97 | 0.4 | n |  | TRUE
104 | bus_LV_1063-6_0_4_node_98 | 0.4 | n |  | TRUE
105 | bus_LV_1063-6_0_4_node_99 | 0.4 | n |  | TRUE
106 | bus_LV_1063-6_0_4_node_100 | 0.4 | n |  | TRUE
107 | bus_LV_1063-6_0_4_node_102 | 0.4 | n |  | TRUE
108 | bus_LV_1063-6_0_4_node_101 | 0.4 | n |  | TRUE
109 | bus_LV_1063-6_0_4_node_103 | 0.4 | n |  | TRUE
110 | bus_LV_1063-6_0_4_node_109 | 0.4 | n |  | TRUE
111 | bus_LV_1063-6_0_4_node_110 | 0.4 | n |  | TRUE
112 | bus_LV_1063-6_0_4_node_118 | 0.4 | n |  | TRUE
113 | bus_MV_211_2_node_145 | 20 | n |  | TRUE

## load
| name | bus | p_mw | q_mvar | const_z_percent | const_i_percent | sn_mva | scaling | in_service | type
0 | LV_1063-6_0_4_load_0 | 0 | 0.0011011 | 0.00027597 | 0 | 0 |  | 1 | TRUE | wye
1 | LV_1063-6_0_4_load_1 | 1 | 0.0081284 | 0.0020372 | 0 | 0 |  | 1 | TRUE | wye
2 | LV_1063-6_0_4_load_4 | 4 | 0.00090931 | 0.00022789 | 0 | 0 |  | 1 | TRUE | wye
3 | LV_1063-6_0_4_load_73 | 7 | 0.0042794 | 0.0010725 | 0 | 0 |  | 1 | TRUE | wye
4 | LV_1063-6_0_4_load_56 | 8 | 0.0018166 | 0.00045529 | 0 | 0 |  | 1 | TRUE | wye
5 | LV_1063-6_0_4_load_42 | 12 | 0.0076108 | 0.0019074 | 0 | 0 |  | 1 | TRUE | wye
6 | LV_1063-6_0_4_load_72 | 14 | 0.0047172 | 0.0011822 | 0 | 0 |  | 1 | TRUE | wye
7 | LV_1063-6_0_4_load_63 | 16 | 0.0054402 | 0.0013634 | 0 | 0 |  | 1 | TRUE | wye
8 | LV_1063-6_0_4_load_77 | 18 | 0.002678 | 0.00067116 | 0 | 0 |  | 1 | TRUE | wye
9 | LV_1063-6_0_4_load_76 | 20 | 0.027365 | 0.0068584 | 0 | 0 |  | 1 | TRUE | wye
10 | LV_1063-6_0_4_load_107 | 23 | 0.0040155 | 0.0010064 | 0 | 0 |  | 1 | TRUE | wye
11 | LV_1063-6_0_4_load_53 | 24 | 0.011557 | 0.0028964 | 0 | 0 |  | 1 | TRUE | wye
12 | LV_1063-6_0_4_load_39 | 25 | 0.0035547 | 0.00089089 | 0 | 0 |  | 1 | TRUE | wye
13 | LV_1063-6_0_4_load_30 | 26 | 0.0010441 | 0.00026167 | 0 | 0 |  | 1 | TRUE | wye
14 | LV_1063-6_0_4_load_28 | 27 | 0.0015631 | 0.00039176 | 0 | 0 |  | 1 | TRUE | wye
15 | LV_1063-6_0_4_load_122 | 28 | 0.0029381 | 0.00073637 | 0 | 0 |  | 1 | TRUE | wye
16 | LV_1063-6_0_4_load_121 | 29 | 0.0029801 | 0.00074688 | 0 | 0 |  | 1 | TRUE | wye
17 | LV_1063-6_0_4_load_59 | 31 | 0.00085397 | 0.00021403 | 0 | 0 |  | 1 | TRUE | wye
18 | LV_1063-6_0_4_load_114 | 33 | 0.056366 | 0.014127 | 0 | 0 |  | 1 | TRUE | wye
19 | LV_1063-6_0_4_load_75 | 35 | 0.00347 | 0.00086966 | 0 | 0 |  | 1 | TRUE | wye
20 | LV_1063-6_0_4_load_66 | 36 | 0.0013134 | 0.00032917 | 0 | 0 |  | 1 | TRUE | wye
21 | LV_1063-6_0_4_load_34 | 40 | 0.019182 | 0.0048075 | 0 | 0 |  | 1 | TRUE | wye
22 | LV_1063-6_0_4_load_54 | 41 | 0.0075829 | 0.0019005 | 0 | 0 |  | 1 | TRUE | wye
23 | LV_1063-6_0_4_load_119 | 42 | 0.0075386 | 0.0018894 | 0 | 0 |  | 1 | TRUE | wye
24 | LV_1063-6_0_4_load_112 | 45 | 0.003767 | 0.0009441 | 0 | 0 |  | 1 | TRUE | wye
25 | LV_1063-6_0_4_load_81 | 47 | 0.0073045 | 0.0018307 | 0 | 0 |  | 1 | TRUE | wye
26 | LV_1063-6_0_4_load_80 | 48 | 0.0045118 | 0.0011308 | 0 | 0 |  | 1 | TRUE | wye
27 | LV_1063-6_0_4_load_83 | 49 | 0.0025054 | 0.00062792 | 0 | 0 |  | 1 | TRUE | wye
28 | LV_1063-6_0_4_load_88 | 50 | 0.010016 | 0.0025102 | 0 | 0 |  | 1 | TRUE | wye
29 | LV_1063-6_0_4_load_74 | 51 | 0.00086283 | 0.00021625 | 0 | 0 |  | 1 | TRUE | wye
30 | LV_1063-6_0_4_load_31 | 52 | 0.0038699 | 0.00096989 | 0 | 0 |  | 1 | TRUE | wye
31 | LV_1063-6_0_4_load_62 | 53 | 0.009699 | 0.0024308 | 0 | 0 |  | 1 | TRUE | wye
32 | LV_1063-6_0_4_load_38 | 55 | 0.0044248 | 0.001109 | 0 | 0 |  | 1 | TRUE | wye
33 | LV_1063-6_0_4_load_64 | 57 | 0.0021644 | 0.00054244 | 0 | 0 |  | 1 | TRUE | wye
34 | LV_1063-6_0_4_load_61 | 58 | 0.0012909 | 0.00032352 | 0 | 0 |  | 1 | TRUE | wye
35 | LV_1063-6_0_4_load_115 | 59 | 0.05678 | 0.01423 | 0 | 0 |  | 1 | TRUE | wye
36 | LV_1063-6_0_4_load_65 | 60 | 0.0025643 | 0.00064267 | 0 | 0 |  | 1 | TRUE | wye
37 | LV_1063-6_0_4_load_106 | 62 | 0.0012189 | 0.00030548 | 0 | 0 |  | 1 | TRUE | wye
38 | LV_1063-6_0_4_load_33 | 63 | 0.065777 | 0.016485 | 0 | 0 |  | 1 | TRUE | wye
39 | LV_1063-6_0_4_load_113 | 64 | 0.0021685 | 0.00054347 | 0 | 0 |  | 1 | TRUE | wye
40 | LV_1063-6_0_4_load_82 | 65 | 0.0018306 | 0.00045879 | 0 | 0 |  | 1 | TRUE | wye
41 | LV_1063-6_0_4_load_47 | 68 | 0.013297 | 0.0033326 | 0 | 0 |  | 1 | TRUE | wye
42 | LV_1063-6_0_4_load_52 | 69 | 0.0045854 | 0.0011492 | 0 | 0 |  | 1 | TRUE | wye
43 | LV_1063-6_0_4_load_44 | 72 | 0.0090022 | 0.0022562 | 0 | 0 |  | 1 | TRUE | wye
44 | LV_1063-6_0_4_load_87 | 73 | 0.0081985 | 0.0020547 | 0 | 0 |  | 1 | TRUE | wye
45 | LV_1063-6_0_4_load_32 | 74 | 0.0024306 | 0.00060918 | 0 | 0 |  | 1 | TRUE | wye
46 | LV_1063-6_0_4_load_37 | 75 | 0.0022454 | 0.00056276 | 0 | 0 |  | 1 | TRUE | wye
47 | LV_1063-6_0_4_load_36 | 76 | 0.0019208 | 0.00048141 | 0 | 0 |  | 1 | TRUE | wye
48 | LV_1063-6_0_4_load_35 | 77 | 0.009324 | 0.0023368 | 0 | 0 |  | 1 | TRUE | wye
49 | LV_1063-6_0_4_load_67 | 79 | 0.0023535 | 0.00058983 | 0 | 0 |  | 1 | TRUE | wye
50 | LV_1063-6_0_4_load_78 | 80 | 0.0042485 | 0.0010648 | 0 | 0 |  | 1 | TRUE | wye
51 | LV_1063-6_0_4_load_84 | 81 | 0.00079781 | 0.00019995 | 0 | 0 |  | 1 | TRUE | wye
52 | LV_1063-6_0_4_load_79 | 83 | 0.00062266 | 0.00015605 | 0 | 0 |  | 1 | TRUE | wye
53 | LV_1063-6_0_4_load_71 | 86 | 0.0020259 | 0.00050775 | 0 | 0 |  | 1 | TRUE | wye
54 | LV_1063-6_0_4_load_69 | 87 | 0.0080165 | 0.0020091 | 0 | 0 |  | 1 | TRUE | wye
55 | LV_1063-6_0_4_load_68 | 88 | 0.0042452 | 0.0010639 | 0 | 0 |  | 1 | TRUE | wye
56 | LV_1063-6_0_4_load_116 | 92 | 0.0071732 | 0.0017978 | 0 | 0 |  | 1 | TRUE | wye
57 | LV_1063-6_0_4_load_96 | 93 | 0.0029353 | 0.00073565 | 0 | 0 |  | 1 | TRUE | wye
58 | LV_1063-6_0_4_load_91 | 95 | 0.011313 | 0.0028354 | 0 | 0 |  | 1 | TRUE | wye
59 | LV_1063-6_0_4_load_117 | 96 | 0.012059 | 0.0030222 | 0 | 0 |  | 1 | TRUE | wye
60 | LV_1063-6_0_4_load_120 | 97 | 0.0034396 | 0.00086204 | 0 | 0 |  | 1 | TRUE | wye
61 | LV_1063-6_0_4_load_90 | 98 | 0.0034536 | 0.00086556 | 0 | 0 |  | 1 | TRUE | wye
62 | LV_1063-6_0_4_load_105 | 101 | 0.0024219 | 0.00060698 | 0 | 0 |  | 1 | TRUE | wye
63 | LV_1063-6_0_4_load_104 | 102 | 0.0088348 | 0.0022142 | 0 | 0 |  | 1 | TRUE | wye
64 | LV_1063-6_0_4_load_97 | 103 | 0.00078893 | 0.00019772 | 0 | 0 |  | 1 | TRUE | wye
65 | LV_1063-6_0_4_load_98 | 104 | 0.0019534 | 0.00048956 | 0 | 0 |  | 1 | TRUE | wye
66 | LV_1063-6_0_4_load_99 | 105 | 0.0019262 | 0.00048275 | 0 | 0 |  | 1 | TRUE | wye
67 | LV_1063-6_0_4_load_100 | 106 | 0.00067082 | 0.00016812 | 0 | 0 |  | 1 | TRUE | wye
68 | LV_1063-6_0_4_load_102 | 107 | 0.0021989 | 0.00055109 | 0 | 0 |  | 1 | TRUE | wye
69 | LV_1063-6_0_4_load_101 | 108 | 0.002738 | 0.00068621 | 0 | 0 |  | 1 | TRUE | wye
70 | LV_1063-6_0_4_load_103 | 109 | 0.012336 | 0.0030917 | 0 | 0 |  | 1 | TRUE | wye
71 | LV_1063-6_0_4_load_109 | 110 | 0.00080454 | 0.00020164 | 0 | 0 |  | 1 | TRUE | wye
72 | LV_1063-6_0_4_load_110 | 111 | 0.00080113 | 0.00020078 | 0 | 0 |  | 1 | TRUE | wye
73 | LV_1063-6_0_4_load_118 | 112 | 0.0036744 | 0.00092089 | 0 | 0 |  | 1 | TRUE | wye

## ext_grid
| name | bus | vm_pu | va_degree | slack_weight | in_service
0 |  | 24 | 1 | 0 | 1 | TRUE

## line
| name | std_type | from_bus | to_bus | length_km | r_ohm_per_km | x_ohm_per_km | c_nf_per_km | g_us_per_km | max_i_ka | df | parallel | type | in_service
0 | LV_1063-6_0_4_line_0 |  | 0 | 1 | 0.0079851 | 0.125 | 0.08 | 261 | 0 | 0.364 | 1 | 4 | cs | TRUE
1 | LV_1063-6_0_4_line_1 |  | 0 | 2 | 0.0096592 | 0.125 | 0.08 | 261 | 0 | 0.364 | 1 | 4 | cs | TRUE
2 | LV_1063-6_0_4_line_2 |  | 1 | 3 | 0.049377 | 0.125 | 0.08 | 261 | 0 | 0.364 | 1 | 4 | cs | TRUE
3 | LV_1063-6_0_4_line_3 |  | 2 | 4 | 0.01221 | 0.125 | 0.08 | 261 | 0 | 0.364 | 1 | 4 | cs | TRUE
4 | LV_1063-6_0_4_line_4 |  | 2 | 5 | 0.018452 | 0.125 | 0.08 | 261 | 0 | 0.364 | 1 | 1 | cs | TRUE
5 | LV_1063-6_0_4_line_5 |  | 3 | 6 | 0.023166 | 0.125 | 0.08 | 261 | 0 | 0.364 | 1 | 4 | cs | TRUE
6 | LV_1063-6_0_4_line_6 |  | 3 | 7 | 0.051279 | 0.125 | 0.08 | 261 | 0 | 0.364 | 1 | 1 | cs | TRUE
7 | LV_1063-6_0_4_line_7 |  | 4 | 8 | 0.027657 | 0.125 | 0.08 | 261 | 0 | 0.364 | 1 | 4 | cs | TRUE
8 | LV_1063-6_0_4_line_8 |  | 5 | 28 | 0.010549 | 0.125 | 0.08 | 261 | 0 | 0.364 | 1 | 1 | cs | TRUE
9 | LV_1063-6_0_4_line_9 |  | 5 | 29 | 0.019185 | 0.125 | 0.08 | 261 | 0 | 0.364 | 1 | 1 | cs | TRUE
10 | LV_1063-6_0_4_line_10 |  | 6 | 26 | 0.015588 | 0.125 | 0.08 | 261 | 0 | 0.364 | 1 | 1 | cs | TRUE
11 | LV_1063-6_0_4_line_11 |  | 6 | 27 | 0.026712 | 0.125 | 0.08 | 261 | 0 | 0.364 | 1 | 4 | cs | TRUE
12 | LV_1063-6_0_4_line_12 |  | 7 | 51 | 0.048093 | 0.125 | 0.08 | 261 | 0 | 0.364 | 1 | 1 | cs | TRUE
13 | LV_1063-6_0_4_line_13 |  | 8 | 15 | 0.0035061 | 0.125 | 0.08 | 261 | 0 | 0.364 | 1 | 3 | cs | TRUE
14 | LV_1063-6_0_4_line_14 |  | 9 | 10 | 0.022783 | 0.125 | 0.08 | 261 | 0 | 0.364 | 1 | 4 | cs | TRUE
15 | LV_1063-6_0_4_line_15 |  | 9 | 11 | 0.045681 | 0.125 | 0.08 | 261 | 0 | 0.364 | 1 | 4 | cs | TRUE
16 | LV_1063-6_0_4_line_16 |  | 9 | 12 | 0.038236 | 0.125 | 0.08 | 261 | 0 | 0.364 | 1 | 1 | cs | TRUE
17 | LV_1063-6_0_4_line_17 |  | 10 | 13 | 0.025802 | 0.125 | 0.08 | 261 | 0 | 0.364 | 1 | 2 | cs | TRUE
18 | LV_1063-6_0_4_line_18 |  | 10 | 14 | 0.027442 | 0.125 | 0.08 | 261 | 0 | 0.364 | 1 | 4 | cs | TRUE
19 | LV_1063-6_0_4_line_19 |  | 11 | 24 | 0.057048 | 0.125 | 0.08 | 261 | 0 | 0.364 | 1 | 4 | cs | TRUE
20 | LV_1063-6_0_4_line_20 |  | 11 | 25 | 0.027955 | 0.125 | 0.08 | 261 | 0 | 0.364 | 1 | 4 | cs | TRUE
21 | LV_1063-6_0_4_line_21 |  | 13 | 32 | 0.014976 | 0.125 | 0.08 | 261 | 0 | 0.364 | 1 | 1 | cs | TRUE
22 | LV_1063-6_0_4_line_22 |  | 13 | 33 | 0.032166 | 0.125 | 0.08 | 261 | 0 | 0.364 | 1 | 1 | cs | TRUE
23 | LV_1063-6_0_4_line_23 |  | 14 | 52 | 0.012675 | 0.125 | 0.08 | 261 | 0 | 0.364 | 1 | 4 | cs | TRUE
24 | LV_1063-6_0_4_line_24 |  | 15 | 16 | 0.053315 | 0.125 | 0.08 | 261 | 0 | 0.364 | 1 | 2 | cs | TRUE
25 | LV_1063-6_0_4_line_25 |  | 16 | 53 | 0.042331 | 0.125 | 0.08 | 261 | 0 | 0.364 | 1 | 1 | cs | TRUE
26 | LV_1063-6_0_4_line_26 |  | 17 | 18 | 0.031225 | 0.125 | 0.08 | 261 | 0 | 0.364 | 1 | 1 | cs | TRUE
27 | LV_1063-6_0_4_line_27 |  | 17 | 19 | 0.020895 | 0.125 | 0.08 | 261 | 0 | 0.364 | 1 | 1 | cs | TRUE
28 | LV_1063-6_0_4_line_28 |  | 17 | 20 | 0.042501 | 0.125 | 0.08 | 261 | 0 | 0.364 | 1 | 1 | cs | TRUE
29 | LV_1063-6_0_4_line_29 |  | 18 | 35 | 0.0025281 | 0.125 | 0.08 | 261 | 0 | 0.364 | 1 | 1 | cs | TRUE
30 | LV_1063-6_0_4_line_30 |  | 19 | 30 | 0.005762 | 0.125 | 0.08 | 261 | 0 | 0.364 | 1 | 1 | cs | TRUE
31 | LV_1063-6_0_4_line_31 |  | 19 | 31 | 0.025442 | 0.125 | 0.08 | 261 | 0 | 0.364 | 1 | 1 | cs | TRUE
32 | LV_1063-6_0_4_line_32 |  | 21 | 22 | 0.040263 | 0.125 | 0.08 | 261 | 0 | 0.364 | 1 | 1 | cs | TRUE
33 | LV_1063-6_0_4_line_33 |  | 21 | 23 | 0.067799 | 0.125 | 0.08 | 261 | 0 | 0.364 | 1 | 1 | cs | TRUE
34 | LV_1063-6_0_4_line_34 |  | 22 | 54 | 0.04584 | 0.125 | 0.08 | 261 | 0 | 0.364 | 1 | 4 | cs | TRUE
35 | LV_1063-6_0_4_line_35 |  | 22 | 55 | 0.01117 | 0.125 | 0.08 | 261 | 0 | 0.364 | 1 | 4 | cs | TRUE
36 | LV_1063-6_0_4_line_36 |  | 23 | 37 | 0.17873 | 0.125 | 0.08 | 261 | 0 | 0.364 | 1 | 1 | cs | TRUE
37 | LV_1063-6_0_4_line_37 |  | 25 | 55 | 0.0037315 | 0.125 | 0.08 | 261 | 0 | 0.364 | 1 | 4 | cs | TRUE
38 | LV_1063-6_0_4_line_38 |  | 27 | 56 | 0.06559 | 0.125 | 0.08 | 261 | 0 | 0.364 | 1 | 4 | cs | TRUE
39 | LV_1063-6_0_4_line_39 |  | 30 | 57 | 0.044637 | 0.125 | 0.08 | 261 | 0 | 0.364 | 1 | 1 | cs | TRUE
40 | LV_1063-6_0_4_line_40 |  | 30 | 58 | 0.024125 | 0.125 | 0.08 | 261 | 0 | 0.364 | 1 | 1 | cs | TRUE
41 | LV_1063-6_0_4_line_41 |  | 32 | 39 | 0.015452 | 0.125 | 0.08 | 261 | 0 | 0.364 | 1 | 1 | cs | TRUE
42 | LV_1063-6_0_4_line_42 |  | 32 | 40 | 0.011787 | 0.125 | 0.08 | 261 | 0 | 0.364 | 1 | 1 | cs | TRUE
43 | LV_1063-6_0_4_line_43 |  | 33 | 59 | 0.027532 | 0.125 | 0.08 | 261 | 0 | 0.364 | 1 | 1 | cs | TRUE
44 | LV_1063-6_0_4_line_44 |  | 34 | 35 | 0.013914 | 0.125 | 0.08 | 261 | 0 | 0.364 | 1 | 1 | cs | TRUE
45 | LV_1063-6_0_4_line_45 |  | 34 | 36 | 0.017154 | 0.125 | 0.08 | 261 | 0 | 0.364 | 1 | 1 | cs | TRUE
46 | LV_1063-6_0_4_line_46 |  | 36 | 60 | 0.0040783 | 0.125 | 0.08 | 261 | 0 | 0.364 | 1 | 1 | cs | TRUE
47 | LV_1063-6_0_4_line_47 |  | 37 | 38 | 0.059138 | 0.125 | 0.08 | 261 | 0 | 0.364 | 1 | 1 | cs | TRUE
48 | LV_1063-6_0_4_line_48 |  | 38 | 61 | 0.026984 | 0.125 | 0.08 | 261 | 0 | 0.364 | 1 | 1 | cs | TRUE
49 | LV_1063-6_0_4_line_49 |  | 38 | 62 | 0.035652 | 0.125 | 0.08 | 261 | 0 | 0.364 | 1 | 1 | cs | TRUE
50 | LV_1063-6_0_4_line_50 |  | 39 | 41 | 0.0084151 | 0.125 | 0.08 | 261 | 0 | 0.364 | 1 | 1 | cs | TRUE
51 | LV_1063-6_0_4_line_51 |  | 39 | 42 | 0.03616 | 0.125 | 0.08 | 261 | 0 | 0.364 | 1 | 1 | cs | TRUE
52 | LV_1063-6_0_4_line_52 |  | 40 | 63 | 0.044887 | 0.125 | 0.08 | 261 | 0 | 0.364 | 1 | 1 | cs | TRUE
53 | LV_1063-6_0_4_line_53 |  | 43 | 44 | 0.039491 | 0.125 | 0.08 | 261 | 0 | 0.364 | 1 | 1 | cs | TRUE
54 | LV_1063-6_0_4_line_54 |  | 43 | 45 | 0.020923 | 0.125 | 0.08 | 261 | 0 | 0.364 | 1 | 1 | cs | TRUE
55 | LV_1063-6_0_4_line_55 |  | 44 | 49 | 0.029292 | 0.125 | 0.08 | 261 | 0 | 0.364 | 1 | 4 | cs | TRUE
56 | LV_1063-6_0_4_line_56 |  | 44 | 50 | 0.020476 | 0.125 | 0.08 | 261 | 0 | 0.364 | 1 | 4 | cs | TRUE
57 | LV_1063-6_0_4_line_57 |  | 45 | 64 | 0.0062793 | 0.125 | 0.08 | 261 | 0 | 0.364 | 1 | 1 | cs | TRUE
58 | LV_1063-6_0_4_line_58 |  | 46 | 47 | 0.016067 | 0.125 | 0.08 | 261 | 0 | 0.364 | 1 | 4 | cs | TRUE
59 | LV_1063-6_0_4_line_59 |  | 46 | 48 | 0.013681 | 0.125 | 0.08 | 261 | 0 | 0.364 | 1 | 4 | cs | TRUE
60 | LV_1063-6_0_4_line_60 |  | 47 | 65 | 0.01406 | 0.125 | 0.08 | 261 | 0 | 0.364 | 1 | 4 | cs | TRUE
61 | LV_1063-6_0_4_line_61 |  | 48 | 66 | 0.038103 | 0.125 | 0.08 | 261 | 0 | 0.364 | 1 | 4 | cs | TRUE
62 | LV_1063-6_0_4_line_62 |  | 49 | 65 | 0.021639 | 0.125 | 0.08 | 261 | 0 | 0.364 | 1 | 4 | cs | TRUE
63 | LV_1063-6_0_4_line_63 |  | 50 | 73 | 0.047964 | 0.125 | 0.08 | 261 | 0 | 0.364 | 1 | 4 | cs | TRUE
64 | LV_1063-6_0_4_line_64 |  | 51 | 85 | 0.025653 | 0.125 | 0.08 | 261 | 0 | 0.364 | 1 | 1 | cs | TRUE
65 | LV_1063-6_0_4_line_65 |  | 52 | 56 | 0.033212 | 0.125 | 0.08 | 261 | 0 | 0.364 | 1 | 4 | cs | TRUE
66 | LV_1063-6_0_4_line_66 |  | 53 | 58 | 0.031763 | 0.125 | 0.08 | 261 | 0 | 0.364 | 1 | 1 | cs | TRUE
67 | LV_1063-6_0_4_line_67 |  | 54 | 69 | 0.0046769 | 0.125 | 0.08 | 261 | 0 | 0.364 | 1 | 4 | cs | TRUE
68 | LV_1063-6_0_4_line_68 |  | 56 | 74 | 0.028254 | 0.125 | 0.08 | 261 | 0 | 0.364 | 1 | 1 | cs | TRUE
69 | LV_1063-6_0_4_line_69 |  | 57 | 88 | 0.036673 | 0.125 | 0.08 | 261 | 0 | 0.364 | 1 | 1 | cs | TRUE
70 | LV_1063-6_0_4_line_70 |  | 60 | 79 | 0.032784 | 0.125 | 0.08 | 261 | 0 | 0.364 | 1 | 1 | cs | TRUE
71 | LV_1063-6_0_4_line_71 |  | 61 | 110 | 0.0080732 | 0.125 | 0.08 | 261 | 0 | 0.364 | 1 | 1 | cs | TRUE
72 | LV_1063-6_0_4_line_72 |  | 62 | 108 | 0.038211 | 0.125 | 0.08 | 261 | 0 | 0.364 | 1 | 1 | cs | TRUE
73 | LV_1063-6_0_4_line_73 |  | 66 | 67 | 0.0080716 | 0.125 | 0.08 | 261 | 0 | 0.364 | 1 | 4 | cs | TRUE
74 | LV_1063-6_0_4_line_74 |  | 67 | 68 | 0.020531 | 0.125 | 0.08 | 261 | 0 | 0.364 | 1 | 4 | cs | TRUE
75 | LV_1063-6_0_4_line_75 |  | 68 | 70 | 0.054971 | 0.125 | 0.08 | 261 | 0 | 0.364 | 1 | 4 | cs | TRUE
76 | LV_1063-6_0_4_line_76 |  | 69 | 71 | 0.011125 | 0.125 | 0.08 | 261 | 0 | 0.364 | 1 | 4 | cs | TRUE
77 | LV_1063-6_0_4_line_77 |  | 70 | 71 | 0.03147 | 0.125 | 0.08 | 261 | 0 | 0.364 | 1 | 4 | cs | TRUE
78 | LV_1063-6_0_4_line_78 |  | 70 | 72 | 0.0054665 | 0.125 | 0.08 | 261 | 0 | 0.364 | 1 | 1 | cs | TRUE
79 | LV_1063-6_0_4_line_79 |  | 73 | 90 | 0.029035 | 0.125 | 0.08 | 261 | 0 | 0.364 | 1 | 4 | cs | TRUE
80 | LV_1063-6_0_4_line_80 |  | 73 | 82 | 0.006172 | 0.125 | 0.08 | 261 | 0 | 0.364 | 1 | 1 | cs | TRUE
81 | LV_1063-6_0_4_line_81 |  | 74 | 75 | 0.012932 | 0.125 | 0.08 | 261 | 0 | 0.364 | 1 | 1 | cs | TRUE
82 | LV_1063-6_0_4_line_82 |  | 75 | 76 | 0.015585 | 0.125 | 0.08 | 261 | 0 | 0.364 | 1 | 1 | cs | TRUE
83 | LV_1063-6_0_4_line_83 |  | 76 | 77 | 0.064038 | 0.125 | 0.08 | 261 | 0 | 0.364 | 1 | 1 | cs | TRUE
84 | LV_1063-6_0_4_line_84 |  | 78 | 79 | 0.082029 | 0.125 | 0.08 | 261 | 0 | 0.364 | 1 | 1 | cs | TRUE
85 | LV_1063-6_0_4_line_85 |  | 78 | 80 | 0.025664 | 0.125 | 0.08 | 261 | 0 | 0.364 | 1 | 1 | cs | TRUE
86 | LV_1063-6_0_4_line_86 |  | 80 | 83 | 0.020231 | 0.125 | 0.08 | 261 | 0 | 0.364 | 1 | 1 | cs | TRUE
87 | LV_1063-6_0_4_line_87 |  | 81 | 82 | 0.042734 | 0.125 | 0.08 | 261 | 0 | 0.364 | 1 | 1 | cs | TRUE
88 | LV_1063-6_0_4_line_88 |  | 84 | 85 | 0.001635 | 0.125 | 0.08 | 261 | 0 | 0.364 | 1 | 1 | cs | TRUE
89 | LV_1063-6_0_4_line_89 |  | 84 | 86 | 0.025352 | 0.125 | 0.08 | 261 | 0 | 0.364 | 1 | 1 | cs | TRUE
90 | LV_1063-6_0_4_line_90 |  | 85 | 87 | 0.052254 | 0.125 | 0.08 | 261 | 0 | 0.364 | 1 | 1 | cs | TRUE
91 | LV_1063-6_0_4_line_91 |  | 89 | 90 | 0.003205 | 0.125 | 0.08 | 261 | 0 | 0.364 | 1 | 4 | cs | TRUE
92 | LV_1063-6_0_4_line_92 |  | 89 | 91 | 0.016888 | 0.125 | 0.08 | 261 | 0 | 0.364 | 1 | 4 | cs | TRUE
93 | LV_1063-6_0_4_line_93 |  | 89 | 92 | 0.063872 | 0.125 | 0.08 | 261 | 0 | 0.364 | 1 | 1 | cs | TRUE
94 | LV_1063-6_0_4_line_94 |  | 91 | 93 | 0.02385 | 0.125 | 0.08 | 261 | 0 | 0.364 | 1 | 1 | cs | TRUE
95 | LV_1063-6_0_4_line_95 |  | 91 | 94 | 0.019867 | 0.125 | 0.08 | 261 | 0 | 0.364 | 1 | 1 | cs | TRUE
96 | LV_1063-6_0_4_line_96 |  | 91 | 95 | 0.030371 | 0.125 | 0.08 | 261 | 0 | 0.364 | 1 | 4 | cs | TRUE
97 | LV_1063-6_0_4_line_97 |  | 92 | 96 | 0.089794 | 0.125 | 0.08 | 261 | 0 | 0.364 | 1 | 1 | cs | TRUE
98 | LV_1063-6_0_4_line_98 |  | 94 | 97 | 0.028264 | 0.125 | 0.08 | 261 | 0 | 0.364 | 1 | 1 | cs | TRUE
99 | LV_1063-6_0_4_line_99 |  | 95 | 98 | 0.021368 | 0.125 | 0.08 | 261 | 0 | 0.364 | 1 | 4 | cs | TRUE
100 | LV_1063-6_0_4_line_100 |  | 96 | 112 | 0.14078 | 0.125 | 0.08 | 261 | 0 | 0.364 | 1 | 1 | cs | TRUE
101 | LV_1063-6_0_4_line_101 |  | 98 | 99 | 0.068663 | 0.125 | 0.08 | 261 | 0 | 0.364 | 1 | 2 | cs | TRUE
102 | LV_1063-6_0_4_line_102 |  | 99 | 100 | 0.034448 | 0.125 | 0.08 | 261 | 0 | 0.364 | 1 | 1 | cs | TRUE
103 | LV_1063-6_0_4_line_103 |  | 100 | 101 | 0.10672 | 0.125 | 0.08 | 261 | 0 | 0.364 | 1 | 1 | cs | TRUE
104 | LV_1063-6_0_4_line_104 |  | 101 | 102 | 0.070629 | 0.125 | 0.08 | 261 | 0 | 0.364 | 1 | 1 | cs | TRUE
105 | LV_1063-6_0_4_line_105 |  | 102 | 109 | 0.045405 | 0.125 | 0.08 | 261 | 0 | 0.364 | 1 | 1 | cs | TRUE
106 | LV_1063-6_0_4_line_106 |  | 103 | 104 | 0.025434 | 0.125 | 0.08 | 261 | 0 | 0.364 | 1 | 1 | cs | TRUE
107 | LV_1063-6_0_4_line_107 |  | 103 | 105 | 0.018746 | 0.125 | 0.08 | 261 | 0 | 0.364 | 1 | 1 | cs | TRUE
108 | LV_1063-6_0_4_line_108 |  | 104 | 106 | 0.021226 | 0.125 | 0.08 | 261 | 0 | 0.364 | 1 | 1 | cs | TRUE
109 | LV_1063-6_0_4_line_109 |  | 106 | 107 | 0.00016885 | 0.125 | 0.08 | 261 | 0 | 0.364 | 1 | 1 | cs | TRUE
110 | LV_1063-6_0_4_line_110 |  | 107 | 109 | 0.12864 | 0.125 | 0.08 | 261 | 0 | 0.364 | 1 | 1 | cs | TRUE
111 | LV_1063-6_0_4_line_111 |  | 110 | 111 | 0.020385 | 0.125 | 0.08 | 261 | 0 | 0.364 | 1 | 1 | cs | TRUE

## trafo
| name | std_type | hv_bus | lv_bus | sn_mva | vn_hv_kv | vn_lv_kv | vk_percent | vkr_percent | pfe_kw | i0_percent | shift_degree | tap_side | tap_neutral | tap_min | tap_max | tap_step_percent | tap_step_degree | tap_pos | tap_phase_shifter | parallel | df | in_service
0 | LV_1063-6_0_4_trafo_53 | 0.63 MVA 20/0.4 kV | 113 | 24 | 0.63 | 20 | 0.4 | 6 | 1.206 | 1.65 | 0.2619 | 150 | hv | 0 | -2 | 2 | 2.5 | 0 | 0 | FALSE | 1 | 1 | TRUE

## line_geodata
| x0 | y0 | x1 | y1 | x2 | y2 | x3 | y3 | x4 | y4 | x5 | y5 | x6 | y6 | x7 | y7 | x8 | y8 | x9 | y9 | x10 | y10
0 | 2671796.9063 | 1211674.1054 | 2671796.9063 | 1211674.1054 | 2671792.3948 | 1211680.6939
1 | 2671791.1384 | 1211667.1983 | 2671796.1226 | 1211671.0384 | 2671797.1286 | 1211672.6849 | 2671796.9063 | 1211674.1054
2 | 2671760.9957 | 1211709.3511 | 2671766.6818 | 1211712.955 | 2671768.9207 | 1211713.1821 | 2671770.554 | 1211712.5903 | 2671792.3948 | 1211680.6939
3 | 2671791.1384 | 1211667.1983 | 2671798.2415 | 1211657.2664
4 | 2671778.3016 | 1211670.5571 | 2671782.0648 | 1211672.9261 | 2671788.0137 | 1211664.8036 | 2671791.1384 | 1211667.1983
5 | 2671747.1581 | 1211722.6374 | 2671752.5517 | 1211713.2853 | 2671757.1874 | 1211706.9371 | 2671760.9957 | 1211709.3511
6 | 2671760.9957 | 1211709.3511 | 2671754.9289 | 1211718.4394 | 2671751.3166 | 1211726.2564 | 2671750.0216 | 1211734.1013 | 2671751.1822 | 1211743.1098 | 2671754.3226 | 1211751.1415 | 2671757.8116 | 1211756.124
7 | 2671815.2441 | 1211635.6338 | 2671811.6279 | 1211638.5491 | 2671798.2415 | 1211657.2664
8 | 2671778.3016 | 1211670.5571 | 2671769.3572 | 1211664.9237
9 | 2671778.3016 | 1211670.5571 | 2671789.332 | 1211654.8606
10 | 2671747.1581 | 1211722.6374 | 2671744.9356 | 1211733.6732 | 2671745.477 | 1211737.9695
11 | 2671747.1581 | 1211722.6374 | 2671742.3862 | 1211716.3094 | 2671735.2494 | 1211698.9314
12 | 2671757.8116 | 1211756.124 | 2671785.3978 | 1211795.5186
13 | 2671817.9737 | 1211633.4334 | 2671815.2441 | 1211635.6338
14 | 2671745.9865 | 1211576.2314 | 2671752.9985 | 1211580.1738 | 2671754.8 | 1211581.3851 | 2671755.2955 | 1211580.6239 | 2671757.7807 | 1211576.8069 | 2671758.1292 | 1211576.2663 | 2671758.5317 | 1211575.6486 | 2671761.0789 | 1211571.7323 | 2671761.6519 | 1211570.8497
15 | 2671759.8368 | 1211534.1382 | 2671765.0654 | 1211541.6725 | 2671759.5128 | 1211549.6885 | 2671763.1456 | 1211552.1782 | 2671757.8881 | 1211559.6752 | 2671757.1391 | 1211561.9232 | 2671757.1626 | 1211565.6592 | 2671758.9451 | 1211569.0827 | 2671761.6519 | 1211570.8497
16 | 2671761.6519 | 1211570.8497 | 2671793.6659 | 1211591.7562
17 | 2671745.9865 | 1211576.2314 | 2671743.5334 | 1211574.8566 | 2671737.5862 | 1211572.7282 | 2671731.7237 | 1211570.5119 | 2671723.9942 | 1211564.9377 | 2671723.2333 | 1211564.3949
18 | 2671745.9865 | 1211576.2314 | 2671744.2335 | 1211579.19 | 2671735.376 | 1211601.4995
19 | 2671759.8368 | 1211534.1382 | 2671752.8047 | 1211528.072 | 2671716.6795 | 1211496.8303
20 | 2671759.8368 | 1211534.1382 | 2671763.6098 | 1211522.4429 | 2671768.5472 | 1211507.5749
21 | 2671712.6361 | 1211554.6392 | 2671715.0208 | 1211556.6468 | 2671715.4537 | 1211557.9306 | 2671715.3605 | 1211558.73 | 2671716.3247 | 1211559.4309 | 2671722.4572 | 1211563.8407 | 2671723.2333 | 1211564.3949
22 | 2671723.2333 | 1211564.3949 | 2671719.4143 | 1211566.6504 | 2671715.5172 | 1211567.8154 | 2671711.8156 | 1211567.8932 | 2671706.8295 | 1211567.3551 | 2671691.9601 | 1211565.8509
23 | 2671735.376 | 1211601.4995 | 2671732.6749 | 1211608.3026 | 2671730.0296 | 1211612.9592
24 | 2671817.9737 | 1211633.4334 | 2671821.5719 | 1211631.2197 | 2671823.9068 | 1211631.0477 | 2671826.7011 | 1211631.8485 | 2671830.3185 | 1211633.7155 | 2671846.4757 | 1211643.6384 | 2671863.9046 | 1211655.0105
25 | 2671899.3354 | 1211678.1742 | 2671886.9254 | 1211670.0311 | 2671863.9046 | 1211655.0105
26 | 2671953.2604 | 1211697.9594 | 2671980.3671 | 1211682.4603
27 | 2671950.8872 | 1211712.0062 | 2671953.2222 | 1211707.4204 | 2671948.7591 | 1211704.487 | 2671946.9648 | 1211703.309 | 2671950.3352 | 1211700.4479 | 2671953.2604 | 1211697.9594
28 | 2671953.2604 | 1211697.9594 | 2671917.5559 | 1211674.9053
29 | 2671982.5618 | 1211681.2054 | 2671980.3671 | 1211682.4603
30 | 2671950.8872 | 1211712.0062 | 2671946.0623 | 1211708.8349
31 | 2671950.8872 | 1211712.0062 | 2671949.3307 | 1211715.056 | 2671950.4949 | 1211719.9621 | 2671954.0214 | 1211723.6847 | 2671960.6662 | 1211728.4345 | 2671964.073 | 1211729.8267
32 | 2671772.6996 | 1211493.2895 | 2671779.4326 | 1211495.7943 | 2671804.0929 | 1211504.5076 | 2671810.4319 | 1211507.5413
33 | 2671810.4319 | 1211507.5413 | 2671813.0648 | 1211504.7157 | 2671840.8467 | 1211469.4057 | 2671846.1158 | 1211464.1214 | 2671851.9557 | 1211468.2165 | 2671855.6224 | 1211470.6711
34 | 2671749.8359 | 1211455.2462 | 2671749.9038 | 1211462.2292 | 2671751.1513 | 1211465.9131 | 2671760.1497 | 1211477.1951 | 2671771.4755 | 1211490.1839 | 2671772.6996 | 1211493.2895
35 | 2671772.6996 | 1211493.2895 | 2671771.8179 | 1211497.7261 | 2671769.7232 | 1211504.0336
36 | 2672001.7153 | 1211573.5657 | 2671964.8489 | 1211546.1815 | 2671947.6276 | 1211533.7549 | 2671919.3021 | 1211513.3006 | 2671855.6224 | 1211470.6711
37 | 2671769.7232 | 1211504.0336 | 2671768.5472 | 1211507.5749
38 | 2671709.277 | 1211638.7071 | 2671728.7212 | 1211683.0353 | 2671735.2494 | 1211698.9314
39 | 2671946.0623 | 1211708.8349 | 2671939.8391 | 1211718.8996 | 2671936.0469 | 1211729.0046 | 2671931.4761 | 1211736.2652 | 2671925.6869 | 1211743.1108 | 2671922.7165 | 1211746.4458
40 | 2671946.0623 | 1211708.8349 | 2671925.8918 | 1211695.5997
41 | 2671712.6361 | 1211554.6392 | 2671714.7977 | 1211551.8189 | 2671717.7237 | 1211547.9961 | 2671717.9708 | 1211547.6656 | 2671718.4495 | 1211547.0376 | 2671721.4836 | 1211543.0716 | 2671722.024 | 1211542.3665
42 | 2671712.6361 | 1211554.6392 | 2671703.6163 | 1211547.0506
43 | 2671691.9601 | 1211565.8509 | 2671664.5682 | 1211563.0798
44 | 2671994.6403 | 1211674.2992 | 2671982.5618 | 1211681.2054
45 | 2671994.6403 | 1211674.2992 | 2671998.5539 | 1211667.9869 | 2672000.2585 | 1211662.1149 | 2671999.5339 | 1211658.5758
46 | 2671998.7158 | 1211654.5804 | 2671998.7158 | 1211654.5804 | 2671999.5339 | 1211658.5758
47 | 2672001.7153 | 1211573.5657 | 2672015.6605 | 1211581.0165 | 2672020.1257 | 1211582.5268 | 2672023.9354 | 1211582.306 | 2672028.2318 | 1211580.8014 | 2672034.6877 | 1211577.2882 | 2672040.6503 | 1211571.8457 | 2672042.9367 | 1211568.1376 | 2672045.2772 | 1211564.3635 | 2672046.914 | 1211558.4573
48 | 2672046.914 | 1211558.4573 | 2672071.5438 | 1211569.6396
49 | 2672046.914 | 1211558.4573 | 2672045.3486 | 1211550.2777 | 2672042.7863 | 1211537.8168 | 2672040.4242 | 1211525.7696 | 2672040.5311 | 1211523.4467
50 | 2671722.024 | 1211542.3665 | 2671728.6665 | 1211547.5329
51 | 2671722.024 | 1211542.3665 | 2671717.5747 | 1211538.8997 | 2671704.8867 | 1211526.0725 | 2671695.0834 | 1211518.3536
52 | 2671703.6163 | 1211547.0506 | 2671688.2093 | 1211534.0883 | 2671686.531 | 1211532.1002 | 2671684.6679 | 1211528.42 | 2671670.8114 | 1211516.8905
53 | 2671537.4665 | 1211339.7683 | 2671528.19 | 1211337.6892 | 2671509.9153 | 1211333.1339 | 2671504.703 | 1211333.0714 | 2671498.8631 | 1211334.6469
54 | 2671498.8631 | 1211334.6469 | 2671497.8112 | 1211331.7436 | 2671500.5518 | 1211320.5583 | 2671500.3651 | 1211318.388 | 2671498.2343 | 1211314.838 | 2671498.2343 | 1211314.838
55 | 2671537.4665 | 1211339.7683 | 2671547.8722 | 1211342.1057 | 2671566.237 | 1211345.2211
56 | 2671537.4665 | 1211339.7683 | 2671542.3455 | 1211319.8821
57 | 2671498.2343 | 1211314.838 | 2671493.2261 | 1211311.0502
58 | 2671614.6558 | 1211356.527 | 2671614.3855 | 1211354.3557 | 2671614.2888 | 1211353.554 | 2671601.4396 | 1211351.1548
59 | 2671614.6558 | 1211356.527 | 2671615.2031 | 1211360.9474 | 2671624.2508 | 1211362.7551
60 | 2671601.4396 | 1211351.1548 | 2671600.3527 | 1211350.9518 | 2671587.5741 | 1211348.8257
61 | 2671658.1779 | 1211379.1748 | 2671641.8845 | 1211368.4835 | 2671634.8843 | 1211365.4309 | 2671629.5312 | 1211363.8101 | 2671624.2508 | 1211362.7551
62 | 2671587.5741 | 1211348.8257 | 2671582.9245 | 1211348.052 | 2671566.237 | 1211345.2211
63 | 2671553.7741 | 1211273.3 | 2671542.3455 | 1211319.8821
64 | 2671801.1512 | 1211815.701 | 2671799.6921 | 1211814.4493 | 2671790.4638 | 1211802.7531 | 2671785.3978 | 1211795.5186
65 | 2671709.277 | 1211638.7071 | 2671718.1547 | 1211629.6748 | 2671727.0543 | 1211618.1968 | 2671730.0296 | 1211612.9592
66 | 2671925.8918 | 1211695.5997 | 2671899.3354 | 1211678.1742
67 | 2671749.8359 | 1211455.2462 | 2671750.2066 | 1211451.5928 | 2671750.3098 | 1211450.5934
68 | 2671709.277 | 1211638.7071 | 2671693.6364 | 1211651.5272 | 2671687.2545 | 1211656.402
69 | 2671894.0273 | 1211766.6945 | 2671902.5992 | 1211764.7684 | 2671911.203 | 1211760.814 | 2671920.3179 | 1211749.1388 | 2671922.7165 | 1211746.4458
70 | 2671998.7158 | 1211654.5804 | 2671994.5094 | 1211648.637 | 2671986.2573 | 1211639.7986 | 2671975.105 | 1211632.3498
71 | 2672071.5438 | 1211569.6396 | 2672079.5748 | 1211570.4642
72 | 2672052.6324 | 1211487.693 | 2672052.6324 | 1211487.693 | 2672040.9498 | 1211514.3465 | 2672040.5311 | 1211523.4467
73 | 2671658.1779 | 1211379.1748 | 2671658.977 | 1211377.8169 | 2671660.7844 | 1211374.7478 | 2671661.8859 | 1211372.882 | 2671662.2739 | 1211372.2196
74 | 2671662.2739 | 1211372.2196 | 2671677.4882 | 1211384.1654 | 2671678.3854 | 1211384.943
75 | 2671720.2133 | 1211420.6016 | 2671710.9859 | 1211413.1972 | 2671678.3854 | 1211384.943
76 | 2671742.848 | 1211442.3429 | 2671744.1221 | 1211443.8147 | 2671750.3098 | 1211450.5934
77 | 2671742.848 | 1211442.3429 | 2671732.8277 | 1211430.7263 | 2671720.2133 | 1211420.6016
78 | 2671720.2133 | 1211420.6016 | 2671721.6592 | 1211419.1737 | 2671724.7229 | 1211417.6219
79 | 2671561.6174 | 1211245.3654 | 2671559.4021 | 1211255.1894 | 2671553.7741 | 1211273.3
80 | 2671559.4986 | 1211275.6479 | 2671553.7741 | 1211273.3
81 | 2671687.2545 | 1211656.402 | 2671676.9776 | 1211664.2518
82 | 2671666.0995 | 1211675.3261 | 2671673.474 | 1211666.928 | 2671676.9776 | 1211664.2518
83 | 2671666.0995 | 1211675.3261 | 2671652.8189 | 1211690.4502 | 2671635.0082 | 1211714.4181 | 2671626.8765 | 1211725.8757
84 | 2671906.1691 | 1211588.4451 | 2671914.0797 | 1211591.5868 | 2671919.9317 | 1211595.9268 | 2671927.3979 | 1211602.5209 | 2671967.0503 | 1211626.9699 | 2671975.105 | 1211632.3498
85 | 2671906.1691 | 1211588.4451 | 2671892.5685 | 1211610.2087
86 | 2671881.8469 | 1211627.3653 | 2671892.5685 | 1211610.2087
87 | 2671559.4986 | 1211275.6479 | 2671563.1284 | 1211277.1368 | 2671576.3305 | 1211285.8228 | 2671593.5947 | 1211301.0315
88 | 2671802.3998 | 1211816.7611 | 2671801.1512 | 1211815.701
89 | 2671802.3998 | 1211816.7611 | 2671808.7325 | 1211809.5661 | 2671821.8041 | 1211806.8773 | 2671824.1208 | 1211807.5817
90 | 2671801.1512 | 1211815.701 | 2671806.3842 | 1211801.3883 | 2671812.2218 | 1211790.5073 | 2671816.7681 | 1211785.2698 | 2671825.3469 | 1211782.1266 | 2671833.7328 | 1211780.2424
91 | 2671564.7233 | 1211246.1921 | 2671561.6174 | 1211245.3654
92 | 2671564.7233 | 1211246.1921 | 2671565.5506 | 1211242.4774 | 2671567.1005 | 1211235.5361 | 2671568.3637 | 1211229.7032
93 | 2671564.7233 | 1211246.1921 | 2671568.003 | 1211247.0875 | 2671571.8836 | 1211250.4806 | 2671583.8388 | 1211260.4859 | 2671590.8555 | 1211266.6072 | 2671614.208 | 1211286.0957
94 | 2671568.3637 | 1211229.7032 | 2671573.0692 | 1211230.8381 | 2671587.5339 | 1211243.2416
95 | 2671568.3637 | 1211229.7032 | 2671564.9159 | 1211228.8724 | 2671567.9884 | 1211212.8436
96 | 2671568.3637 | 1211229.7032 | 2671570.4151 | 1211220.2329 | 2671572.3423 | 1211208.4598 | 2671573.2386 | 1211199.7548
97 | 2671614.208 | 1211286.0957 | 2671618.9573 | 1211290.0591 | 2671635.2965 | 1211303.9195 | 2671651.1931 | 1211316.6628 | 2671665.9134 | 1211329.8923 | 2671678.6383 | 1211339.6958 | 2671683.6366 | 1211342.9299
98 | 2671567.9884 | 1211212.8436 | 2671559.7399 | 1211209.9429 | 2671547.8377 | 1211194.4714
99 | 2671574.8798 | 1211178.4516 | 2671574.5983 | 1211183.2155 | 2671573.4262 | 1211197.9329 | 2671573.2386 | 1211199.7548
100 | 2671795.3823 | 1211427.15 | 2671786.285 | 1211424.6209 | 2671780.6765 | 1211420.8622 | 2671768.3518 | 1211410.0405 | 2671749.7284 | 1211394.7069 | 2671729.6508 | 1211377.6993 | 2671711.0808 | 1211362.3331 | 2671698.0025 | 1211352.2252 | 2671683.6366 | 1211342.9299
101 | 2671579.3992 | 1211109.9382 | 2671579.1719 | 1211113.0486 | 2671577.7214 | 1211133.2216 | 2671576.4008 | 1211152.7069 | 2671574.8798 | 1211178.4516
102 | 2671610.9667 | 1211098.621 | 2671608.6923 | 1211099.4275 | 2671604.7774 | 1211100.7925 | 2671603.627 | 1211101.6682 | 2671602.6609 | 1211103.013 | 2671601.2499 | 1211104.6971 | 2671599.3447 | 1211105.7749 | 2671593.0044 | 1211107.8668 | 2671585.9182 | 1211109.4161 | 2671581.96 | 1211109.9579 | 2671579.3992 | 1211109.9382
103 | 2671610.9667 | 1211098.621 | 2671623.7989 | 1211112.1946 | 2671630.346 | 1211117.5655 | 2671641.529 | 1211126.0717 | 2671650.1293 | 1211130.7001 | 2671658.7384 | 1211134.5837 | 2671670.8347 | 1211140.4549 | 2671677.1438 | 1211143.4881 | 2671682.6929 | 1211145.8896 | 2671698.0521 | 1211158.4214
104 | 2671698.0521 | 1211158.4214 | 2671698.3764 | 1211158.686 | 2671720.2835 | 1211167.0768 | 2671733.9964 | 1211179.4271 | 2671754.7691 | 1211187.3485 | 2671760.4386 | 1211189.5037
105 | 2671798.3257 | 1211213.8395 | 2671793.6859 | 1211210.0642 | 2671780.9158 | 1211199.5929 | 2671769.997 | 1211193.1464 | 2671762.9542 | 1211190.46 | 2671760.4386 | 1211189.5037
106 | 2671898.6653 | 1211350.5684 | 2671890.179 | 1211344.6771 | 2671883.6681 | 1211336.9716 | 2671881.8413 | 1211332.3013
107 | 2671898.6653 | 1211350.5684 | 2671912.8175 | 1211360.3931 | 2671913.9105 | 1211361.4458
108 | 2671881.8413 | 1211332.3013 | 2671879.0016 | 1211325.0412 | 2671871.8798 | 1211313.6548
109 | 2671871.8798 | 1211313.6548 | 2671871.7902 | 1211313.5117
110 | 2671798.3257 | 1211213.8395 | 2671810.1069 | 1211223.4257 | 2671830.3659 | 1211234.2319 | 2671841.2042 | 1211249.2385 | 2671843.9923 | 1211253.0967 | 2671849.4929 | 1211270.2292 | 2671855.1273 | 1211288.8754 | 2671862.4225 | 1211299.6145 | 2671870.8526 | 1211312.0127 | 2671871.7902 | 1211313.5117
111 | 2672079.5748 | 1211570.4642 | 2672089.4627 | 1211571.4794 | 2672099.4408 | 1211574.5686

## bus_geodata
| x | y | coords
0 | 2671796.9063 | 1211674.1054
1 | 2671792.3949 | 1211680.6939
2 | 2671791.1384 | 1211667.1983
3 | 2671760.9957 | 1211709.3511
4 | 2671798.2415 | 1211657.2664
5 | 2671778.3016 | 1211670.5571
6 | 2671747.1581 | 1211722.6374
7 | 2671757.8116 | 1211756.124
8 | 2671815.2441 | 1211635.6338
9 | 2671761.6519 | 1211570.8497
10 | 2671745.9865 | 1211576.2314
11 | 2671759.8368 | 1211534.1382
12 | 2671793.6659 | 1211591.7562
13 | 2671723.2333 | 1211564.3949
14 | 2671735.376 | 1211601.4995
15 | 2671817.9737 | 1211633.4334
16 | 2671863.9046 | 1211655.0105
17 | 2671953.2604 | 1211697.9594
18 | 2671980.3671 | 1211682.4603
19 | 2671950.8872 | 1211712.0062
20 | 2671917.5559 | 1211674.9053
21 | 2671810.4319 | 1211507.5413
22 | 2671772.6996 | 1211493.2895
23 | 2671855.6224 | 1211470.6711
24 | 2671716.6795 | 1211496.8303
25 | 2671768.5472 | 1211507.5749
26 | 2671745.477 | 1211737.9695
27 | 2671735.2494 | 1211698.9314
28 | 2671769.3572 | 1211664.9237
29 | 2671789.332 | 1211654.8606
30 | 2671946.0623 | 1211708.8349
31 | 2671964.073 | 1211729.8267
32 | 2671712.6361 | 1211554.6392
33 | 2671691.9601 | 1211565.8509
34 | 2671994.6403 | 1211674.2992
35 | 2671982.5618 | 1211681.2054
36 | 2671999.5339 | 1211658.5758
37 | 2672001.7153 | 1211573.5657
38 | 2672046.914 | 1211558.4573
39 | 2671722.024 | 1211542.3665
40 | 2671703.6163 | 1211547.0506
41 | 2671728.6665 | 1211547.5329
42 | 2671695.0834 | 1211518.3536
43 | 2671498.8631 | 1211334.6469
44 | 2671537.4665 | 1211339.7683
45 | 2671498.2343 | 1211314.838
46 | 2671614.6558 | 1211356.527
47 | 2671601.4396 | 1211351.1548
48 | 2671624.2508 | 1211362.7551
49 | 2671566.237 | 1211345.2211
50 | 2671542.3455 | 1211319.8821
51 | 2671785.3978 | 1211795.5186
52 | 2671730.0296 | 1211612.9592
53 | 2671899.3354 | 1211678.1742
54 | 2671749.8359 | 1211455.2462
55 | 2671769.7232 | 1211504.0336
56 | 2671709.277 | 1211638.7071
57 | 2671922.7165 | 1211746.4458
58 | 2671925.8918 | 1211695.5997
59 | 2671664.5682 | 1211563.0798
60 | 2671998.7158 | 1211654.5804
61 | 2672071.5438 | 1211569.6396
62 | 2672040.5311 | 1211523.4467
63 | 2671670.8114 | 1211516.8905
64 | 2671493.2261 | 1211311.0502
65 | 2671587.5741 | 1211348.8257
66 | 2671658.1779 | 1211379.1748
67 | 2671662.2739 | 1211372.2196
68 | 2671678.3854 | 1211384.943
69 | 2671750.3098 | 1211450.5934
70 | 2671720.2133 | 1211420.6016
71 | 2671742.848 | 1211442.343
72 | 2671724.7229 | 1211417.6219
73 | 2671553.7741 | 1211273.3
74 | 2671687.2545 | 1211656.402
75 | 2671676.9776 | 1211664.2518
76 | 2671666.0995 | 1211675.3261
77 | 2671626.8765 | 1211725.8757
78 | 2671906.1691 | 1211588.4451
79 | 2671975.105 | 1211632.3498
80 | 2671892.5685 | 1211610.2087
81 | 2671593.5947 | 1211301.0315
82 | 2671559.4986 | 1211275.6479
83 | 2671881.8469 | 1211627.3653
84 | 2671802.3998 | 1211816.7611
85 | 2671801.1512 | 1211815.701
86 | 2671824.1208 | 1211807.5817
87 | 2671833.7328 | 1211780.2424
88 | 2671894.0273 | 1211766.6945
89 | 2671564.7233 | 1211246.1921
90 | 2671561.6174 | 1211245.3654
91 | 2671568.3637 | 1211229.7032
92 | 2671614.208 | 1211286.0957
93 | 2671587.5339 | 1211243.2416
94 | 2671567.9884 | 1211212.8436
95 | 2671573.2386 | 1211199.7548
96 | 2671683.6366 | 1211342.9299
97 | 2671547.8377 | 1211194.4714
98 | 2671574.8798 | 1211178.4516
99 | 2671579.3992 | 1211109.9382
100 | 2671610.9667 | 1211098.621
101 | 2671698.0521 | 1211158.4214
102 | 2671760.4386 | 1211189.5037
103 | 2671898.6653 | 1211350.5684
104 | 2671881.8413 | 1211332.3013
105 | 2671913.9105 | 1211361.4458
106 | 2671871.8798 | 1211313.6548
107 | 2671871.7902 | 1211313.5117
108 | 2672052.6324 | 1211487.693
109 | 2671798.3257 | 1211213.8395
110 | 2672079.5748 | 1211570.4642
111 | 2672099.4408 | 1211574.5686
112 | 2671795.3823 | 1211427.15
113 | 2671759.8368 | 1211534.1382

## line_std_types
| c_nf_per_km | r_ohm_per_km | x_ohm_per_km | max_i_ka | type | q_mm2 | alpha | voltage_rating
NAYY 4x50 SE | 210 | 0.642 | 0.083 | 0.142 | cs | 50 | 0.00403 | LV
NAYY 4x120 SE | 264 | 0.225 | 0.08 | 0.242 | cs | 120 | 0.00403 | LV
NAYY 4x150 SE | 261 | 0.208 | 0.08 | 0.27 | cs | 150 | 0.00403 | LV
NA2XS2Y 1x95 RM/25 12/20 kV | 216 | 0.313 | 0.132 | 0.252 | cs | 95 | 0.00403 | MV
NA2XS2Y 1x185 RM/25 12/20 kV | 273 | 0.161 | 0.117 | 0.362 | cs | 185 | 0.00403 | MV
NA2XS2Y 1x240 RM/25 12/20 kV | 304 | 0.122 | 0.112 | 0.421 | cs | 240 | 0.00403 | MV
NA2XS2Y 1x95 RM/25 6/10 kV | 315 | 0.313 | 0.123 | 0.249 | cs | 95 | 0.00403 | MV
NA2XS2Y 1x185 RM/25 6/10 kV | 406 | 0.161 | 0.11 | 0.358 | cs | 185 | 0.00403 | MV
NA2XS2Y 1x240 RM/25 6/10 kV | 456 | 0.122 | 0.105 | 0.416 | cs | 240 | 0.00403 | MV
NA2XS2Y 1x150 RM/25 12/20 kV | 250 | 0.206 | 0.116 | 0.319 | cs | 150 | 0.00403 | MV
NA2XS2Y 1x120 RM/25 12/20 kV | 230 | 0.253 | 0.119 | 0.283 | cs | 120 | 0.00403 | MV
NA2XS2Y 1x70 RM/25 12/20 kV | 190 | 0.443 | 0.132 | 0.22 | cs | 70 | 0.00403 | MV
NA2XS2Y 1x150 RM/25 6/10 kV | 360 | 0.206 | 0.11 | 0.315 | cs | 150 | 0.00403 | MV
NA2XS2Y 1x120 RM/25 6/10 kV | 340 | 0.253 | 0.113 | 0.28 | cs | 120 | 0.00403 | MV
NA2XS2Y 1x70 RM/25 6/10 kV | 280 | 0.443 | 0.123 | 0.217 | cs | 70 | 0.00403 | MV
N2XS(FL)2Y 1x120 RM/35 64/110 kV | 112 | 0.153 | 0.166 | 0.366 | cs | 120 | 0.00393 | HV
N2XS(FL)2Y 1x185 RM/35 64/110 kV | 125 | 0.099 | 0.156 | 0.457 | cs | 185 | 0.00393 | HV
N2XS(FL)2Y 1x240 RM/35 64/110 kV | 135 | 0.075 | 0.149 | 0.526 | cs | 240 | 0.00393 | HV
N2XS(FL)2Y 1x300 RM/35 64/110 kV | 144 | 0.06 | 0.144 | 0.588 | cs | 300 | 0.00393 | HV
15-AL1/3-ST1A 0.4 | 11 | 1.8769 | 0.35 | 0.105 | ol | 16 | 0.00403 | LV
24-AL1/4-ST1A 0.4 | 11.25 | 1.2012 | 0.335 | 0.14 | ol | 24 | 0.00403 | LV
48-AL1/8-ST1A 0.4 | 12.2 | 0.5939 | 0.3 | 0.21 | ol | 48 | 0.00403 | LV
94-AL1/15-ST1A 0.4 | 13.2 | 0.306 | 0.29 | 0.35 | ol | 94 | 0.00403 | LV
34-AL1/6-ST1A 10.0 | 9.7 | 0.8342 | 0.36 | 0.17 | ol | 34 | 0.00403 | MV
48-AL1/8-ST1A 10.0 | 10.1 | 0.5939 | 0.35 | 0.21 | ol | 48 | 0.00403 | MV
70-AL1/11-ST1A 10.0 | 10.4 | 0.4132 | 0.339 | 0.29 | ol | 70 | 0.00403 | MV
94-AL1/15-ST1A 10.0 | 10.75 | 0.306 | 0.33 | 0.35 | ol | 94 | 0.00403 | MV
122-AL1/20-ST1A 10.0 | 11.1 | 0.2376 | 0.323 | 0.41 | ol | 122 | 0.00403 | MV
149-AL1/24-ST1A 10.0 | 11.25 | 0.194 | 0.315 | 0.47 | ol | 149 | 0.00403 | MV
34-AL1/6-ST1A 20.0 | 9.15 | 0.8342 | 0.382 | 0.17 | ol | 34 | 0.00403 | MV
48-AL1/8-ST1A 20.0 | 9.5 | 0.5939 | 0.372 | 0.21 | ol | 48 | 0.00403 | MV
70-AL1/11-ST1A 20.0 | 9.7 | 0.4132 | 0.36 | 0.29 | ol | 70 | 0.00403 | MV
94-AL1/15-ST1A 20.0 | 10 | 0.306 | 0.35 | 0.35 | ol | 94 | 0.00403 | MV
122-AL1/20-ST1A 20.0 | 10.3 | 0.2376 | 0.344 | 0.41 | ol | 122 | 0.00403 | MV
149-AL1/24-ST1A 20.0 | 10.5 | 0.194 | 0.337 | 0.47 | ol | 149 | 0.00403 | MV
184-AL1/30-ST1A 20.0 | 10.75 | 0.1571 | 0.33 | 0.535 | ol | 184 | 0.00403 | MV
243-AL1/39-ST1A 20.0 | 11 | 0.1188 | 0.32 | 0.645 | ol | 243 | 0.00403 | MV
48-AL1/8-ST1A 110.0 | 8 | 0.5939 | 0.46 | 0.21 | ol | 48 | 0.00403 | HV
70-AL1/11-ST1A 110.0 | 8.4 | 0.4132 | 0.45 | 0.29 | ol | 70 | 0.00403 | HV
94-AL1/15-ST1A 110.0 | 8.65 | 0.306 | 0.44 | 0.35 | ol | 94 | 0.00403 | HV
122-AL1/20-ST1A 110.0 | 8.5 | 0.2376 | 0.43 | 0.41 | ol | 122 | 0.00403 | HV
149-AL1/24-ST1A 110.0 | 8.75 | 0.194 | 0.41 | 0.47 | ol | 149 | 0.00403 | HV
184-AL1/30-ST1A 110.0 | 8.8 | 0.1571 | 0.4 | 0.535 | ol | 184 | 0.00403 | HV
243-AL1/39-ST1A 110.0 | 9 | 0.1188 | 0.39 | 0.645 | ol | 243 | 0.00403 | HV
305-AL1/39-ST1A 110.0 | 9.2 | 0.0949 | 0.38 | 0.74 | ol | 305 | 0.00403 | HV
490-AL1/64-ST1A 110.0 | 9.75 | 0.059 | 0.37 | 0.96 | ol | 490 | 0.00403 | HV
679-AL1/86-ST1A 110.0 | 9.95 | 0.042 | 0.36 | 1.15 | ol | 679 | 0.00403 | HV
490-AL1/64-ST1A 220.0 | 10 | 0.059 | 0.285 | 0.96 | ol | 490 | 0.00403 | HV
679-AL1/86-ST1A 220.0 | 11.7 | 0.042 | 0.275 | 1.15 | ol | 679 | 0.00403 | HV
490-AL1/64-ST1A 380.0 | 11 | 0.059 | 0.253 | 0.96 | ol | 490 | 0.00403 | HV
679-AL1/86-ST1A 380.0 | 14.6 | 0.042 | 0.25 | 1.15 | ol | 679 | 0.00403 | HV

## trafo_std_types
| i0_percent | pfe_kw | vkr_percent | sn_mva | vn_lv_kv | vn_hv_kv | vk_percent | shift_degree | vector_group | tap_side | tap_neutral | tap_min | tap_max | tap_step_degree | tap_step_percent | tap_phase_shifter
160 MVA 380/110 kV | 0.06 | 60 | 0.25 | 160 | 110 | 380 | 12.2 | 0 | Yy0 | hv | 0 | -9 | 9 | 0 | 1.5 | FALSE
100 MVA 220/110 kV | 0.06 | 55 | 0.26 | 100 | 110 | 220 | 12 | 0 | Yy0 | hv | 0 | -9 | 9 | 0 | 1.5 | FALSE
63 MVA 110/20 kV | 0.04 | 22 | 0.32 | 63 | 20 | 110 | 18 | 150 | YNd5 | hv | 0 | -9 | 9 | 0 | 1.5 | FALSE
40 MVA 110/20 kV | 0.05 | 18 | 0.34 | 40 | 20 | 110 | 16.2 | 150 | YNd5 | hv | 0 | -9 | 9 | 0 | 1.5 | FALSE
25 MVA 110/20 kV | 0.07 | 14 | 0.41 | 25 | 20 | 110 | 12 | 150 | YNd5 | hv | 0 | -9 | 9 | 0 | 1.5 | FALSE
63 MVA 110/10 kV | 0.04 | 22 | 0.32 | 63 | 10 | 110 | 18 | 150 | YNd5 | hv | 0 | -9 | 9 | 0 | 1.5 | FALSE
40 MVA 110/10 kV | 0.05 | 18 | 0.34 | 40 | 10 | 110 | 16.2 | 150 | YNd5 | hv | 0 | -9 | 9 | 0 | 1.5 | FALSE
25 MVA 110/10 kV | 0.07 | 14 | 0.41 | 25 | 10 | 110 | 12 | 150 | YNd5 | hv | 0 | -9 | 9 | 0 | 1.5 | FALSE
0.25 MVA 20/0.4 kV | 0.32 | 0.8 | 1.44 | 0.25 | 0.4 | 20 | 6 | 150 | Yzn5 | hv | 0 | -2 | 2 | 0 | 2.5 | FALSE
0.4 MVA 20/0.4 kV | 0.3375 | 1.35 | 1.425 | 0.4 | 0.4 | 20 | 6 | 150 | Dyn5 | hv | 0 | -2 | 2 | 0 | 2.5 | FALSE
0.63 MVA 20/0.4 kV | 0.2619 | 1.65 | 1.206 | 0.63 | 0.4 | 20 | 6 | 150 | Dyn5 | hv | 0 | -2 | 2 | 0 | 2.5 | FALSE
0.25 MVA 10/0.4 kV | 0.24 | 0.6 | 1.2 | 0.25 | 0.4 | 10 | 4 | 150 | Dyn5 | hv | 0 | -2 | 2 | 0 | 2.5 | FALSE
0.4 MVA 10/0.4 kV | 0.2375 | 0.95 | 1.325 | 0.4 | 0.4 | 10 | 4 | 150 | Dyn5 | hv | 0 | -2 | 2 | 0 | 2.5 | FALSE
0.63 MVA 10/0.4 kV | 0.1873 | 1.18 | 1.0794 | 0.63 | 0.4 | 10 | 4 | 150 | Dyn5 | hv | 0 | -2 | 2 | 0 | 2.5 | FALSE

## trafo3w_std_types
| sn_hv_mva | sn_mv_mva | sn_lv_mva | vn_hv_kv | vn_mv_kv | vn_lv_kv | vk_hv_percent | vk_mv_percent | vk_lv_percent | vkr_hv_percent | vkr_mv_percent | vkr_lv_percent | pfe_kw | i0_percent | shift_mv_degree | shift_lv_degree | vector_group | tap_side | tap_neutral | tap_min | tap_max | tap_step_percent
63/25/38 MVA 110/20/10 kV | 63 | 25 | 38 | 110 | 20 | 10 | 10.4 | 10.4 | 10.4 | 0.28 | 0.32 | 0.35 | 35 | 0.89 | 0 | 0 | YN0yn0yn0 | hv | 0 | -10 | 10 | 1.2
63/25/38 MVA 110/10/10 kV | 63 | 25 | 38 | 110 | 10 | 10 | 10.4 | 10.4 | 10.4 | 0.28 | 0.32 | 0.35 | 35 | 0.89 | 0 | 0 | YN0yn0yn0 | hv | 0 | -10 | 10 | 1.2

## fuse_std_types
| fuse_type | i_rated_a | t_avg | t_min | t_total | x_avg | x_min | x_total
HV 100A | HV 100A | 100 | 0 | [10.0, 3.64, 0.854, 0.281, 0.1, 0.0531, 0.022, 0.01] | [10.0, 4.267, 1.21, 0.403, 0.1, 0.058, 0.022, 0.01] | 0 | [300.0, 350.0, 450.0, 550.0, 700.0, 850.0, 1200.0, 1752.0] | [600.0, 700.0, 900.0, 1150.0, 1665.0, 2000.0, 3000.0, 4313.0]
HV 10A | HV 10A | 10 | 0 | [10.0, 1675.0, 0.344, 0.156, 0.1, 0.0417, 0.0171, 0.01] | [10.0, 1.3, 0.3, 0.155, 0.1, 0.0555, 0.023, 0.01] | 0 | [30.0, 32.0, 35.0, 37.0, 39.0, 50.0, 70.0, 88.0] | [60.0, 70.0, 80.0, 87.0, 94.0, 110.0, 150.0, 216.0]
HV 125A | HV 125A | 125 | 0 | [10.0, 1.82, 0.344, 0.1, 0.0467, 0.0269, 0.01] | [10.0, 2.478, 0.426, 0.1, 0.0427, 0.0211, 0.01] | 0 | [375.0, 500.0, 700.0, 925.0, 1200.0, 1500.0, 2341.0] | [750.0, 1000.0, 1500.0, 2200.0, 3000.0, 4000.0, 5765.0]
HV 160A | HV 160A | 160 | 0 | [10.0, 4.15, 1.03, 0.198, 0.1, 0.051, 0.0172, 0.01] | [10.0, 2.3, 0.734, 0.274, 0.1, 0.046, 0.0177, 0.01] | 0 | [480.0, 550.0, 700.0, 1000.0, 1260.0, 1600.0, 2500.0, 3227.0] | [960.0, 1300.0, 1700.0, 2200.0, 2996.0, 4000.0, 6000.0, 7946.0]
HV 16A | HV 16A | 16 | 0 | [10.0, 0.352, 0.164, 0.1, 0.0649, 0.0342, 0.01] | [10.0, 2.34, 0.722, 0.181, 0.1, 0.055, 0.0296, 0.01] | 0 | [48.0, 60.0, 65.0, 71.0, 80.0, 100.0, 162.0] | [96.0, 110.0, 125.0, 150.0, 168.0, 200.0, 250.0, 398.0]
HV 200A | HV 200A | 200 | 0 | [10.0, 4.267, 1.21, 0.403, 0.1, 0.058, 0.022, 0.01] | [10.0, 3.73, 1.654, 0.328, 0.1, 0.0531, 0.019, 0.01] | 0 | [600.0, 700.0, 900.0, 1150.0, 1665.0, 2000.0, 3000.0, 4313.0] | [1200.0, 1500.0, 1800.0, 2700.0, 3960.0, 5000.0, 7500.0, 10620.0]
HV 20A | HV 20A | 20 | 0 | [10.0, 1.3, 0.3, 0.155, 0.1, 0.0555, 0.023, 0.01] | [10.0, 1.3, 0.161, 0.1, 0.0611, 0.0399, 0.0141, 0.01] | 0 | [60.0, 70.0, 80.0, 87.0, 94.0, 110.0, 150.0, 216.0] | [120.0, 150.0, 200.0, 223.0, 260.0, 300.0, 450.0, 532.0]
HV 25A | HV 25A | 25 | 0 | [10.0, 2.512, 0.833, 0.299, 0.1, 0.0372, 0.0223, 0.01] | [10.0, 3.125, 0.597, 0.198, 0.1, 0.0378, 0.022, 0.01] | 0 | [75.0, 82.0, 90.0, 100.0, 124.0, 170.0, 200.0, 289.0] | [150.0, 170.0, 210.0, 250.0, 294.0, 400.0, 500.0, 711.0]
HV 31.5A | HV 31.5A | 31.5 | 0 | [10.0, 2.34, 0.722, 0.181, 0.1, 0.055, 0.0296, 0.01] | [10.0, 2.84, 0.368, 0.164, 0.1, 0.0621, 0.0378, 0.0195, 0.01] | 0 | [95.0, 110.0, 125.0, 150.0, 165.0, 200.0, 250.0, 390.0] | [189.0, 220.0, 300.0, 350.0, 393.0, 450.0, 530.0, 700.0, 960.0]
HV 40A | HV 40A | 40 | 0 | [10.0, 1.3, 0.161, 0.1, 0.0611, 0.0399, 0.0141, 0.01] | [10.0, 2.05, 0.369, 0.198, 0.1, 0.051, 0.0298, 0.01] | 0 | [120.0, 150.0, 200.0, 223.0, 260.0, 300.0, 450.0, 532.0] | [240.0, 300.0, 400.0, 450.0, 530.0, 650.0, 800.0, 1311.0]
HV 50A | HV 50A | 50 | 0 | [10.0, 3.215, 0.597, 0.198, 0.1, 0.0378, 0.022, 0.01] | [10.0, 3.64, 0.854, 0.281, 0.1, 0.0531, 0.022, 0.01] | 0 | [150.0, 170.0, 210.0, 250.0, 294.0, 400.0, 500.0, 711.0] | [300.0, 350.0, 450.0, 550.0, 700.0, 850.0, 1200.0, 1752.0]
HV 6.3A | HV 6.3A | 6.3 | 0 | [10.0, 1.39, 0.344, 0.168, 0.1, 0.056, 0.0263, 0.01] | [10.0, 1.711, 0.516, 0.198, 0.1, 0.0634, 0.0303, 0.01] | 0 | [19.0, 19.5, 20.4, 20.8, 22.0, 25.0, 32.0, 48.0] | [38.0, 40.0, 43.0, 48.0, 53.0, 60.0, 75.0, 118.0]
HV 63A | HV 63A | 63 | 0 | [10.0, 2.84, 0.368, 0.164, 0.1, 0.0621, 0.0378, 0.0195, 0.01] | [10.0, 1.82, 0.344, 0.1, 0.0467, 0.0269, 0.01] | 0 | [189.0, 220.0, 300.0, 350.0, 393.0, 450.0, 530.0, 700.0, 961.0] | [378.0, 500.0, 700.0, 934.0, 1200.0, 1500.0, 2366.0]
HV 80A | HV 80A | 80 | 0 | [10.0, 2.05, 0.369, 0.198, 0.1, 0.051, 0.0298, 0.01] | [10.0, 4.15, 1.03, 0.198, 0.1, 0.051, 0.0172, 0.01] | 0 | [240.0, 300.0, 400.0, 450.0, 530.0, 650.0, 800.0, 1311.0] | [480.0, 550.0, 700.0, 1000.0, 1260.0, 1600.0, 2500.0, 3227.0]
Siemens NH-1-100 | Siemens NH-1-100 | 100 | [5400.0, 2000.0, 400.0, 20.0, 1.0, 0.2, 0.012, 0.004] | 0 | 0 | [150.0, 190.0, 250.0, 430.0, 900.0, 1250.0, 2700.0, 3600.0] | 0 | 0
Siemens NH-1-125 | Siemens NH-1-125 | 125 | [4800.0, 120.0, 7.0, 0.1, 0.004] | 0 | 0 | [180.0, 400.0, 740.0, 2000.0, 4250.0] | 0 | 0
Siemens NH-1-16 | Siemens NH-1-16 | 16 | [4000.0, 400.0, 2.0, 0.1, 0.04, 0.01] | 0 | 0 | [26.0, 35.0, 75.0, 150.0, 200.0, 300.0] | 0 | 0
Siemens NH-1-160 | Siemens NH-1-160 | 160 | [4800.0, 120.0, 7.0, 0.1, 0.004] | 0 | 0 | [210.0, 500.0, 900.0, 2300.0, 5000.0] | 0 | 0
Siemens NH-1-25 | Siemens NH-1-25 | 25 | [4000.0, 1000.0, 10.0, 0.2, 0.02, 0.01] | 0 | 0 | [40.0, 50.0, 100.0, 210.0, 400.0, 500.0] | 0 | 0
Siemens NH-1-50 | Siemens NH-1-50 | 50 | [4000.0, 40.0, 4.0, 1.0, 0.02, 0.01] | 0 | 0 | [86.0, 200.0, 300.0, 400.0, 1000.0, 1280.0] | 0 | 0
Siemens NH-1-63 | Siemens NH-1-63 | 63 | [4000.0, 100.0, 10.0, 2.0, 0.04, 0.01] | 0 | 0 | [100.0, 200.0, 300.0, 400.0, 1000.0, 1500.0] | 0 | 0
Siemens NH-1-80 | Siemens NH-1-80 | 80 | [4800.0, 120.0, 7.0, 0.1, 0.01] | 0 | 0 | [150.58, 250.0, 450.0, 1150.0, 2470.0] | 0 | 0
Siemens NH-2-1000 | Siemens NH-2-1000 | 1000 | [4800.0, 120.0, 7.0, 0.1, 0.004] | 0 | 0 | [1900.0, 3500.0, 8400.0, 24000.0, 52000.0] | 0 | 0
Siemens NH-2-200 | Siemens NH-2-200 | 200 | [4800.0, 120.0, 7.0, 0.1, 0.004] | 0 | 0 | [280.0, 650.0, 1200.0, 3000.0, 7000.0] | 0 | 0
Siemens NH-2-224 | Siemens NH-2-224 | 224 | [4800.0, 120.0, 7.0, 0.2, 0.04, 0.004] | 0 | 0 | [400.0, 750.0, 1453.0, 3025.0, 4315.0, 7600.0] | 0 | 0
Siemens NH-2-250 | Siemens NH-2-250 | 250 | [4800.0, 120.0, 7.0, 0.1, 0.004] | 0 | 0 | [450.0, 800.0, 1650.0, 4000.0, 8500.0] | 0 | 0
Siemens NH-2-315 | Siemens NH-2-315 | 315 | [4800.0, 120.0, 7.0, 0.1, 0.004] | 0 | 0 | [550.0, 920.0, 1900.0, 5000.0, 11000.0] | 0 | 0
Siemens NH-2-355 | Siemens NH-2-355 | 355 | [4800.0, 120.0, 6.0, 0.1, 0.004] | 0 | 0 | [650.0, 1116.27, 2350.0, 5840.0, 12790.0] | 0 | 0
Siemens NH-2-400 | Siemens NH-2-400 | 400 | [4800.0, 120.0, 7.0, 0.1, 0.004] | 0 | 0 | [720.0, 1350.0, 2800.0, 6500.0, 15000.0] | 0 | 0
Siemens NH-2-425 | Siemens NH-2-425 | 425 | [4800.0, 120.0, 7.0, 0.1, 0.004] | 0 | 0 | [850.0, 1500.0, 3050.0, 7500.0, 16500.0] | 0 | 0
Siemens NH-2-630 | Siemens NH-2-630 | 630 | [4800.0, 120.0, 7.0, 0.1, 0.004] | 0 | 0 | [1200.0, 2000.0, 4800.0, 12000.0, 26000.0] | 0 | 0

## res_bus
| vm_pu | va_degree | p_mw | q_mvar
0 | 0.98176 | -0.34941 | 0.0011011 | 0.00027597
1 | 0.98191 | -0.3466 | 0.0081284 | 0.0020372
2 | 0.98159 | -0.35278 | 0 | 0
3 | 0.9829 | -0.32738 | 0 | 0
4 | 0.98138 | -0.3567 | 0.00090931 | 0.00022789
5 | 0.98149 | -0.35475 | 0 | 0
6 | 0.98344 | -0.31679 | 0 | 0
7 | 0.98218 | -0.34144 | 0.0042794 | 0.0010725
8 | 0.98093 | -0.36548 | 0.0018166 | 0.00045529
9 | 0.98957 | -0.19846 | 0 | 0
10 | 0.98777 | -0.23317 | 0 | 0
11 | 0.99326 | -0.1277 | 0 | 0
12 | 0.9893 | -0.20364 | 0.0076108 | 0.0019074
13 | 0.98522 | -0.28244 | 0 | 0
14 | 0.98695 | -0.24894 | 0.0047172 | 0.0011822
15 | 0.98086 | -0.36693 | 0 | 0
16 | 0.97916 | -0.39998 | 0.0054402 | 0.0013634
17 | 0.97282 | -0.52436 | 0 | 0
18 | 0.97232 | -0.53429 | 0.002678 | 0.00067116
19 | 0.97369 | -0.50721 | 0 | 0
20 | 0.97174 | -0.54581 | 0.027365 | 0.0068584
21 | 0.99134 | -0.16458 | 0 | 0
22 | 0.9917 | -0.15774 | 0 | 0
23 | 0.99075 | -0.17612 | 0.0040155 | 0.0010064
24 | 1 | 0 | -0.5209 | -0.13364
25 | 0.99223 | -0.14758 | 0.0035547 | 0.00089089
26 | 0.98343 | -0.31708 | 0.0010441 | 0.00026167
27 | 0.98408 | -0.30446 | 0.0015631 | 0.00039176
28 | 0.98146 | -0.35531 | 0.0029381 | 0.00073637
29 | 0.98143 | -0.35579 | 0.0029801 | 0.00074688
30 | 0.97394 | -0.50239 | 0 | 0
31 | 0.97367 | -0.50761 | 0.00085397 | 0.00021403
32 | 0.98384 | -0.30939 | 0 | 0
33 | 0.98186 | -0.34801 | 0.056366 | 0.014127
34 | 0.97214 | -0.53782 | 0 | 0
35 | 0.97229 | -0.53497 | 0.00347 | 0.00086966
36 | 0.97196 | -0.54134 | 0.0013134 | 0.00032917
37 | 0.98984 | -0.19382 | 0 | 0
38 | 0.98954 | -0.19968 | 0 | 0
39 | 0.98362 | -0.3136 | 0 | 0
40 | 0.98291 | -0.32744 | 0.019182 | 0.0048075
41 | 0.98356 | -0.31475 | 0.0075829 | 0.0019005
42 | 0.98337 | -0.31851 | 0.0075386 | 0.0018894
43 | 0.98269 | -0.33177 | 0 | 0
44 | 0.9829 | -0.32754 | 0 | 0
45 | 0.98257 | -0.33401 | 0.003767 | 0.0009441
46 | 0.98486 | -0.28962 | 0 | 0
47 | 0.98444 | -0.2977 | 0.0073045 | 0.0018307
48 | 0.98521 | -0.28275 | 0.0045118 | 0.0011308
49 | 0.98358 | -0.31431 | 0.0025054 | 0.00062792
50 | 0.98246 | -0.33625 | 0.010016 | 0.0025102
51 | 0.98169 | -0.35092 | 0.00086283 | 0.00021625
52 | 0.98659 | -0.25596 | 0.0038699 | 0.00096989
53 | 0.97668 | -0.4485 | 0.009699 | 0.0024308
54 | 0.99018 | -0.18688 | 0 | 0
55 | 0.99209 | -0.15017 | 0.0044248 | 0.001109
56 | 0.98566 | -0.27381 | 0 | 0
57 | 0.97367 | -0.50765 | 0.0021644 | 0.00054244
58 | 0.9751 | -0.47941 | 0.0012909 | 0.00032352
59 | 0.98041 | -0.37632 | 0.05678 | 0.01423
60 | 0.97193 | -0.54207 | 0.0025643 | 0.00064267
61 | 0.9895 | -0.20045 | 0 | 0
62 | 0.98941 | -0.20219 | 0.0012189 | 0.00030548
63 | 0.98018 | -0.38085 | 0.065777 | 0.016485
64 | 0.98256 | -0.33426 | 0.0021685 | 0.00054347
65 | 0.9841 | -0.30431 | 0.0018306 | 0.00045879
66 | 0.98624 | -0.26287 | 0 | 0
67 | 0.98645 | -0.25867 | 0 | 0
68 | 0.98701 | -0.24797 | 0.013297 | 0.0033326
69 | 0.99002 | -0.18985 | 0.0045854 | 0.0011492
70 | 0.98866 | -0.21615 | 0 | 0
71 | 0.98967 | -0.19671 | 0 | 0
72 | 0.98861 | -0.21703 | 0.0090022 | 0.0022562
73 | 0.98152 | -0.3545 | 0.0081985 | 0.0020547
74 | 0.98525 | -0.28189 | 0.0024306 | 0.00060918
75 | 0.98509 | -0.28502 | 0.0022454 | 0.00056276
76 | 0.98492 | -0.28817 | 0.0019208 | 0.00048141
77 | 0.98438 | -0.2989 | 0.009324 | 0.0023368
78 | 0.97133 | -0.55383 | 0 | 0
79 | 0.97171 | -0.54645 | 0.0023535 | 0.00058983
80 | 0.97122 | -0.55614 | 0.0042485 | 0.0010648
81 | 0.98148 | -0.35521 | 0.00079781 | 0.00019995
82 | 0.98152 | -0.35459 | 0 | 0
83 | 0.9712 | -0.55637 | 0.00062266 | 0.00015605
84 | 0.98145 | -0.35565 | 0 | 0
85 | 0.98145 | -0.35559 | 0 | 0
86 | 0.9814 | -0.35658 | 0.0020259 | 0.00050775
87 | 0.98107 | -0.36317 | 0.0080165 | 0.0020091
88 | 0.97353 | -0.51051 | 0.0042452 | 0.0010639
89 | 0.98096 | -0.36548 | 0 | 0
90 | 0.98101 | -0.36438 | 0 | 0
91 | 0.98075 | -0.36948 | 0 | 0
92 | 0.9796 | -0.39202 | 0.0071732 | 0.0017978
93 | 0.98069 | -0.37075 | 0.0029353 | 0.00073565
94 | 0.98069 | -0.37072 | 0 | 0
95 | 0.98043 | -0.3758 | 0.011313 | 0.0028354
96 | 0.97829 | -0.41773 | 0.012059 | 0.0030222
97 | 0.9806 | -0.37248 | 0.0034396 | 0.00086204
98 | 0.98026 | -0.37915 | 0.0034536 | 0.00086556
99 | 0.97926 | -0.39857 | 0 | 0
100 | 0.97826 | -0.41809 | 0 | 0
101 | 0.97516 | -0.47881 | 0.0024219 | 0.00060698
102 | 0.97327 | -0.51606 | 0.0088348 | 0.0022142
103 | 0.97137 | -0.55371 | 0.00078893 | 0.00019772
104 | 0.97143 | -0.55243 | 0.0019534 | 0.00048956
105 | 0.97133 | -0.55437 | 0.0019262 | 0.00048275
106 | 0.97152 | -0.5506 | 0.00067082 | 0.00016812
107 | 0.97152 | -0.55058 | 0.0021989 | 0.00055109
108 | 0.98931 | -0.20406 | 0.002738 | 0.00068621
109 | 0.97243 | -0.53268 | 0.012336 | 0.0030917
110 | 0.98948 | -0.20068 | 0.00080454 | 0.00020164
111 | 0.98947 | -0.20098 | 0.00080113 | 0.00020078
112 | 0.97781 | -0.42716 | 0.0036744 | 0.00092089
113 | 0.99998 | 149.9956 | 0 | 0

## res_line
| p_from_mw | q_from_mvar | p_to_mw | q_to_mvar | pl_mw | ql_mvar | i_from_ka | i_to_ka | i_ka | vm_from_pu | va_from_degree | vm_to_pu | va_to_degree | loading_percent
0 | -0.078601 | -0.019901 | 0.078612 | 0.019908 | 1.0638e-05 | 6.4041e-06 | 0.11921 | 0.1192 | 0.11921 | 0.98176 | -0.34941 | 0.98191 | -0.3466 | 8.1872
1 | 0.0775 | 0.019625 | -0.077487 | -0.019618 | 1.251e-05 | 7.5179e-06 | 0.11754 | 0.11754 | 0.11754 | 0.98176 | -0.34941 | 0.98159 | -0.35278 | 8.0725
2 | -0.08674 | -0.021945 | 0.08682 | 0.021994 | 8.0075e-05 | 4.8747e-05 | 0.13152 | 0.13152 | 0.13152 | 0.98191 | -0.3466 | 0.9829 | -0.32738 | 9.0332
3 | 0.071568 | 0.018135 | -0.071555 | -0.018127 | 1.3492e-05 | 8.0176e-06 | 0.10856 | 0.10856 | 0.10856 | 0.98159 | -0.35278 | 0.98138 | -0.3567 | 7.4563
4 | 0.005919 | 0.0014831 | -0.0059184 | -0.001483 | 5.5707e-07 | 1.2331e-07 | 0.0089727 | 0.0089727 | 0.0089727 | 0.98159 | -0.35278 | 0.98149 | -0.35475 | 2.465
5 | -0.10203 | -0.02581 | 0.10208 | 0.025842 | 5.187e-05 | 3.2021e-05 | 0.15454 | 0.15454 | 0.15454 | 0.9829 | -0.32738 | 0.98344 | -0.31679 | 10.6142
6 | 0.015205 | 0.0038161 | -0.015195 | -0.0038102 | 1.0191e-05 | 5.8729e-06 | 0.023021 | 0.023021 | 0.023021 | 0.9829 | -0.32738 | 0.98218 | -0.34144 | 6.3245
7 | 0.070646 | 0.017899 | -0.070616 | -0.017881 | 2.9788e-05 | 1.7667e-05 | 0.10719 | 0.10719 | 0.10719 | 0.98138 | -0.3567 | 0.98093 | -0.36548 | 7.3617
8 | 0.0029382 | 0.00073628 | -0.0029381 | -0.00073637 | 7.8497e-08 | -8.3076e-08 | 0.0044545 | 0.0044546 | 0.0044546 | 0.98149 | -0.35475 | 0.98146 | -0.35531 | 1.2238
9 | 0.0029802 | 0.00074673 | -0.0029801 | -0.00074688 | 1.4687e-07 | -1.4845e-07 | 0.0045182 | 0.0045183 | 0.0045183 | 0.98149 | -0.35475 | 0.98143 | -0.35579 | 1.2413
10 | 0.0010441 | 0.00026148 | -0.0010441 | -0.00026167 | 1.4588e-08 | -1.8844e-07 | 0.0015797 | 0.0015798 | 0.0015798 | 0.98344 | -0.31679 | 0.98343 | -0.31708 | 0.434
11 | -0.10312 | -0.026103 | 0.10318 | 0.026141 | 6.1039e-05 | 3.7708e-05 | 0.15612 | 0.15612 | 0.15612 | 0.98344 | -0.31679 | 0.98408 | -0.30446 | 10.7227
12 | 0.010915 | 0.0027377 | -0.01091 | -0.0027351 | 4.9326e-06 | 2.5485e-06 | 0.016538 | 0.016538 | 0.016538 | 0.98218 | -0.34144 | 0.98169 | -0.35092 | 4.5434
13 | 0.068799 | 0.017426 | -0.068794 | -0.017423 | 4.7796e-06 | 2.9262e-06 | 0.10443 | 0.10443 | 0.10443 | 0.98093 | -0.36548 | 0.98086 | -0.36693 | 9.5632
14 | 0.34478 | 0.087575 | -0.34421 | -0.087208 | 0.00057502 | 0.00036685 | 0.51886 | 0.51887 | 0.51887 | 0.98957 | -0.19846 | 0.98777 | -0.23317 | 35.6364
15 | -0.3524 | -0.089483 | 0.3536 | 0.090252 | 0.0012044 | 0.00076845 | 0.53031 | 0.53031 | 0.53031 | 0.98957 | -0.19846 | 0.99326 | -0.1277 | 36.4225
16 | 0.0076127 | 0.0019082 | -0.0076108 | -0.0019074 | 1.8789e-06 | 7.1143e-07 | 0.011447 | 0.011447 | 0.011447 | 0.98957 | -0.19846 | 0.9893 | -0.20364 | 3.1449
17 | 0.21454 | 0.054277 | -0.21403 | -0.053954 | 0.0005059 | 0.00032312 | 0.32338 | 0.32338 | 0.32338 | 0.98777 | -0.23317 | 0.98522 | -0.28244 | 44.4197
18 | 0.12967 | 0.032931 | -0.12957 | -0.032869 | 9.8321e-05 | 6.1521e-05 | 0.19549 | 0.19549 | 0.19549 | 0.98777 | -0.23317 | 0.98695 | -0.24894 | 13.4266
19 | -0.51605 | -0.13159 | 0.51925 | 0.13364 | 0.0032032 | 0.002047 | 0.7739 | 0.7739 | 0.7739 | 0.99326 | -0.1277 | 1 | 0 | 53.1525
20 | 0.16245 | 0.04134 | -0.16229 | -0.041242 | 0.00015551 | 9.8079e-05 | 0.24359 | 0.24359 | 0.24359 | 0.99326 | -0.1277 | 0.99223 | -0.14758 | 16.73
21 | 0.10046 | 0.025321 | -0.10033 | -0.025239 | 0.00012937 | 8.2604e-05 | 0.15177 | 0.15177 | 0.15177 | 0.98522 | -0.28244 | 0.98384 | -0.30939 | 41.6963
22 | 0.11358 | 0.028633 | -0.11322 | -0.028406 | 0.00035519 | 0.00022691 | 0.1716 | 0.1716 | 0.1716 | 0.98522 | -0.28244 | 0.98186 | -0.34801 | 47.1432
23 | 0.12485 | 0.031687 | -0.12481 | -0.031661 | 4.2169e-05 | 2.634e-05 | 0.18838 | 0.18838 | 0.18838 | 0.98695 | -0.24894 | 0.98659 | -0.25596 | 12.9381
24 | 0.068794 | 0.017423 | -0.068685 | -0.017354 | 0.00010902 | 6.8429e-05 | 0.10443 | 0.10443 | 0.10443 | 0.98086 | -0.36693 | 0.97916 | -0.39998 | 14.3449
25 | 0.063245 | 0.015991 | -0.063098 | -0.015897 | 0.00014679 | 9.3417e-05 | 0.096163 | 0.096163 | 0.096163 | 0.97916 | -0.39998 | 0.97668 | -0.4485 | 26.4185
26 | 0.017266 | 0.0043308 | -0.017258 | -0.004326 | 8.1682e-06 | 4.8402e-06 | 0.026412 | 0.026412 | 0.026412 | 0.97282 | -0.52436 | 0.97232 | -0.53429 | 7.256
27 | -0.04466 | -0.011207 | 0.044696 | 0.01123 | 3.6569e-05 | 2.3144e-05 | 0.068316 | 0.068316 | 0.068316 | 0.97282 | -0.52436 | 0.97369 | -0.50721 | 18.7681
28 | 0.027393 | 0.0068758 | -0.027365 | -0.0068584 | 2.7986e-05 | 1.7384e-05 | 0.041904 | 0.041904 | 0.041904 | 0.97282 | -0.52436 | 0.97174 | -0.54581 | 11.5122
29 | 0.01458 | 0.0036548 | -0.01458 | -0.0036545 | 4.7202e-07 | 2.7074e-07 | 0.022314 | 0.022314 | 0.022314 | 0.97232 | -0.53429 | 0.97229 | -0.53497 | 6.1301
30 | -0.04555 | -0.011443 | 0.045561 | 0.01145 | 1.0473e-05 | 6.6312e-06 | 0.069621 | 0.069621 | 0.069621 | 0.97369 | -0.50721 | 0.97394 | -0.50239 | 19.1266
31 | 0.00085399 | 0.00021372 | -0.00085397 | -0.00021403 | 1.6249e-08 | -3.0605e-07 | 0.001305 | 0.0013051 | 0.0013051 | 0.97369 | -0.50721 | 0.97367 | -0.50761 | 0.35854
32 | -0.0095904 | -0.0024028 | 0.0095935 | 0.0024043 | 3.1286e-06 | 1.483e-06 | 0.014395 | 0.014395 | 0.014395 | 0.99134 | -0.16458 | 0.9917 | -0.15774 | 3.9547
33 | 0.0095904 | 0.0024028 | -0.0095851 | -0.0024003 | 5.2685e-06 | 2.4982e-06 | 0.014395 | 0.014395 | 0.014395 | 0.99134 | -0.16458 | 0.99075 | -0.17612 | 3.9547
34 | 0.14464 | 0.03679 | -0.14444 | -0.036663 | 0.00020279 | 0.00012742 | 0.21723 | 0.21723 | 0.21723 | 0.9917 | -0.15774 | 0.99018 | -0.18688 | 14.9195
35 | -0.15424 | -0.039194 | 0.15429 | 0.03923 | 5.6178e-05 | 3.5378e-05 | 0.23162 | 0.23162 | 0.23162 | 0.9917 | -0.15774 | 0.99209 | -0.15017 | 15.9081
36 | 0.0055696 | 0.0013939 | -0.0055649 | -0.0013932 | 4.6897e-06 | 7.0187e-07 | 0.0083644 | 0.0083652 | 0.0083652 | 0.99075 | -0.17612 | 0.98984 | -0.19382 | 2.2981
37 | 0.15874 | 0.040351 | -0.15872 | -0.040339 | 1.9859e-05 | 1.2517e-05 | 0.23826 | 0.23826 | 0.23826 | 0.99223 | -0.14758 | 0.99209 | -0.15017 | 16.3639
38 | -0.10475 | -0.026533 | 0.1049 | 0.026628 | 0.00015445 | 9.5508e-05 | 0.15849 | 0.15848 | 0.15849 | 0.98408 | -0.30446 | 0.98566 | -0.27381 | 10.885
39 | 0.0064117 | 0.0016068 | -0.0064101 | -0.0016063 | 1.6063e-06 | 4.7273e-07 | 0.009796 | 0.0097962 | 0.0097962 | 0.97394 | -0.50239 | 0.97367 | -0.50765 | 2.6913
40 | -0.051973 | -0.013057 | 0.05203 | 0.013093 | 5.7059e-05 | 3.6217e-05 | 0.079417 | 0.079417 | 0.079417 | 0.97394 | -0.50239 | 0.9751 | -0.47941 | 21.8178
41 | 0.015127 | 0.0037924 | -0.015124 | -0.0037906 | 3.0331e-06 | 1.745e-06 | 0.022879 | 0.022879 | 0.022879 | 0.98384 | -0.30939 | 0.98362 | -0.3136 | 6.2855
42 | 0.0852 | 0.021446 | -0.085127 | -0.0214 | 7.3439e-05 | 4.6851e-05 | 0.1289 | 0.1289 | 0.1289 | 0.98384 | -0.30939 | 0.98291 | -0.32744 | 35.4108
43 | 0.056857 | 0.014279 | -0.05678 | -0.01423 | 7.6675e-05 | 4.8724e-05 | 0.086178 | 0.086178 | 0.086178 | 0.98186 | -0.34801 | 0.98041 | -0.37632 | 23.6752
44 | -0.011108 | -0.0027841 | 0.01111 | 0.0027849 | 1.5084e-06 | 7.9285e-07 | 0.017003 | 0.017003 | 0.017003 | 0.97214 | -0.53782 | 0.97229 | -0.53497 | 4.6712
45 | 0.011108 | 0.0027841 | -0.011106 | -0.0027831 | 1.8597e-06 | 9.7758e-07 | 0.017003 | 0.017003 | 0.017003 | 0.97214 | -0.53782 | 0.97196 | -0.54134 | 4.6712
46 | 0.009793 | 0.0024539 | -0.0097927 | -0.0024538 | 3.4376e-07 | 1.6946e-07 | 0.014992 | 0.014992 | 0.014992 | 0.97196 | -0.54134 | 0.97193 | -0.54207 | 4.1188
47 | 0.0055649 | 0.0013932 | -0.0055634 | -0.001393 | 1.5519e-06 | 2.3329e-07 | 0.0083652 | 0.0083655 | 0.0083655 | 0.98984 | -0.19382 | 0.98954 | -0.19968 | 2.2982
48 | 0.0016058 | 0.00040177 | -0.0016057 | -0.00040207 | 5.8992e-08 | -3.0887e-07 | 0.0024144 | 0.0024146 | 0.0024146 | 0.98954 | -0.19968 | 0.9895 | -0.20045 | 0.66334
49 | 0.0039576 | 0.0009912 | -0.0039571 | -0.00099136 | 4.7349e-07 | -1.549e-07 | 0.005951 | 0.0059512 | 0.0059512 | 0.98954 | -0.19968 | 0.98941 | -0.20219 | 1.6349
50 | 0.0075833 | 0.0019006 | -0.0075829 | -0.0019005 | 4.1531e-07 | 1.5899e-07 | 0.011472 | 0.011472 | 0.011472 | 0.98362 | -0.3136 | 0.98356 | -0.31475 | 3.1517
51 | 0.0075404 | 0.00189 | -0.0075386 | -0.0018894 | 1.7645e-06 | 6.704e-07 | 0.011407 | 0.011407 | 0.011407 | 0.98362 | -0.3136 | 0.98337 | -0.31851 | 3.1339
52 | 0.065945 | 0.016592 | -0.065777 | -0.016485 | 0.00016784 | 0.00010685 | 0.099856 | 0.099856 | 0.099856 | 0.98291 | -0.32744 | 0.98018 | -0.38085 | 27.4329
53 | -0.0059361 | -0.0014876 | 0.0059373 | 0.0014879 | 1.1965e-06 | 2.6533e-07 | 0.0089886 | 0.0089884 | 0.0089886 | 0.98269 | -0.33177 | 0.9829 | -0.32754 | 2.4694
54 | 0.0059361 | 0.0014876 | -0.0059355 | -0.0014875 | 6.3393e-07 | 1.4068e-07 | 0.0089886 | 0.0089887 | 0.0089887 | 0.98269 | -0.33177 | 0.98257 | -0.33401 | 2.4694
55 | -0.10059 | -0.025365 | 0.10065 | 0.025405 | 6.3723e-05 | 3.9297e-05 | 0.15233 | 0.15233 | 0.15233 | 0.9829 | -0.32754 | 0.98358 | -0.31431 | 10.4623
56 | 0.094648 | 0.023878 | -0.094608 | -0.023853 | 3.9443e-05 | 2.4206e-05 | 0.14334 | 0.14334 | 0.14334 | 0.9829 | -0.32754 | 0.98246 | -0.33625 | 9.845
57 | 0.0021685 | 0.0005434 | -0.0021685 | -0.00054347 | 2.5395e-08 | -6.3281e-08 | 0.0032839 | 0.003284 | 0.003284 | 0.98257 | -0.33401 | 0.98256 | -0.33426 | 0.90219
58 | 0.11242 | 0.0284 | -0.11237 | -0.028373 | 4.3495e-05 | 2.7019e-05 | 0.16993 | 0.16993 | 0.16993 | 0.98486 | -0.28962 | 0.98444 | -0.2977 | 11.671
59 | -0.11242 | -0.0284 | 0.11245 | 0.028423 | 3.7035e-05 | 2.3006e-05 | 0.16993 | 0.16993 | 0.16993 | 0.98486 | -0.28962 | 0.98521 | -0.28275 | 11.671
60 | 0.10507 | 0.026543 | -0.10503 | -0.026522 | 3.3277e-05 | 2.0582e-05 | 0.15889 | 0.15889 | 0.15889 | 0.98444 | -0.2977 | 0.9841 | -0.30431 | 10.9127
61 | -0.11696 | -0.029554 | 0.11708 | 0.029624 | 0.00011159 | 6.9472e-05 | 0.17674 | 0.17674 | 0.17674 | 0.98521 | -0.28275 | 0.98624 | -0.26287 | 12.139
62 | -0.10315 | -0.026033 | 0.1032 | 0.026063 | 4.9447e-05 | 3.0547e-05 | 0.15612 | 0.15612 | 0.15612 | 0.98358 | -0.31431 | 0.9841 | -0.30431 | 10.7226
63 | 0.084593 | 0.021343 | -0.084519 | -0.021298 | 7.3873e-05 | 4.4851e-05 | 0.12817 | 0.12817 | 0.12817 | 0.98246 | -0.33625 | 0.98152 | -0.3545 | 8.8032
64 | 0.010048 | 0.0025189 | -0.010045 | -0.0025178 | 2.2314e-06 | 1.1038e-06 | 0.01523 | 0.01523 | 0.01523 | 0.98169 | -0.35092 | 0.98145 | -0.35559 | 4.1841
65 | 0.12094 | 0.030691 | -0.12084 | -0.030626 | 0.00010375 | 6.4707e-05 | 0.18254 | 0.18254 | 0.18254 | 0.98659 | -0.25596 | 0.98566 | -0.27381 | 12.5373
66 | 0.053399 | 0.013467 | -0.05332 | -0.013417 | 7.8896e-05 | 5.0097e-05 | 0.081386 | 0.081387 | 0.081387 | 0.97668 | -0.4485 | 0.9751 | -0.47941 | 22.3589
67 | 0.14444 | 0.036663 | -0.14442 | -0.03665 | 2.069e-05 | 1.3001e-05 | 0.21723 | 0.21723 | 0.21723 | 0.99018 | -0.18688 | 0.99002 | -0.18985 | 14.9195
68 | 0.015935 | 0.003998 | -0.015929 | -0.0039944 | 6.1328e-06 | 3.565e-06 | 0.024059 | 0.024059 | 0.024059 | 0.98566 | -0.27381 | 0.98525 | -0.28189 | 6.6096
69 | 0.0042458 | 0.0010639 | -0.0042452 | -0.0010639 | 5.79e-07 | -8.5492e-08 | 0.0064885 | 0.0064887 | 0.0064887 | 0.97367 | -0.50765 | 0.97353 | -0.51051 | 1.7826
70 | 0.0072284 | 0.0018111 | -0.0072269 | -0.0018105 | 1.5056e-06 | 5.574e-07 | 0.011066 | 0.011067 | 0.011067 | 0.97193 | -0.54207 | 0.97171 | -0.54645 | 3.0403
71 | 0.0016057 | 0.00040207 | -0.0016057 | -0.00040217 | 1.7651e-08 | -9.2403e-08 | 0.0024146 | 0.0024146 | 0.0024146 | 0.9895 | -0.20045 | 0.98948 | -0.20068 | 0.66335
72 | 0.0027383 | 0.00068588 | -0.002738 | -0.00068621 | 2.4301e-07 | -3.3516e-07 | 0.0041181 | 0.0041182 | 0.0041182 | 0.98941 | -0.20219 | 0.98931 | -0.20406 | 1.1314
73 | -0.11708 | -0.029624 | 0.1171 | 0.029638 | 2.3638e-05 | 1.4716e-05 | 0.17674 | 0.17674 | 0.17674 | 0.98624 | -0.26287 | 0.98645 | -0.25867 | 12.1389
74 | -0.1171 | -0.029638 | 0.11716 | 0.029676 | 6.0126e-05 | 3.7432e-05 | 0.17674 | 0.17674 | 0.17674 | 0.98645 | -0.25867 | 0.98701 | -0.24797 | 12.1389
75 | -0.13046 | -0.033008 | 0.13066 | 0.033133 | 0.00019957 | 0.00012491 | 0.19679 | 0.19679 | 0.19679 | 0.98701 | -0.24797 | 0.98866 | -0.21615 | 13.5157
76 | 0.13984 | 0.0355 | -0.13979 | -0.035471 | 4.6142e-05 | 2.8959e-05 | 0.21034 | 0.21034 | 0.21034 | 0.99002 | -0.18985 | 0.98967 | -0.19671 | 14.4462
77 | -0.13966 | -0.035389 | 0.13979 | 0.035471 | 0.00013053 | 8.1921e-05 | 0.21034 | 0.21034 | 0.21034 | 0.98866 | -0.21615 | 0.98967 | -0.19671 | 14.4462
78 | 0.0090025 | 0.0022563 | -0.0090022 | -0.0022562 | 3.7635e-07 | 1.7077e-07 | 0.01355 | 0.01355 | 0.01355 | 0.98866 | -0.21615 | 0.98861 | -0.21703 | 3.7224
79 | 0.075522 | 0.019044 | -0.075487 | -0.019023 | 3.5709e-05 | 2.1387e-05 | 0.11454 | 0.11454 | 0.11454 | 0.98152 | -0.3545 | 0.98101 | -0.36438 | 7.8665
80 | 0.00079784 | 0.00019935 | -0.00079784 | -0.00019943 | 3.385e-09 | -7.5841e-08 | 0.0012093 | 0.0012094 | 0.0012094 | 0.98152 | -0.3545 | 0.98152 | -0.35459 | 0.33224
81 | 0.013499 | 0.0033852 | -0.013497 | -0.0033841 | 2.0158e-06 | 1.1254e-06 | 0.020388 | 0.020388 | 0.020388 | 0.98525 | -0.28189 | 0.98509 | -0.28502 | 5.6011
82 | 0.011251 | 0.0028213 | -0.01125 | -0.0028205 | 1.6883e-06 | 8.8211e-07 | 0.016996 | 0.016996 | 0.016996 | 0.98509 | -0.28502 | 0.98492 | -0.28817 | 4.6693
83 | 0.0093287 | 0.002339 | -0.009324 | -0.0023368 | 4.7704e-06 | 2.2385e-06 | 0.014094 | 0.014094 | 0.014094 | 0.98492 | -0.28817 | 0.98438 | -0.2989 | 3.8721
84 | -0.0048717 | -0.0012206 | 0.0048734 | 0.0012207 | 1.7132e-06 | 8.0701e-08 | 0.007463 | 0.0074626 | 0.007463 | 0.97133 | -0.55383 | 0.97171 | -0.54645 | 2.0503
85 | 0.0048717 | 0.0012206 | -0.0048712 | -0.0012206 | 5.3603e-07 | 2.5431e-08 | 0.007463 | 0.0074631 | 0.0074631 | 0.97133 | -0.55383 | 0.97122 | -0.55614 | 2.0503
86 | 0.00062266 | 0.00015581 | -0.00062266 | -0.00015605 | 6.904e-09 | -2.4594e-07 | 0.0009539 | 0.00095399 | 0.00095399 | 0.97122 | -0.55614 | 0.9712 | -0.55637 | 0.26209
87 | -0.00079781 | -0.00019995 | 0.00079784 | 0.00019943 | 2.3442e-08 | -5.2509e-07 | 0.0012096 | 0.0012094 | 0.0012096 | 0.98148 | -0.35521 | 0.98152 | -0.35459 | 0.33229
88 | -0.002026 | -0.00050749 | 0.002026 | 0.00050747 | 5.7848e-09 | -1.6959e-08 | 0.0030716 | 0.0030716 | 0.0030716 | 0.98145 | -0.35565 | 0.98145 | -0.35559 | 0.84386
89 | 0.002026 | 0.00050749 | -0.0020259 | -0.00050775 | 8.9701e-08 | -2.6295e-07 | 0.0030716 | 0.0030718 | 0.0030718 | 0.98145 | -0.35565 | 0.9814 | -0.35658 | 0.84389
90 | 0.0080194 | 0.0020103 | -0.0080165 | -0.0020091 | 2.8969e-06 | 1.1939e-06 | 0.012159 | 0.012159 | 0.012159 | 0.98145 | -0.35559 | 0.98107 | -0.36317 | 3.3404
91 | -0.075483 | -0.019021 | 0.075487 | 0.019023 | 3.9417e-06 | 2.3609e-06 | 0.11454 | 0.11454 | 0.11454 | 0.98096 | -0.36548 | 0.98101 | -0.36438 | 7.8665
92 | 0.052526 | 0.013251 | -0.052516 | -0.013246 | 1.0059e-05 | 5.5852e-06 | 0.079708 | 0.079709 | 0.079709 | 0.98096 | -0.36548 | 0.98075 | -0.36948 | 5.4745
93 | 0.022956 | 0.0057692 | -0.022927 | -0.0057514 | 2.9054e-05 | 1.7789e-05 | 0.034828 | 0.034829 | 0.034829 | 0.98096 | -0.36548 | 0.9796 | -0.39202 | 9.5683
94 | 0.0029354 | 0.00073546 | -0.0029353 | -0.00073565 | 1.774e-07 | -1.8741e-07 | 0.0044536 | 0.0044537 | 0.0044537 | 0.98075 | -0.36948 | 0.98069 | -0.37075 | 1.2236
95 | 0.0034401 | 0.00086175 | -0.0034399 | -0.00086187 | 2.0295e-07 | -1.208e-07 | 0.0052192 | 0.0052193 | 0.0052193 | 0.98075 | -0.36948 | 0.98069 | -0.37072 | 1.4339
96 | 0.046141 | 0.011649 | -0.046127 | -0.011641 | 1.3966e-05 | 7.4057e-06 | 0.070036 | 0.070036 | 0.070036 | 0.98075 | -0.36948 | 0.98043 | -0.3758 | 4.8102
97 | 0.015754 | 0.0039536 | -0.015735 | -0.0039424 | 1.9287e-05 | 1.1215e-05 | 0.023933 | 0.023933 | 0.023933 | 0.9796 | -0.39202 | 0.97829 | -0.41773 | 6.575
98 | 0.0034399 | 0.00086187 | -0.0034396 | -0.00086204 | 2.8873e-07 | -1.718e-07 | 0.0052193 | 0.0052194 | 0.0052194 | 0.98069 | -0.37072 | 0.9806 | -0.37248 | 1.4339
99 | 0.034813 | 0.0088058 | -0.034808 | -0.0088032 | 5.5987e-06 | 2.5055e-06 | 0.052866 | 0.052867 | 0.052867 | 0.98043 | -0.3758 | 0.98026 | -0.37915 | 3.6309
100 | 0.003676 | 0.00092018 | -0.0036744 | -0.00092089 | 1.6504e-06 | -7.1046e-07 | 0.005591 | 0.0055916 | 0.0055916 | 0.97829 | -0.41773 | 0.97781 | -0.42716 | 1.5362
101 | 0.031354 | 0.0079377 | -0.031325 | -0.0079207 | 2.92e-05 | 1.6959e-05 | 0.047624 | 0.047625 | 0.047625 | 0.98026 | -0.37915 | 0.97926 | -0.39857 | 6.5418
102 | 0.031325 | 0.0079207 | -0.031296 | -0.0079024 | 2.9299e-05 | 1.8319e-05 | 0.047625 | 0.047625 | 0.047625 | 0.97926 | -0.39857 | 0.97826 | -0.41809 | 13.0837
103 | 0.031296 | 0.0079024 | -0.031205 | -0.0078457 | 9.0775e-05 | 5.676e-05 | 0.047625 | 0.047625 | 0.047625 | 0.97826 | -0.41809 | 0.97516 | -0.47881 | 13.0839
104 | 0.028783 | 0.0072387 | -0.028732 | -0.0072068 | 5.1113e-05 | 3.1833e-05 | 0.04393 | 0.04393 | 0.04393 | 0.97516 | -0.47881 | 0.97327 | -0.51606 | 12.0687
105 | 0.019897 | 0.0049926 | -0.019881 | -0.0049831 | 1.5759e-05 | 9.522e-06 | 0.030423 | 0.030423 | 0.030423 | 0.97327 | -0.51606 | 0.97243 | -0.53268 | 8.3579
106 | -0.0027152 | -0.00068029 | 0.0027154 | 0.00068008 | 1.6499e-07 | -2.0926e-07 | 0.0041593 | 0.0041592 | 0.0041593 | 0.97137 | -0.55371 | 0.97143 | -0.55243 | 1.1427
107 | 0.0019263 | 0.00048256 | -0.0019262 | -0.00048275 | 6.1208e-08 | -1.9287e-07 | 0.0029507 | 0.0029508 | 0.0029508 | 0.97137 | -0.55371 | 0.97133 | -0.55437 | 0.81067
108 | -0.0046687 | -0.0011696 | 0.0046691 | 0.0011696 | 4.0706e-07 | -2.2897e-09 | 0.0071513 | 0.0071512 | 0.0071513 | 0.97143 | -0.55243 | 0.97152 | -0.5506 | 1.9646
109 | -0.00534 | -0.0013378 | 0.00534 | 0.0013378 | 4.2347e-09 | 6.1998e-10 | 0.0081786 | 0.0081786 | 0.0081786 | 0.97152 | -0.5506 | 0.97152 | -0.55058 | 2.2469
110 | -0.0075388 | -0.0018888 | 0.0075452 | 0.0018914 | 6.4309e-06 | 2.5214e-06 | 0.011546 | 0.011546 | 0.011546 | 0.97152 | -0.55058 | 0.97243 | -0.53268 | 3.1721
111 | 0.00080115 | 0.00020053 | -0.00080113 | -0.00020078 | 1.1095e-08 | -2.5474e-07 | 0.0012047 | 0.0012048 | 0.0012048 | 0.98948 | -0.20068 | 0.98947 | -0.20098 | 0.33099

## res_trafo
| p_hv_mw | q_hv_mvar | p_lv_mw | q_lv_mvar | pl_mw | ql_mvar | i_hv_ka | i_lv_ka | vm_hv_pu | va_hv_degree | vm_lv_pu | va_lv_degree | loading_percent
0 | -1.2729e-15 | -1.3162e-15 | 0.00165 | 1.2699e-07 | 0.00165 | 1.2699e-07 | 5.2857e-17 | 0.0023815 | 0.99998 | 149.9956 | 1 | 0 | 0.2619

## res_ext_grid
| p_mw | q_mvar
0 | 0.53246 | 0.13654

## res_load
| p_mw | q_mvar
0 | 0.0011011 | 0.00027597
1 | 0.0081284 | 0.0020372
2 | 0.00090931 | 0.00022789
3 | 0.0042794 | 0.0010725
4 | 0.0018166 | 0.00045529
5 | 0.0076108 | 0.0019074
6 | 0.0047172 | 0.0011822
7 | 0.0054402 | 0.0013634
8 | 0.002678 | 0.00067116
9 | 0.027365 | 0.0068584
10 | 0.0040155 | 0.0010064
11 | 0.011557 | 0.0028964
12 | 0.0035547 | 0.00089089
13 | 0.0010441 | 0.00026167
14 | 0.0015631 | 0.00039176
15 | 0.0029381 | 0.00073637
16 | 0.0029801 | 0.00074688
17 | 0.00085397 | 0.00021403
18 | 0.056366 | 0.014127
19 | 0.00347 | 0.00086966
20 | 0.0013134 | 0.00032917
21 | 0.019182 | 0.0048075
22 | 0.0075829 | 0.0019005
23 | 0.0075386 | 0.0018894
24 | 0.003767 | 0.0009441
25 | 0.0073045 | 0.0018307
26 | 0.0045118 | 0.0011308
27 | 0.0025054 | 0.00062792
28 | 0.010016 | 0.0025102
29 | 0.00086283 | 0.00021625
30 | 0.0038699 | 0.00096989
31 | 0.009699 | 0.0024308
32 | 0.0044248 | 0.001109
33 | 0.0021644 | 0.00054244
34 | 0.0012909 | 0.00032352
35 | 0.05678 | 0.01423
36 | 0.0025643 | 0.00064267
37 | 0.0012189 | 0.00030548
38 | 0.065777 | 0.016485
39 | 0.0021685 | 0.00054347
40 | 0.0018306 | 0.00045879
41 | 0.013297 | 0.0033326
42 | 0.0045854 | 0.0011492
43 | 0.0090022 | 0.0022562
44 | 0.0081985 | 0.0020547
45 | 0.0024306 | 0.00060918
46 | 0.0022454 | 0.00056276
47 | 0.0019208 | 0.00048141
48 | 0.009324 | 0.0023368
49 | 0.0023535 | 0.00058983
50 | 0.0042485 | 0.0010648
51 | 0.00079781 | 0.00019995
52 | 0.00062266 | 0.00015605
53 | 0.0020259 | 0.00050775
54 | 0.0080165 | 0.0020091
55 | 0.0042452 | 0.0010639
56 | 0.0071732 | 0.0017978
57 | 0.0029353 | 0.00073565
58 | 0.011313 | 0.0028354
59 | 0.012059 | 0.0030222
60 | 0.0034396 | 0.00086204
61 | 0.0034536 | 0.00086556
62 | 0.0024219 | 0.00060698
63 | 0.0088348 | 0.0022142
64 | 0.00078893 | 0.00019772
65 | 0.0019534 | 0.00048956
66 | 0.0019262 | 0.00048275
67 | 0.00067082 | 0.00016812
68 | 0.0021989 | 0.00055109
69 | 0.002738 | 0.00068621
70 | 0.012336 | 0.0030917
71 | 0.00080454 | 0.00020164
72 | 0.00080113 | 0.00020078
73 | 0.0036744 | 0.00092089

## dtypes
| element | column | dtype
0 | bus | name | object
1 | bus | vn_kv | float64
2 | bus | type | object
3 | bus | zone | object
4 | bus | in_service | bool
5 | load | name | object
6 | load | bus | uint32
7 | load | p_mw | float64
8 | load | q_mvar | float64
9 | load | const_z_percent | float64
10 | load | const_i_percent | float64
11 | load | sn_mva | float64
12 | load | scaling | float64
13 | load | in_service | bool
14 | load | type | object
15 | ext_grid | name | object
16 | ext_grid | bus | uint32
17 | ext_grid | vm_pu | float64
18 | ext_grid | va_degree | float64
19 | ext_grid | slack_weight | float64
20 | ext_grid | in_service | bool
21 | line | name | object
22 | line | std_type | object
23 | line | from_bus | uint32
24 | line | to_bus | uint32
25 | line | length_km | float64
26 | line | r_ohm_per_km | float64
27 | line | x_ohm_per_km | float64
28 | line | c_nf_per_km | float64
29 | line | g_us_per_km | float64
30 | line | max_i_ka | float64
31 | line | df | float64
32 | line | parallel | uint32
33 | line | type | object
34 | line | in_service | bool
35 | trafo | name | object
36 | trafo | std_type | object
37 | trafo | hv_bus | uint32
38 | trafo | lv_bus | uint32
39 | trafo | sn_mva | float64
40 | trafo | vn_hv_kv | float64
41 | trafo | vn_lv_kv | float64
42 | trafo | vk_percent | float64
43 | trafo | vkr_percent | float64
44 | trafo | pfe_kw | float64
45 | trafo | i0_percent | float64
46 | trafo | shift_degree | float64
47 | trafo | tap_side | object
48 | trafo | tap_neutral | int32
49 | trafo | tap_min | int32
50 | trafo | tap_max | int32
51 | trafo | tap_step_percent | float64
52 | trafo | tap_step_degree | float64
53 | trafo | tap_pos | int32
54 | trafo | tap_phase_shifter | bool
55 | trafo | parallel | uint32
56 | trafo | df | float64
57 | trafo | in_service | bool
58 | line_geodata | coords | object
59 | bus_geodata | x | float64
60 | bus_geodata | y | float64
61 | bus_geodata | coords | object
62 | res_bus | vm_pu | float64
63 | res_bus | va_degree | float64
64 | res_bus | p_mw | float64
65 | res_bus | q_mvar | float64
66 | res_line | p_from_mw | float64
67 | res_line | q_from_mvar | float64
68 | res_line | p_to_mw | float64
69 | res_line | q_to_mvar | float64
70 | res_line | pl_mw | float64
71 | res_line | ql_mvar | float64
72 | res_line | i_from_ka | float64
73 | res_line | i_to_ka | float64
74 | res_line | i_ka | float64
75 | res_line | vm_from_pu | float64
76 | res_line | va_from_degree | float64
77 | res_line | vm_to_pu | float64
78 | res_line | va_to_degree | float64
79 | res_line | loading_percent | float64
80 | res_trafo | p_hv_mw | float64
81 | res_trafo | q_hv_mvar | float64
82 | res_trafo | p_lv_mw | float64
83 | res_trafo | q_lv_mvar | float64
84 | res_trafo | pl_mw | float64
85 | res_trafo | ql_mvar | float64
86 | res_trafo | i_hv_ka | float64
87 | res_trafo | i_lv_ka | float64
88 | res_trafo | vm_hv_pu | float64
89 | res_trafo | va_hv_degree | float64
90 | res_trafo | vm_lv_pu | float64
91 | res_trafo | va_lv_degree | float64
92 | res_trafo | loading_percent | float64
93 | res_ext_grid | p_mw | float64
94 | res_ext_grid | q_mvar | float64
95 | res_load | p_mw | float64
96 | res_load | q_mvar | float64

## parameters
| version | format_version | converged | OPF_converged | name | f_hz | sn_mva
0 | 2.14.6 | 2.14.0 | TRUE | FALSE |  | 50 | 1