## bus
| name | vn_kv | type | zone | in_service
0 | bus_LV_1213-7_0_4_node_0 | 0.4 | n |  | TRUE
1 | bus_LV_1213-7_0_4_node_1 | 0.4 | n |  | TRUE
2 | bus_LV_1213-7_0_4_node_2 | 0.4 | n |  | TRUE
3 | bus_LV_1213-7_0_4_node_3 | 0.4 | n |  | TRUE
4 | bus_LV_1213-7_0_4_node_10 | 0.4 | n |  | TRUE
5 | bus_LV_1213-7_0_4_node_4 | 0.4 | n |  | TRUE
6 | bus_LV_1213-7_0_4_node_9 | 0.4 | n |  | TRUE
7 | bus_LV_1213-7_0_4_node_13 | 0.4 | n |  | TRUE
8 | bus_LV_1213-7_0_4_node_14 | 0.4 | n |  | TRUE
9 | bus_LV_1213-7_0_4_node_11 | 0.4 | n |  | TRUE
10 | bus_LV_1213-7_0_4_node_111 | 0.4 | n |  | TRUE
11 | bus_LV_1213-7_0_4_node_114 | 0.4 | n |  | TRUE
12 | bus_LV_1213-7_0_4_node_109 | 0.4 | n |  | TRUE
13 | bus_LV_1213-7_0_4_node_104 | 0.4 | n |  | TRUE
14 | bus_LV_1213-7_0_4_node_107 | 0.4 | n |  | TRUE
15 | bus_LV_1213-7_0_4_node_5 | 0.4 | n |  | TRUE
16 | bus_LV_1213-7_0_4_node_6 | 0.4 | n |  | TRUE
17 | bus_LV_1213-7_0_4_node_7 | 0.4 | n |  | TRUE
18 | bus_LV_1213-7_0_4_node_8 | 0.4 | n |  | TRUE
19 | bus_LV_1213-7_0_4_node_106 | 0.4 | n |  | TRUE
20 | bus_LV_1213-7_0_4_node_105 | 0.4 | n |  | TRUE
21 | bus_LV_1213-7_0_4_node_126 | 0.4 | n |  | TRUE
22 | bus_LV_1213-7_0_4_node_119 | 0.4 | n |  | TRUE
23 | bus_LV_1213-7_0_4_node_15 | 0.4 | n |  | TRUE
24 | bus_LV_1213-7_0_4_node_16 | 0.4 | n |  | TRUE
25 | bus_LV_1213-7_0_4_node_24 | 0.4 | n |  | TRUE
26 | bus_LV_1213-7_0_4_node_25 | 0.4 | n |  | TRUE
27 | bus_LV_1213-7_0_4_node_20 | 0.4 | n |  | TRUE
28 | bus_LV_1213-7_0_4_node_17 | 0.4 | n |  | TRUE
29 | bus_LV_1213-7_0_4_node_108 | 0.4 | n |  | TRUE
30 | bus_LV_1213-7_0_4_node_22 | 0.4 | n |  | TRUE
31 | bus_LV_1213-7_0_4_node_21 | 0.4 | n |  | TRUE
32 | bus_LV_1213-7_0_4_node_18 | 0.4 | n |  | TRUE
33 | bus_LV_1213-7_0_4_node_19 | 0.4 | n |  | TRUE
34 | bus_LV_1213-7_0_4_node_110 | 0.4 | n |  | TRUE
35 | bus_LV_1213-7_0_4_node_23 | 0.4 | n |  | TRUE
36 | bus_LV_1213-7_0_4_node_103 | 0.4 | n |  | TRUE
37 | bus_LV_1213-7_0_4_node_27 | 0.4 | n |  | TRUE
38 | bus_LV_1213-7_0_4_node_26 | 0.4 | n |  | TRUE
39 | bus_LV_1213-7_0_4_node_28 | 0.4 | n |  | TRUE
40 | bus_LV_1213-7_0_4_node_29 | 0.4 | n |  | TRUE
41 | bus_LV_1213-7_0_4_node_30 | 0.4 | n |  | TRUE
42 | bus_LV_1213-7_0_4_node_35 | 0.4 | n |  | TRUE
43 | bus_LV_1213-7_0_4_node_34 | 0.4 | n |  | TRUE
44 | bus_LV_1213-7_0_4_node_31 | 0.4 | n |  | TRUE
45 | bus_LV_1213-7_0_4_node_43 | 0.4 | n |  | TRUE
46 | bus_LV_1213-7_0_4_node_32 | 0.4 | n |  | TRUE
47 | bus_LV_1213-7_0_4_node_33 | 0.4 | n |  | TRUE
48 | bus_LV_1213-7_0_4_node_36 | 0.4 | n |  | TRUE
49 | bus_LV_1213-7_0_4_node_37 | 0.4 | n |  | TRUE
50 | bus_LV_1213-7_0_4_node_44 | 0.4 | n |  | TRUE
51 | bus_LV_1213-7_0_4_node_38 | 0.4 | n |  | TRUE
52 | bus_LV_1213-7_0_4_node_39 | 0.4 | n |  | TRUE
53 | bus_LV_1213-7_0_4_node_40 | 0.4 | n |  | TRUE
54 | bus_LV_1213-7_0_4_node_41 | 0.4 | n |  | TRUE
55 | bus_LV_1213-7_0_4_node_45 | 0.4 | n |  | TRUE
56 | bus_LV_1213-7_0_4_node_46 | 0.4 | n |  | TRUE
57 | bus_LV_1213-7_0_4_node_59 | 0.4 | n |  | TRUE
58 | bus_LV_1213-7_0_4_node_57 | 0.4 | n |  | TRUE
59 | bus_LV_1213-7_0_4_node_47 | 0.4 | n |  | TRUE
60 | bus_LV_1213-7_0_4_node_56 | 0.4 | n |  | TRUE
61 | bus_LV_1213-7_0_4_node_48 | 0.4 | n |  | TRUE
62 | bus_LV_1213-7_0_4_node_49 | 0.4 | n |  | TRUE
63 | bus_LV_1213-7_0_4_node_50 | 0.4 | n |  | TRUE
64 | bus_LV_1213-7_0_4_node_51 | 0.4 | n |  | TRUE
65 | bus_LV_1213-7_0_4_node_52 | 0.4 | n |  | TRUE
66 | bus_LV_1213-7_0_4_node_53 | 0.4 | n |  | TRUE
67 | bus_LV_1213-7_0_4_node_54 | 0.4 | n |  | TRUE
68 | bus_LV_1213-7_0_4_node_55 | 0.4 | n |  | TRUE
69 | bus_LV_1213-7_0_4_node_58 | 0.4 | n |  | TRUE
70 | bus_LV_1213-7_0_4_node_65 | 0.4 | n |  | TRUE
71 | bus_LV_1213-7_0_4_node_66 | 0.4 | n |  | TRUE
72 | bus_LV_1213-7_0_4_node_62 | 0.4 | n |  | TRUE
73 | bus_LV_1213-7_0_4_node_67 | 0.4 | n |  | TRUE
74 | bus_LV_1213-7_0_4_node_60 | 0.4 | n |  | TRUE
75 | bus_LV_1213-7_0_4_node_61 | 0.4 | n |  | TRUE
76 | bus_LV_1213-7_0_4_node_63 | 0.4 | n |  | TRUE
77 | bus_LV_1213-7_0_4_node_64 | 0.4 | n |  | TRUE
78 | bus_LV_1213-7_0_4_node_138 | 0.4 | n |  | TRUE
79 | bus_LV_1213-7_0_4_node_130 | 0.4 | n |  | TRUE
80 | bus_LV_1213-7_0_4_node_131 | 0.4 | n |  | TRUE
81 | bus_LV_1213-7_0_4_node_132 | 0.4 | n |  | TRUE
82 | bus_LV_1213-7_0_4_node_135 | 0.4 | n |  | TRUE
83 | bus_LV_1213-7_0_4_node_133 | 0.4 | n |  | TRUE
84 | bus_LV_1213-7_0_4_node_134 | 0.4 | n |  | TRUE
85 | bus_LV_1213-7_0_4_node_136 | 0.4 | n |  | TRUE
86 | bus_LV_1213-7_0_4_node_137 | 0.4 | n |  | TRUE
87 | bus_LV_1213-7_0_4_node_68 | 0.4 | n |  | TRUE
88 | bus_LV_1213-7_0_4_node_69 | 0.4 | n |  | TRUE
89 | bus_LV_1213-7_0_4_node_70 | 0.4 | n |  | TRUE
90 | bus_LV_1213-7_0_4_node_71 | 0.4 | n |  | TRUE
91 | bus_LV_1213-7_0_4_node_72 | 0.4 | n |  | TRUE
92 | bus_LV_1213-7_0_4_node_73 | 0.4 | n |  | TRUE
93 | bus_LV_1213-7_0_4_node_74 | 0.4 | n |  | TRUE
94 | bus_LV_1213-7_0_4_node_140 | 0.4 | n |  | TRUE
95 | bus_LV_1213-7_0_4_node_75 | 0.4 | n |  | TRUE
96 | bus_LV_1213-7_0_4_node_139 | 0.4 | n |  | TRUE
97 | bus_LV_1213-7_0_4_node_81 | 0.4 | n |  | TRUE
98 | bus_LV_1213-7_0_4_node_82 | 0.4 | n |  | TRUE
99 | bus_LV_1213-7_0_4_node_80 | 0.4 | n |  | TRUE
100 | bus_LV_1213-7_0_4_node_76 | 0.4 | n |  | TRUE
101 | bus_LV_1213-7_0_4_node_77 | 0.4 | n |  | TRUE
102 | bus_LV_1213-7_0_4_node_78 | 0.4 | n |  | TRUE
103 | bus_LV_1213-7_0_4_node_79 | 0.4 | n |  | TRUE
104 | bus_LV_1213-7_0_4_node_89 | 0.4 | n |  | TRUE
105 | bus_LV_1213-7_0_4_node_91 | 0.4 | n |  | TRUE
106 | bus_LV_1213-7_0_4_node_87 | 0.4 | n |  | TRUE
107 | bus_LV_1213-7_0_4_node_94 | 0.4 | n |  | TRUE
108 | bus_LV_1213-7_0_4_node_92 | 0.4 | n |  | TRUE
109 | bus_LV_1213-7_0_4_node_93 | 0.4 | n |  | TRUE
110 | bus_LV_1213-7_0_4_node_95 | 0.4 | n |  | TRUE
111 | bus_LV_1213-7_0_4_node_141 | 0.4 | n |  | TRUE
112 | bus_LV_1213-7_0_4_node_97 | 0.4 | n |  | TRUE
113 | bus_LV_1213-7_0_4_node_99 | 0.4 | n |  | TRUE
114 | bus_LV_1213-7_0_4_node_96 | 0.4 | n |  | TRUE
115 | bus_LV_1213-7_0_4_node_85 | 0.4 | n |  | TRUE
116 | bus_LV_1213-7_0_4_node_86 | 0.4 | n |  | TRUE
117 | bus_LV_1213-7_0_4_node_98 | 0.4 | n |  | TRUE
118 | bus_LV_1213-7_0_4_node_100 | 0.4 | n |  | TRUE
119 | bus_LV_1213-7_0_4_node_101 | 0.4 | n |  | TRUE
120 | bus_LV_1213-7_0_4_node_83 | 0.4 | n |  | TRUE
121 | bus_LV_1213-7_0_4_node_84 | 0.4 | n |  | TRUE
122 | bus_LV_1213-7_0_4_node_88 | 0.4 | n |  | TRUE
123 | bus_LV_1213-7_0_4_node_90 | 0.4 | n |  | TRUE
124 | bus_LV_1213-7_0_4_node_102 | 0.4 | n |  | TRUE
125 | bus_LV_1213-7_0_4_node_142 | 0.4 | n |  | TRUE
126 | bus_LV_1213-7_0_4_node_113 | 0.4 | n |  | TRUE
127 | bus_LV_1213-7_0_4_node_112 | 0.4 | n |  | TRUE
128 | bus_LV_1213-7_0_4_node_116 | 0.4 | n |  | TRUE
129 | bus_LV_1213-7_0_4_node_115 | 0.4 | n |  | TRUE
130 | bus_LV_1213-7_0_4_node_117 | 0.4 | n |  | TRUE
131 | bus_LV_1213-7_0_4_node_118 | 0.4 | n |  | TRUE
132 | bus_LV_1213-7_0_4_node_123 | 0.4 | n |  | TRUE
133 | bus_LV_1213-7_0_4_node_127 | 0.4 | n |  | TRUE
134 | bus_LV_1213-7_0_4_node_120 | 0.4 | n |  | TRUE
135 | bus_LV_1213-7_0_4_node_121 | 0.4 | n |  | TRUE
136 | bus_LV_1213-7_0_4_node_122 | 0.4 | n |  | TRUE
137 | bus_LV_1213-7_0_4_node_124 | 0.4 | n |  | TRUE
138 | bus_LV_1213-7_0_4_node_125 | 0.4 | n |  | TRUE
139 | bus_LV_1213-7_0_4_node_128 | 0.4 | n |  | TRUE
140 | bus_LV_1213-7_0_4_node_129 | 0.4 | n |  | TRUE
141 | bus_MV_11_0_node_114 | 20 | n |  | TRUE

## load
| name | bus | p_mw | q_mvar | const_z_percent | const_i_percent | sn_mva | scaling | in_service | type
0 | LV_1213-7_0_4_load_0 | 0 | 0.0013272 | 0.00033262 | 0 | 0 |  | 1 | TRUE | wye
1 | LV_1213-7_0_4_load_1 | 1 | 0.00096637 | 0.0002422 | 0 | 0 |  | 1 | TRUE | wye
2 | LV_1213-7_0_4_load_3 | 3 | 0.0012988 | 0.00032551 | 0 | 0 |  | 1 | TRUE | wye
3 | LV_1213-7_0_4_load_10 | 4 | 0.00097492 | 0.00024434 | 0 | 0 |  | 1 | TRUE | wye
4 | LV_1213-7_0_4_load_4 | 5 | 0.002044 | 0.00051228 | 0 | 0 |  | 1 | TRUE | wye
5 | LV_1213-7_0_4_load_13 | 7 | 0.00047959 | 0.0001202 | 0 | 0 |  | 1 | TRUE | wye
6 | LV_1213-7_0_4_load_11 | 9 | 0.00043876 | 0.00010996 | 0 | 0 |  | 1 | TRUE | wye
7 | LV_1213-7_0_4_load_111 | 10 | 0.0049532 | 0.0012414 | 0 | 0 |  | 1 | TRUE | wye
8 | LV_1213-7_0_4_load_114 | 11 | 0.0061736 | 0.0015472 | 0 | 0 |  | 1 | TRUE | wye
9 | LV_1213-7_0_4_load_109 | 12 | 0.0033124 | 0.00083018 | 0 | 0 |  | 1 | TRUE | wye
10 | LV_1213-7_0_4_load_104 | 13 | 0.0015908 | 0.00039869 | 0 | 0 |  | 1 | TRUE | wye
11 | LV_1213-7_0_4_load_107 | 14 | 0.0056893 | 0.0014259 | 0 | 0 |  | 1 | TRUE | wye
12 | LV_1213-7_0_4_load_5 | 15 | 0.00037135 | 9.307e-05 | 0 | 0 |  | 1 | TRUE | wye
13 | LV_1213-7_0_4_load_7 | 17 | 0.0016973 | 0.00042539 | 0 | 0 |  | 1 | TRUE | wye
14 | LV_1213-7_0_4_load_8 | 18 | 0.003304 | 0.00082807 | 0 | 0 |  | 1 | TRUE | wye
15 | LV_1213-7_0_4_load_106 | 19 | 0.0030516 | 0.0007648 | 0 | 0 |  | 1 | TRUE | wye
16 | LV_1213-7_0_4_load_105 | 20 | 0.0054717 | 0.0013713 | 0 | 0 |  | 1 | TRUE | wye
17 | LV_1213-7_0_4_load_126 | 21 | 0.0052953 | 0.0013271 | 0 | 0 |  | 1 | TRUE | wye
18 | LV_1213-7_0_4_load_119 | 22 | 0.0044696 | 0.0011202 | 0 | 0 |  | 1 | TRUE | wye
19 | LV_1213-7_0_4_load_16 | 24 | 0.00070809 | 0.00017746 | 0 | 0 |  | 1 | TRUE | wye
20 | LV_1213-7_0_4_load_24 | 25 | 0.0031063 | 0.00077852 | 0 | 0 |  | 1 | TRUE | wye
21 | LV_1213-7_0_4_load_25 | 26 | 0.0038582 | 0.00096696 | 0 | 0 |  | 1 | TRUE | wye
22 | LV_1213-7_0_4_load_20 | 27 | 0.00065472 | 0.00016409 | 0 | 0 |  | 1 | TRUE | wye
23 | LV_1213-7_0_4_load_17 | 28 | 0.00069985 | 0.0001754 | 0 | 0 |  | 1 | TRUE | wye
24 | LV_1213-7_0_4_load_108 | 29 | 0.0023213 | 0.00058178 | 0 | 0 |  | 1 | TRUE | wye
25 | LV_1213-7_0_4_load_22 | 30 | 0.00098024 | 0.00024567 | 0 | 0 |  | 1 | TRUE | wye
26 | LV_1213-7_0_4_load_21 | 31 | 0.00081049 | 0.00020313 | 0 | 0 |  | 1 | TRUE | wye
27 | LV_1213-7_0_4_load_18 | 32 | 0.0009822 | 0.00024616 | 0 | 0 |  | 1 | TRUE | wye
28 | LV_1213-7_0_4_load_19 | 33 | 0.00091848 | 0.00023019 | 0 | 0 |  | 1 | TRUE | wye
29 | LV_1213-7_0_4_load_110 | 34 | 0.005001 | 0.0012534 | 0 | 0 |  | 1 | TRUE | wye
30 | LV_1213-7_0_4_load_23 | 35 | 0.0060539 | 0.0015172 | 0 | 0 |  | 1 | TRUE | wye
31 | LV_1213-7_0_4_load_103 | 36 | 0.0047537 | 0.0011914 | 0 | 0 |  | 1 | TRUE | wye
32 | LV_1213-7_0_4_load_27 | 37 | 0.0034094 | 0.00085448 | 0 | 0 |  | 1 | TRUE | wye
33 | LV_1213-7_0_4_load_26 | 38 | 0.007438 | 0.0018641 | 0 | 0 |  | 1 | TRUE | wye
34 | LV_1213-7_0_4_load_30 | 41 | 0.0032355 | 0.00081089 | 0 | 0 |  | 1 | TRUE | wye
35 | LV_1213-7_0_4_load_35 | 42 | 0.0036048 | 0.00090345 | 0 | 0 |  | 1 | TRUE | wye
36 | LV_1213-7_0_4_load_34 | 43 | 0.0021878 | 0.00054831 | 0 | 0 |  | 1 | TRUE | wye
37 | LV_1213-7_0_4_load_31 | 44 | 0.0027496 | 0.00068911 | 0 | 0 |  | 1 | TRUE | wye
38 | LV_1213-7_0_4_load_43 | 45 | 0.0039626 | 0.00099312 | 0 | 0 |  | 1 | TRUE | wye
39 | LV_1213-7_0_4_load_32 | 46 | 0.0019275 | 0.00048307 | 0 | 0 |  | 1 | TRUE | wye
40 | LV_1213-7_0_4_load_33 | 47 | 0.00094229 | 0.00023616 | 0 | 0 |  | 1 | TRUE | wye
41 | LV_1213-7_0_4_load_36 | 48 | 0.00091772 | 0.00023 | 0 | 0 |  | 1 | TRUE | wye
42 | LV_1213-7_0_4_load_37 | 49 | 0.0018013 | 0.00045146 | 0 | 0 |  | 1 | TRUE | wye
43 | LV_1213-7_0_4_load_38 | 51 | 0.00069764 | 0.00017484 | 0 | 0 |  | 1 | TRUE | wye
44 | LV_1213-7_0_4_load_39 | 52 | 0.0016519 | 0.000414 | 0 | 0 |  | 1 | TRUE | wye
45 | LV_1213-7_0_4_load_40 | 53 | 0.0019766 | 0.00049538 | 0 | 0 |  | 1 | TRUE | wye
46 | LV_1213-7_0_4_load_41 | 54 | 0.0024816 | 0.00062196 | 0 | 0 |  | 1 | TRUE | wye
47 | LV_1213-7_0_4_load_46 | 56 | 0.0038473 | 0.00096423 | 0 | 0 |  | 1 | TRUE | wye
48 | LV_1213-7_0_4_load_59 | 57 | 0.0029662 | 0.00074339 | 0 | 0 |  | 1 | TRUE | wye
49 | LV_1213-7_0_4_load_57 | 58 | 0.0027242 | 0.00068275 | 0 | 0 |  | 1 | TRUE | wye
50 | LV_1213-7_0_4_load_47 | 59 | 0.003904 | 0.00097842 | 0 | 0 |  | 1 | TRUE | wye
51 | LV_1213-7_0_4_load_56 | 60 | 0.0051575 | 0.0012926 | 0 | 0 |  | 1 | TRUE | wye
52 | LV_1213-7_0_4_load_48 | 61 | 0.0052167 | 0.0013074 | 0 | 0 |  | 1 | TRUE | wye
53 | LV_1213-7_0_4_load_49 | 62 | 0.0028159 | 0.00070572 | 0 | 0 |  | 1 | TRUE | wye
54 | LV_1213-7_0_4_load_50 | 63 | 0.0046743 | 0.0011715 | 0 | 0 |  | 1 | TRUE | wye
55 | LV_1213-7_0_4_load_51 | 64 | 0.0030918 | 0.00077487 | 0 | 0 |  | 1 | TRUE | wye
56 | LV_1213-7_0_4_load_52 | 65 | 0.003699 | 0.00092706 | 0 | 0 |  | 1 | TRUE | wye
57 | LV_1213-7_0_4_load_53 | 66 | 0.0031943 | 0.00080057 | 0 | 0 |  | 1 | TRUE | wye
58 | LV_1213-7_0_4_load_54 | 67 | 0.004987 | 0.0012499 | 0 | 0 |  | 1 | TRUE | wye
59 | LV_1213-7_0_4_load_55 | 68 | 0.0029907 | 0.00074955 | 0 | 0 |  | 1 | TRUE | wye
60 | LV_1213-7_0_4_load_65 | 70 | 0.0020293 | 0.00050859 | 0 | 0 |  | 1 | TRUE | wye
61 | LV_1213-7_0_4_load_66 | 71 | 0.0075641 | 0.0018957 | 0 | 0 |  | 1 | TRUE | wye
62 | LV_1213-7_0_4_load_62 | 72 | 0.0073318 | 0.0018375 | 0 | 0 |  | 1 | TRUE | wye
63 | LV_1213-7_0_4_load_67 | 73 | 0.0093601 | 0.0023459 | 0 | 0 |  | 1 | TRUE | wye
64 | LV_1213-7_0_4_load_60 | 74 | 0.0040414 | 0.0010129 | 0 | 0 |  | 1 | TRUE | wye
65 | LV_1213-7_0_4_load_61 | 75 | 0.0037233 | 0.00093314 | 0 | 0 |  | 1 | TRUE | wye
66 | LV_1213-7_0_4_load_63 | 76 | 0.0020076 | 0.00050315 | 0 | 0 |  | 1 | TRUE | wye
67 | LV_1213-7_0_4_load_64 | 77 | 0.001266 | 0.00031728 | 0 | 0 |  | 1 | TRUE | wye
68 | LV_1213-7_0_4_load_138 | 78 | 0.0014997 | 0.00037586 | 0 | 0 |  | 1 | TRUE | wye
69 | LV_1213-7_0_4_load_130 | 79 | 0.011144 | 0.002793 | 0 | 0 |  | 1 | TRUE | wye
70 | LV_1213-7_0_4_load_132 | 81 | 0.0020549 | 0.00051501 | 0 | 0 |  | 1 | TRUE | wye
71 | LV_1213-7_0_4_load_133 | 83 | 0.00525 | 0.0013158 | 0 | 0 |  | 1 | TRUE | wye
72 | LV_1213-7_0_4_load_134 | 84 | 0.0052843 | 0.0013244 | 0 | 0 |  | 1 | TRUE | wye
73 | LV_1213-7_0_4_load_136 | 85 | 0.013979 | 0.0035034 | 0 | 0 |  | 1 | TRUE | wye
74 | LV_1213-7_0_4_load_137 | 86 | 0.0017859 | 0.00044758 | 0 | 0 |  | 1 | TRUE | wye
75 | LV_1213-7_0_4_load_68 | 87 | 0.0029183 | 0.0007314 | 0 | 0 |  | 1 | TRUE | wye
76 | LV_1213-7_0_4_load_69 | 88 | 0.008271 | 0.0020729 | 0 | 0 |  | 1 | TRUE | wye
77 | LV_1213-7_0_4_load_70 | 89 | 0.0023317 | 0.00058437 | 0 | 0 |  | 1 | TRUE | wye
78 | LV_1213-7_0_4_load_72 | 91 | 0.00447 | 0.0011203 | 0 | 0 |  | 1 | TRUE | wye
79 | LV_1213-7_0_4_load_73 | 92 | 0.0040259 | 0.001009 | 0 | 0 |  | 1 | TRUE | wye
80 | LV_1213-7_0_4_load_74 | 93 | 0.0018793 | 0.00047101 | 0 | 0 |  | 1 | TRUE | wye
81 | LV_1213-7_0_4_load_140 | 94 | 0.0040515 | 0.0010154 | 0 | 0 |  | 1 | TRUE | wye
82 | LV_1213-7_0_4_load_75 | 95 | 0.0020619 | 0.00051675 | 0 | 0 |  | 1 | TRUE | wye
83 | LV_1213-7_0_4_load_82 | 98 | 0.0026642 | 0.00066771 | 0 | 0 |  | 1 | TRUE | wye
84 | LV_1213-7_0_4_load_80 | 99 | 0.00069261 | 0.00017358 | 0 | 0 |  | 1 | TRUE | wye
85 | LV_1213-7_0_4_load_76 | 100 | 0.0015546 | 0.00038962 | 0 | 0 |  | 1 | TRUE | wye
86 | LV_1213-7_0_4_load_77 | 101 | 0.001697 | 0.0004253 | 0 | 0 |  | 1 | TRUE | wye
87 | LV_1213-7_0_4_load_78 | 102 | 0.0033986 | 0.00085178 | 0 | 0 |  | 1 | TRUE | wye
88 | LV_1213-7_0_4_load_79 | 103 | 0.0011583 | 0.0002903 | 0 | 0 |  | 1 | TRUE | wye
89 | LV_1213-7_0_4_load_89 | 104 | 0.0049721 | 0.0012461 | 0 | 0 |  | 1 | TRUE | wye
90 | LV_1213-7_0_4_load_91 | 105 | 0.0067851 | 0.0017005 | 0 | 0 |  | 1 | TRUE | wye
91 | LV_1213-7_0_4_load_87 | 106 | 0.0072347 | 0.0018132 | 0 | 0 |  | 1 | TRUE | wye
92 | LV_1213-7_0_4_load_94 | 107 | 0.0062373 | 0.0015632 | 0 | 0 |  | 1 | TRUE | wye
93 | LV_1213-7_0_4_load_92 | 108 | 0.0054508 | 0.0013661 | 0 | 0 |  | 1 | TRUE | wye
94 | LV_1213-7_0_4_load_93 | 109 | 0.0039027 | 0.0009781 | 0 | 0 |  | 1 | TRUE | wye
95 | LV_1213-7_0_4_load_95 | 110 | 0.0036187 | 0.00090693 | 0 | 0 |  | 1 | TRUE | wye
96 | LV_1213-7_0_4_load_141 | 111 | 0.0014713 | 0.00036873 | 0 | 0 |  | 1 | TRUE | wye
97 | LV_1213-7_0_4_load_97 | 112 | 0.0058605 | 0.0014688 | 0 | 0 |  | 1 | TRUE | wye
98 | LV_1213-7_0_4_load_99 | 113 | 0.0051256 | 0.0012846 | 0 | 0 |  | 1 | TRUE | wye
99 | LV_1213-7_0_4_load_96 | 114 | 0.0078558 | 0.0019689 | 0 | 0 |  | 1 | TRUE | wye
100 | LV_1213-7_0_4_load_85 | 115 | 0.0051344 | 0.0012868 | 0 | 0 |  | 1 | TRUE | wye
101 | LV_1213-7_0_4_load_86 | 116 | 0.003079 | 0.00077167 | 0 | 0 |  | 1 | TRUE | wye
102 | LV_1213-7_0_4_load_98 | 117 | 0.0035614 | 0.00089257 | 0 | 0 |  | 1 | TRUE | wye
103 | LV_1213-7_0_4_load_100 | 118 | 0.0043127 | 0.0010809 | 0 | 0 |  | 1 | TRUE | wye
104 | LV_1213-7_0_4_load_101 | 119 | 0.0049859 | 0.0012496 | 0 | 0 |  | 1 | TRUE | wye
105 | LV_1213-7_0_4_load_83 | 120 | 0.004192 | 0.0010506 | 0 | 0 |  | 1 | TRUE | wye
106 | LV_1213-7_0_4_load_84 | 121 | 0.0036951 | 0.00092607 | 0 | 0 |  | 1 | TRUE | wye
107 | LV_1213-7_0_4_load_88 | 122 | 0.00416 | 0.0010426 | 0 | 0 |  | 1 | TRUE | wye
108 | LV_1213-7_0_4_load_90 | 123 | 0.0042679 | 0.0010696 | 0 | 0 |  | 1 | TRUE | wye
109 | LV_1213-7_0_4_load_142 | 125 | 0.0017457 | 0.00043751 | 0 | 0 |  | 1 | TRUE | wye
110 | LV_1213-7_0_4_load_113 | 126 | 0.004174 | 0.0010461 | 0 | 0 |  | 1 | TRUE | wye
111 | LV_1213-7_0_4_load_116 | 128 | 0.0049778 | 0.0012476 | 0 | 0 |  | 1 | TRUE | wye
112 | LV_1213-7_0_4_load_115 | 129 | 0.0040086 | 0.0010046 | 0 | 0 |  | 1 | TRUE | wye
113 | LV_1213-7_0_4_load_117 | 130 | 0.004308 | 0.0010797 | 0 | 0 |  | 1 | TRUE | wye
114 | LV_1213-7_0_4_load_118 | 131 | 0.0041139 | 0.001031 | 0 | 0 |  | 1 | TRUE | wye
115 | LV_1213-7_0_4_load_123 | 132 | 0.0014366 | 0.00036005 | 0 | 0 |  | 1 | TRUE | wye
116 | LV_1213-7_0_4_load_127 | 133 | 0.0077626 | 0.0019455 | 0 | 0 |  | 1 | TRUE | wye
117 | LV_1213-7_0_4_load_120 | 134 | 0.0032637 | 0.00081797 | 0 | 0 |  | 1 | TRUE | wye
118 | LV_1213-7_0_4_load_121 | 135 | 0.0036419 | 0.00091276 | 0 | 0 |  | 1 | TRUE | wye
119 | LV_1213-7_0_4_load_124 | 137 | 0.0032221 | 0.00080752 | 0 | 0 |  | 1 | TRUE | wye
120 | LV_1213-7_0_4_load_125 | 138 | 0.0015809 | 0.0003962 | 0 | 0 |  | 1 | TRUE | wye
121 | LV_1213-7_0_4_load_128 | 139 | 0.0060361 | 0.0015128 | 0 | 0 |  | 1 | TRUE | wye
122 | LV_1213-7_0_4_load_129 | 140 | 0.0049494 | 0.0012404 | 0 | 0 |  | 1 | TRUE | wye

## ext_grid
| name | bus | vm_pu | va_degree | slack_weight | in_service
0 |  | 89 | 1 | 0 | 1 | TRUE

## line
| name | std_type | from_bus | to_bus | length_km | r_ohm_per_km | x_ohm_per_km | c_nf_per_km | g_us_per_km | max_i_ka | df | parallel | type | in_service
0 | LV_1213-7_0_4_line_0 |  | 0 | 1 | 0.025239 | 0.125 | 0.08 | 261 | 0 | 0.364 | 1 | 1 | cs | TRUE
1 | LV_1213-7_0_4_line_1 |  | 0 | 2 | 0.011767 | 0.125 | 0.08 | 261 | 0 | 0.364 | 1 | 1 | cs | TRUE
2 | LV_1213-7_0_4_line_2 |  | 2 | 3 | 0.041071 | 0.125 | 0.08 | 261 | 0 | 0.364 | 1 | 1 | cs | TRUE
3 | LV_1213-7_0_4_line_3 |  | 3 | 5 | 0.051703 | 0.125 | 0.08 | 261 | 0 | 0.364 | 1 | 1 | cs | TRUE
4 | LV_1213-7_0_4_line_4 |  | 4 | 5 | 0.20616 | 0.125 | 0.08 | 261 | 0 | 0.364 | 1 | 1 | cs | TRUE
5 | LV_1213-7_0_4_line_5 |  | 4 | 6 | 0.012657 | 0.125 | 0.08 | 261 | 0 | 0.364 | 1 | 1 | cs | TRUE
6 | LV_1213-7_0_4_line_6 |  | 6 | 18 | 0.080538 | 0.125 | 0.08 | 261 | 0 | 0.364 | 1 | 1 | cs | TRUE
7 | LV_1213-7_0_4_line_7 |  | 7 | 8 | 0.090954 | 0.125 | 0.08 | 261 | 0 | 0.364 | 1 | 1 | cs | TRUE
8 | LV_1213-7_0_4_line_8 |  | 7 | 9 | 0.24614 | 0.125 | 0.08 | 261 | 0 | 0.364 | 1 | 1 | cs | TRUE
9 | LV_1213-7_0_4_line_9 |  | 8 | 23 | 0.013205 | 0.125 | 0.08 | 261 | 0 | 0.364 | 1 | 1 | cs | TRUE
10 | LV_1213-7_0_4_line_10 |  | 8 | 24 | 0.0068687 | 0.125 | 0.08 | 261 | 0 | 0.364 | 1 | 1 | cs | TRUE
11 | LV_1213-7_0_4_line_11 |  | 9 | 15 | 0.21924 | 0.125 | 0.08 | 261 | 0 | 0.364 | 1 | 1 | cs | TRUE
12 | LV_1213-7_0_4_line_12 |  | 10 | 11 | 0.031158 | 0.125 | 0.08 | 261 | 0 | 0.364 | 1 | 1 | cs | TRUE
13 | LV_1213-7_0_4_line_13 |  | 10 | 12 | 0.029843 | 0.125 | 0.08 | 261 | 0 | 0.364 | 1 | 1 | cs | TRUE
14 | LV_1213-7_0_4_line_14 |  | 10 | 13 | 0.041959 | 0.125 | 0.08 | 261 | 0 | 0.364 | 1 | 1 | cs | TRUE
15 | LV_1213-7_0_4_line_15 |  | 11 | 129 | 0.019961 | 0.125 | 0.08 | 261 | 0 | 0.364 | 1 | 1 | cs | TRUE
16 | LV_1213-7_0_4_line_16 |  | 11 | 126 | 0.01724 | 0.125 | 0.08 | 261 | 0 | 0.364 | 1 | 1 | cs | TRUE
17 | LV_1213-7_0_4_line_17 |  | 12 | 14 | 0.025449 | 0.125 | 0.08 | 261 | 0 | 0.364 | 1 | 1 | cs | TRUE
18 | LV_1213-7_0_4_line_18 |  | 13 | 20 | 0.044702 | 0.125 | 0.08 | 261 | 0 | 0.364 | 1 | 1 | cs | TRUE
19 | LV_1213-7_0_4_line_19 |  | 13 | 36 | 0.000792 | 0.125 | 0.08 | 261 | 0 | 0.364 | 1 | 1 | cs | TRUE
20 | LV_1213-7_0_4_line_20 |  | 14 | 29 | 0.015932 | 0.125 | 0.08 | 261 | 0 | 0.364 | 1 | 1 | cs | TRUE
21 | LV_1213-7_0_4_line_21 |  | 14 | 30 | 0.057247 | 0.125 | 0.08 | 261 | 0 | 0.364 | 1 | 1 | cs | TRUE
22 | LV_1213-7_0_4_line_22 |  | 15 | 16 | 0.0099474 | 0.125 | 0.08 | 261 | 0 | 0.364 | 1 | 1 | cs | TRUE
23 | LV_1213-7_0_4_line_23 |  | 16 | 17 | 0.023058 | 0.125 | 0.08 | 261 | 0 | 0.364 | 1 | 1 | cs | TRUE
24 | LV_1213-7_0_4_line_24 |  | 16 | 18 | 0.026595 | 0.125 | 0.08 | 261 | 0 | 0.364 | 1 | 1 | cs | TRUE
25 | LV_1213-7_0_4_line_25 |  | 19 | 20 | 0.063789 | 0.125 | 0.08 | 261 | 0 | 0.364 | 1 | 1 | cs | TRUE
26 | LV_1213-7_0_4_line_26 |  | 21 | 22 | 0.026502 | 0.125 | 0.08 | 261 | 0 | 0.364 | 1 | 1 | cs | TRUE
27 | LV_1213-7_0_4_line_27 |  | 22 | 133 | 0.019818 | 0.125 | 0.08 | 261 | 0 | 0.364 | 1 | 1 | cs | TRUE
28 | LV_1213-7_0_4_line_28 |  | 22 | 131 | 0.023084 | 0.125 | 0.08 | 261 | 0 | 0.364 | 1 | 1 | cs | TRUE
29 | LV_1213-7_0_4_line_29 |  | 23 | 27 | 0.024558 | 0.125 | 0.08 | 261 | 0 | 0.364 | 1 | 1 | cs | TRUE
30 | LV_1213-7_0_4_line_30 |  | 23 | 28 | 0.039318 | 0.125 | 0.08 | 261 | 0 | 0.364 | 1 | 1 | cs | TRUE
31 | LV_1213-7_0_4_line_31 |  | 25 | 26 | 0.055915 | 0.125 | 0.08 | 261 | 0 | 0.364 | 1 | 1 | cs | TRUE
32 | LV_1213-7_0_4_line_32 |  | 26 | 37 | 0.029204 | 0.125 | 0.08 | 261 | 0 | 0.364 | 1 | 1 | cs | TRUE
33 | LV_1213-7_0_4_line_33 |  | 27 | 31 | 0.022886 | 0.125 | 0.08 | 261 | 0 | 0.364 | 1 | 1 | cs | TRUE
34 | LV_1213-7_0_4_line_34 |  | 28 | 32 | 0.028468 | 0.125 | 0.08 | 261 | 0 | 0.364 | 1 | 1 | cs | TRUE
35 | LV_1213-7_0_4_line_35 |  | 29 | 34 | 0.080497 | 0.125 | 0.08 | 261 | 0 | 0.364 | 1 | 2 | cs | TRUE
36 | LV_1213-7_0_4_line_36 |  | 30 | 31 | 0.014218 | 0.125 | 0.08 | 261 | 0 | 0.364 | 1 | 1 | cs | TRUE
37 | LV_1213-7_0_4_line_37 |  | 32 | 33 | 0.016132 | 0.125 | 0.08 | 261 | 0 | 0.364 | 1 | 1 | cs | TRUE
38 | LV_1213-7_0_4_line_38 |  | 33 | 35 | 0.011537 | 0.125 | 0.08 | 261 | 0 | 0.364 | 1 | 1 | cs | TRUE
39 | LV_1213-7_0_4_line_39 |  | 34 | 127 | 0.0030008 | 0.125 | 0.08 | 261 | 0 | 0.364 | 1 | 2 | cs | TRUE
40 | LV_1213-7_0_4_line_40 |  | 37 | 38 | 0.0048249 | 0.125 | 0.08 | 261 | 0 | 0.364 | 1 | 1 | cs | TRUE
41 | LV_1213-7_0_4_line_41 |  | 38 | 39 | 0.026546 | 0.125 | 0.08 | 261 | 0 | 0.364 | 1 | 1 | cs | TRUE
42 | LV_1213-7_0_4_line_42 |  | 39 | 40 | 0.010644 | 0.125 | 0.08 | 261 | 0 | 0.364 | 1 | 1 | cs | TRUE
43 | LV_1213-7_0_4_line_43 |  | 39 | 41 | 0.022891 | 0.125 | 0.08 | 261 | 0 | 0.364 | 1 | 1 | cs | TRUE
44 | LV_1213-7_0_4_line_44 |  | 40 | 42 | 0.0403 | 0.125 | 0.08 | 261 | 0 | 0.364 | 1 | 1 | cs | TRUE
45 | LV_1213-7_0_4_line_45 |  | 40 | 43 | 0.061447 | 0.125 | 0.08 | 261 | 0 | 0.364 | 1 | 1 | cs | TRUE
46 | LV_1213-7_0_4_line_46 |  | 41 | 44 | 0.035242 | 0.125 | 0.08 | 261 | 0 | 0.364 | 1 | 1 | cs | TRUE
47 | LV_1213-7_0_4_line_47 |  | 42 | 45 | 0.0033476 | 0.125 | 0.08 | 261 | 0 | 0.364 | 1 | 1 | cs | TRUE
48 | LV_1213-7_0_4_line_48 |  | 44 | 46 | 0.073049 | 0.125 | 0.08 | 261 | 0 | 0.364 | 1 | 1 | cs | TRUE
49 | LV_1213-7_0_4_line_49 |  | 45 | 50 | 0.011102 | 0.125 | 0.08 | 261 | 0 | 0.364 | 1 | 1 | cs | TRUE
50 | LV_1213-7_0_4_line_50 |  | 46 | 47 | 0.091076 | 0.125 | 0.08 | 261 | 0 | 0.364 | 1 | 1 | cs | TRUE
51 | LV_1213-7_0_4_line_51 |  | 47 | 48 | 0.078386 | 0.125 | 0.08 | 261 | 0 | 0.364 | 1 | 1 | cs | TRUE
52 | LV_1213-7_0_4_line_52 |  | 48 | 49 | 0.021247 | 0.125 | 0.08 | 261 | 0 | 0.364 | 1 | 1 | cs | TRUE
53 | LV_1213-7_0_4_line_53 |  | 49 | 51 | 0.020294 | 0.125 | 0.08 | 261 | 0 | 0.364 | 1 | 1 | cs | TRUE
54 | LV_1213-7_0_4_line_54 |  | 50 | 55 | 0.03324 | 0.125 | 0.08 | 261 | 0 | 0.364 | 1 | 1 | cs | TRUE
55 | LV_1213-7_0_4_line_55 |  | 50 | 56 | 0.023416 | 0.125 | 0.08 | 261 | 0 | 0.364 | 1 | 1 | cs | TRUE
56 | LV_1213-7_0_4_line_56 |  | 51 | 52 | 0.019707 | 0.125 | 0.08 | 261 | 0 | 0.364 | 1 | 1 | cs | TRUE
57 | LV_1213-7_0_4_line_57 |  | 52 | 53 | 0.070908 | 0.125 | 0.08 | 261 | 0 | 0.364 | 1 | 1 | cs | TRUE
58 | LV_1213-7_0_4_line_58 |  | 53 | 54 | 0.18416 | 0.125 | 0.08 | 261 | 0 | 0.364 | 1 | 1 | cs | TRUE
59 | LV_1213-7_0_4_line_59 |  | 55 | 57 | 0.039263 | 0.125 | 0.08 | 261 | 0 | 0.364 | 1 | 1 | cs | TRUE
60 | LV_1213-7_0_4_line_60 |  | 55 | 58 | 0.026329 | 0.125 | 0.08 | 261 | 0 | 0.364 | 1 | 1 | cs | TRUE
61 | LV_1213-7_0_4_line_61 |  | 56 | 59 | 0.0083682 | 0.125 | 0.08 | 261 | 0 | 0.364 | 1 | 1 | cs | TRUE
62 | LV_1213-7_0_4_line_62 |  | 58 | 60 | 0.021614 | 0.125 | 0.08 | 261 | 0 | 0.364 | 1 | 1 | cs | TRUE
63 | LV_1213-7_0_4_line_63 |  | 59 | 61 | 0.028391 | 0.125 | 0.08 | 261 | 0 | 0.364 | 1 | 1 | cs | TRUE
64 | LV_1213-7_0_4_line_64 |  | 60 | 69 | 0.038504 | 0.125 | 0.08 | 261 | 0 | 0.364 | 1 | 1 | cs | TRUE
65 | LV_1213-7_0_4_line_65 |  | 60 | 67 | 0.031952 | 0.125 | 0.08 | 261 | 0 | 0.364 | 1 | 1 | cs | TRUE
66 | LV_1213-7_0_4_line_66 |  | 61 | 62 | 0.019592 | 0.125 | 0.08 | 261 | 0 | 0.364 | 1 | 1 | cs | TRUE
67 | LV_1213-7_0_4_line_67 |  | 62 | 63 | 0.010247 | 0.125 | 0.08 | 261 | 0 | 0.364 | 1 | 1 | cs | TRUE
68 | LV_1213-7_0_4_line_68 |  | 64 | 65 | 0.029123 | 0.125 | 0.08 | 261 | 0 | 0.364 | 1 | 1 | cs | TRUE
69 | LV_1213-7_0_4_line_69 |  | 64 | 66 | 0.015201 | 0.125 | 0.08 | 261 | 0 | 0.364 | 1 | 1 | cs | TRUE
70 | LV_1213-7_0_4_line_70 |  | 65 | 67 | 0.0060889 | 0.125 | 0.08 | 261 | 0 | 0.364 | 1 | 1 | cs | TRUE
71 | LV_1213-7_0_4_line_71 |  | 66 | 68 | 0.0046227 | 0.125 | 0.08 | 261 | 0 | 0.364 | 1 | 1 | cs | TRUE
72 | LV_1213-7_0_4_line_72 |  | 69 | 70 | 0.020952 | 0.125 | 0.08 | 261 | 0 | 0.364 | 1 | 1 | cs | TRUE
73 | LV_1213-7_0_4_line_73 |  | 69 | 71 | 0.013643 | 0.125 | 0.08 | 261 | 0 | 0.364 | 1 | 2 | cs | TRUE
74 | LV_1213-7_0_4_line_74 |  | 70 | 72 | 0.0018371 | 0.125 | 0.08 | 261 | 0 | 0.364 | 1 | 1 | cs | TRUE
75 | LV_1213-7_0_4_line_75 |  | 71 | 73 | 0.024145 | 0.125 | 0.08 | 261 | 0 | 0.364 | 1 | 2 | cs | TRUE
76 | LV_1213-7_0_4_line_76 |  | 72 | 75 | 0.017896 | 0.125 | 0.08 | 261 | 0 | 0.364 | 1 | 1 | cs | TRUE
77 | LV_1213-7_0_4_line_77 |  | 73 | 87 | 0.022943 | 0.125 | 0.08 | 261 | 0 | 0.364 | 1 | 2 | cs | TRUE
78 | LV_1213-7_0_4_line_78 |  | 74 | 75 | 0.025688 | 0.125 | 0.08 | 261 | 0 | 0.364 | 1 | 1 | cs | TRUE
79 | LV_1213-7_0_4_line_79 |  | 74 | 76 | 0.092753 | 0.125 | 0.08 | 261 | 0 | 0.364 | 1 | 1 | cs | TRUE
80 | LV_1213-7_0_4_line_80 |  | 76 | 77 | 0.027396 | 0.125 | 0.08 | 261 | 0 | 0.364 | 1 | 1 | cs | TRUE
81 | LV_1213-7_0_4_line_81 |  | 77 | 78 | 0.034341 | 0.125 | 0.08 | 261 | 0 | 0.364 | 1 | 1 | cs | TRUE
82 | LV_1213-7_0_4_line_82 |  | 78 | 86 | 0.016074 | 0.125 | 0.08 | 261 | 0 | 0.364 | 1 | 1 | cs | TRUE
83 | LV_1213-7_0_4_line_83 |  | 79 | 80 | 0.0041234 | 0.125 | 0.08 | 261 | 0 | 0.364 | 1 | 1 | cs | TRUE
84 | LV_1213-7_0_4_line_84 |  | 80 | 81 | 0.033444 | 0.125 | 0.08 | 261 | 0 | 0.364 | 1 | 1 | cs | TRUE
85 | LV_1213-7_0_4_line_85 |  | 81 | 82 | 0.0055636 | 0.125 | 0.08 | 261 | 0 | 0.364 | 1 | 1 | cs | TRUE
86 | LV_1213-7_0_4_line_86 |  | 82 | 86 | 0.012478 | 0.125 | 0.08 | 261 | 0 | 0.364 | 1 | 1 | cs | TRUE
87 | LV_1213-7_0_4_line_87 |  | 82 | 83 | 0.06087 | 0.125 | 0.08 | 261 | 0 | 0.364 | 1 | 1 | cs | TRUE
88 | LV_1213-7_0_4_line_88 |  | 83 | 84 | 0.030643 | 0.125 | 0.08 | 261 | 0 | 0.364 | 1 | 1 | cs | TRUE
89 | LV_1213-7_0_4_line_89 |  | 84 | 85 | 0.011592 | 0.125 | 0.08 | 261 | 0 | 0.364 | 1 | 1 | cs | TRUE
90 | LV_1213-7_0_4_line_90 |  | 87 | 88 | 0.0036343 | 0.125 | 0.08 | 261 | 0 | 0.364 | 1 | 2 | cs | TRUE
91 | LV_1213-7_0_4_line_91 |  | 88 | 89 | 0.02537 | 0.125 | 0.08 | 261 | 0 | 0.364 | 1 | 2 | cs | TRUE
92 | LV_1213-7_0_4_line_92 |  | 89 | 90 | 0.036749 | 0.125 | 0.08 | 261 | 0 | 0.364 | 1 | 2 | cs | TRUE
93 | LV_1213-7_0_4_line_93 |  | 90 | 91 | 0.042803 | 0.125 | 0.08 | 261 | 0 | 0.364 | 1 | 2 | cs | TRUE
94 | LV_1213-7_0_4_line_94 |  | 90 | 92 | 0.035094 | 0.125 | 0.08 | 261 | 0 | 0.364 | 1 | 2 | cs | TRUE
95 | LV_1213-7_0_4_line_95 |  | 91 | 93 | 0.036043 | 0.125 | 0.08 | 261 | 0 | 0.364 | 1 | 2 | cs | TRUE
96 | LV_1213-7_0_4_line_96 |  | 92 | 94 | 0.011912 | 0.125 | 0.08 | 261 | 0 | 0.364 | 1 | 2 | cs | TRUE
97 | LV_1213-7_0_4_line_97 |  | 93 | 95 | 0.038316 | 0.125 | 0.08 | 261 | 0 | 0.364 | 1 | 2 | cs | TRUE
98 | LV_1213-7_0_4_line_98 |  | 94 | 96 | 0.031013 | 0.125 | 0.08 | 261 | 0 | 0.364 | 1 | 2 | cs | TRUE
99 | LV_1213-7_0_4_line_99 |  | 95 | 97 | 0.020063 | 0.125 | 0.08 | 261 | 0 | 0.364 | 1 | 1 | cs | TRUE
100 | LV_1213-7_0_4_line_100 |  | 96 | 132 | 0.0049204 | 0.125 | 0.08 | 261 | 0 | 0.364 | 1 | 1 | cs | TRUE
101 | LV_1213-7_0_4_line_101 |  | 96 | 128 | 0.014922 | 0.125 | 0.08 | 261 | 0 | 0.364 | 1 | 2 | cs | TRUE
102 | LV_1213-7_0_4_line_102 |  | 97 | 98 | 0.024102 | 0.125 | 0.08 | 261 | 0 | 0.364 | 1 | 1 | cs | TRUE
103 | LV_1213-7_0_4_line_103 |  | 97 | 99 | 0.037806 | 0.125 | 0.08 | 261 | 0 | 0.364 | 1 | 1 | cs | TRUE
104 | LV_1213-7_0_4_line_104 |  | 98 | 120 | 0.02138 | 0.125 | 0.08 | 261 | 0 | 0.364 | 1 | 1 | cs | TRUE
105 | LV_1213-7_0_4_line_105 |  | 99 | 106 | 0.068577 | 0.125 | 0.08 | 261 | 0 | 0.364 | 1 | 1 | cs | TRUE
106 | LV_1213-7_0_4_line_106 |  | 99 | 103 | 0.01026 | 0.125 | 0.08 | 261 | 0 | 0.364 | 1 | 1 | cs | TRUE
107 | LV_1213-7_0_4_line_107 |  | 100 | 101 | 0.016077 | 0.125 | 0.08 | 261 | 0 | 0.364 | 1 | 1 | cs | TRUE
108 | LV_1213-7_0_4_line_108 |  | 100 | 102 | 0.013341 | 0.125 | 0.08 | 261 | 0 | 0.364 | 1 | 1 | cs | TRUE
109 | LV_1213-7_0_4_line_109 |  | 101 | 103 | 0.0024227 | 0.125 | 0.08 | 261 | 0 | 0.364 | 1 | 1 | cs | TRUE
110 | LV_1213-7_0_4_line_110 |  | 104 | 105 | 0.0015148 | 0.125 | 0.08 | 261 | 0 | 0.364 | 1 | 1 | cs | TRUE
111 | LV_1213-7_0_4_line_111 |  | 104 | 106 | 0.027055 | 0.125 | 0.08 | 261 | 0 | 0.364 | 1 | 1 | cs | TRUE
112 | LV_1213-7_0_4_line_112 |  | 105 | 107 | 0.026571 | 0.125 | 0.08 | 261 | 0 | 0.364 | 1 | 1 | cs | TRUE
113 | LV_1213-7_0_4_line_113 |  | 106 | 115 | 0.027213 | 0.125 | 0.08 | 261 | 0 | 0.364 | 1 | 1 | cs | TRUE
114 | LV_1213-7_0_4_line_114 |  | 107 | 108 | 0.0021981 | 0.125 | 0.08 | 261 | 0 | 0.364 | 1 | 1 | cs | TRUE
115 | LV_1213-7_0_4_line_115 |  | 108 | 109 | 0.019504 | 0.125 | 0.08 | 261 | 0 | 0.364 | 1 | 1 | cs | TRUE
116 | LV_1213-7_0_4_line_116 |  | 109 | 110 | 0.011702 | 0.125 | 0.08 | 261 | 0 | 0.364 | 1 | 1 | cs | TRUE
117 | LV_1213-7_0_4_line_117 |  | 110 | 111 | 0.074088 | 0.125 | 0.08 | 261 | 0 | 0.364 | 1 | 1 | cs | TRUE
118 | LV_1213-7_0_4_line_118 |  | 112 | 113 | 0.037741 | 0.125 | 0.08 | 261 | 0 | 0.364 | 1 | 1 | cs | TRUE
119 | LV_1213-7_0_4_line_119 |  | 112 | 114 | 0.026667 | 0.125 | 0.08 | 261 | 0 | 0.364 | 1 | 1 | cs | TRUE
120 | LV_1213-7_0_4_line_120 |  | 113 | 119 | 0.086929 | 0.125 | 0.08 | 261 | 0 | 0.364 | 1 | 1 | cs | TRUE
121 | LV_1213-7_0_4_line_121 |  | 114 | 117 | 0.025815 | 0.125 | 0.08 | 261 | 0 | 0.364 | 1 | 1 | cs | TRUE
122 | LV_1213-7_0_4_line_122 |  | 115 | 116 | 0.0017393 | 0.125 | 0.08 | 261 | 0 | 0.364 | 1 | 1 | cs | TRUE
123 | LV_1213-7_0_4_line_123 |  | 116 | 122 | 0.041263 | 0.125 | 0.08 | 261 | 0 | 0.364 | 1 | 1 | cs | TRUE
124 | LV_1213-7_0_4_line_124 |  | 117 | 118 | 0.026021 | 0.125 | 0.08 | 261 | 0 | 0.364 | 1 | 1 | cs | TRUE
125 | LV_1213-7_0_4_line_125 |  | 118 | 123 | 0.010374 | 0.125 | 0.08 | 261 | 0 | 0.364 | 1 | 1 | cs | TRUE
126 | LV_1213-7_0_4_line_126 |  | 119 | 124 | 0.058052 | 0.125 | 0.08 | 261 | 0 | 0.364 | 1 | 1 | cs | TRUE
127 | LV_1213-7_0_4_line_127 |  | 120 | 121 | 0.0037393 | 0.125 | 0.08 | 261 | 0 | 0.364 | 1 | 1 | cs | TRUE
128 | LV_1213-7_0_4_line_128 |  | 122 | 123 | 0.015842 | 0.125 | 0.08 | 261 | 0 | 0.364 | 1 | 1 | cs | TRUE
129 | LV_1213-7_0_4_line_129 |  | 124 | 125 | 0.094106 | 0.125 | 0.08 | 261 | 0 | 0.364 | 1 | 1 | cs | TRUE
130 | LV_1213-7_0_4_line_130 |  | 127 | 128 | 0.014786 | 0.125 | 0.08 | 261 | 0 | 0.364 | 1 | 2 | cs | TRUE
131 | LV_1213-7_0_4_line_131 |  | 129 | 130 | 0.013624 | 0.125 | 0.08 | 261 | 0 | 0.364 | 1 | 1 | cs | TRUE
132 | LV_1213-7_0_4_line_132 |  | 130 | 131 | 0.010958 | 0.125 | 0.08 | 261 | 0 | 0.364 | 1 | 1 | cs | TRUE
133 | LV_1213-7_0_4_line_133 |  | 132 | 135 | 0.030026 | 0.125 | 0.08 | 261 | 0 | 0.364 | 1 | 1 | cs | TRUE
134 | LV_1213-7_0_4_line_134 |  | 134 | 135 | 0.035367 | 0.125 | 0.08 | 261 | 0 | 0.364 | 1 | 1 | cs | TRUE
135 | LV_1213-7_0_4_line_135 |  | 134 | 136 | 0.064354 | 0.125 | 0.08 | 261 | 0 | 0.364 | 1 | 1 | cs | TRUE
136 | LV_1213-7_0_4_line_136 |  | 136 | 137 | 0.021017 | 0.125 | 0.08 | 261 | 0 | 0.364 | 1 | 1 | cs | TRUE
137 | LV_1213-7_0_4_line_137 |  | 136 | 138 | 0.0069869 | 0.125 | 0.08 | 261 | 0 | 0.364 | 1 | 1 | cs | TRUE
138 | LV_1213-7_0_4_line_138 |  | 137 | 139 | 0.013947 | 0.125 | 0.08 | 261 | 0 | 0.364 | 1 | 1 | cs | TRUE
139 | LV_1213-7_0_4_line_139 |  | 139 | 140 | 0.011682 | 0.125 | 0.08 | 261 | 0 | 0.364 | 1 | 1 | cs | TRUE

## trafo
| name | std_type | hv_bus | lv_bus | sn_mva | vn_hv_kv | vn_lv_kv | vk_percent | vkr_percent | pfe_kw | i0_percent | shift_degree | tap_side | tap_neutral | tap_min | tap_max | tap_step_percent | tap_step_degree | tap_pos | tap_phase_shifter | parallel | df | in_service
0 | LV_1213-7_0_4_trafo_70 | 0.63 MVA 20/0.4 kV | 141 | 89 | 0.63 | 20 | 0.4 | 6 | 1.206 | 1.65 | 0.2619 | 150 | hv | 0 | -2 | 2 | 2.5 | 0 | 0 | FALSE | 1 | 1 | TRUE

## line_geodata
| x0 | y0 | x1 | y1 | x2 | y2 | x3 | y3 | x4 | y4 | x5 | y5 | x6 | y6 | x7 | y7 | x8 | y8 | x9 | y9 | x10 | y10 | x11 | y11 | x12 | y12
0 | 2693637.808 | 1189889.8514 | 2693644.2312 | 1189879.5537 | 2693657.0876 | 1189877.026
1 | 2693631.5804 | 1189899.8355 | 2693637.808 | 1189889.8514
2 | 2693631.5804 | 1189899.8355 | 2693593.523 | 1189884.3931
3 | 2693593.523 | 1189884.3931 | 2693582.6184 | 1189879.9684 | 2693566.1848 | 1189880.7342 | 2693553.1573 | 1189888.5357 | 2693544.9219 | 1189889.5571
4 | 2693428.9329 | 1190059.9936 | 2693544.9219 | 1189889.5571
5 | 2693418.7947 | 1190053.1101 | 2693420.7605 | 1190056.165 | 2693428.9329 | 1190059.9936
6 | 2693418.7947 | 1190053.1101 | 2693411.0743 | 1190041.0041 | 2693387.4503 | 1190027.9828 | 2693365.0003 | 1190007.664 | 2693357.6192 | 1190002.6457
7 | 2692844.4569 | 1190116.4945 | 2692853.5365 | 1190104.9724 | 2692861.046 | 1190090.9243 | 2692864.6029 | 1190057.8249 | 2692863.9761 | 1190030.7672
8 | 2692863.9761 | 1190030.7672 | 2693109.6959 | 1190016.3701
9 | 2692834.8433 | 1190125.5735 | 2692844.4569 | 1190116.4945
10 | 2692844.4569 | 1190116.4945 | 2692850.8523 | 1190119.0002
11 | 2693327.9794 | 1189995.9443 | 2693109.6959 | 1190016.3701
12 | 2692853.2746 | 1190268.8243 | 2692823.7861 | 1190278.8876
13 | 2692853.2746 | 1190268.8243 | 2692849.9797 | 1190257.0036 | 2692841.7392 | 1190243.9563 | 2692839.8912 | 1190242.8778
14 | 2692853.2746 | 1190268.8243 | 2692882.206 | 1190238.4341
15 | 2692823.7861 | 1190278.8876 | 2692824.8722 | 1190281.5745 | 2692830.309 | 1190297.748
16 | 2692813.9425 | 1190265.563 | 2692820.2229 | 1190270.0728 | 2692823.7861 | 1190278.8876
17 | 2692839.8912 | 1190242.8778 | 2692823.2059 | 1190233.1398 | 2692817.1658 | 1190232.0942
18 | 2692882.206 | 1190238.4341 | 2692893.031 | 1190259.1172 | 2692911.753 | 1190269.3951
19 | 2692882.206 | 1190238.4341 | 2692881.8388 | 1190237.7324
20 | 2692817.1658 | 1190232.0942 | 2692801.4673 | 1190229.3766
21 | 2692817.1658 | 1190232.0942 | 2692846.763 | 1190183.0913
22 | 2693331.1637 | 1190005.3683 | 2693327.9794 | 1189995.9443
23 | 2693331.1637 | 1190005.3683 | 2693339.9756 | 1190014.9896 | 2693340.8022 | 1190024.9671
24 | 2693331.1637 | 1190005.3683 | 2693357.6192 | 1190002.6457
25 | 2692911.753 | 1190269.3951 | 2692922.2521 | 1190275.1588 | 2692944.3209 | 1190285.6748 | 2692962.0856 | 1190306.4904
26 | 2692875.1523 | 1190315.9076 | 2692857.7817 | 1190335.9233
27 | 2692870.8394 | 1190350.8318 | 2692857.7817 | 1190335.9233
28 | 2692842.6321 | 1190318.5063 | 2692846.544 | 1190323.0927 | 2692857.7817 | 1190335.9233
29 | 2692834.8433 | 1190125.5735 | 2692835.8404 | 1190150.1111
30 | 2692834.8433 | 1190125.5735 | 2692813.5269 | 1190102.884 | 2692805.7997 | 1190100.1817
31 | 2692667.7866 | 1189955.8364 | 2692697.4013 | 1190003.2648
32 | 2692647.7277 | 1189935.019 | 2692662.9115 | 1189948.0074 | 2692663.648 | 1189949.2084 | 2692667.7866 | 1189955.8364
33 | 2692836.7696 | 1190172.9782 | 2692836.7696 | 1190172.9782 | 2692835.8404 | 1190150.1111
34 | 2692805.7997 | 1190100.1817 | 2692778.9279 | 1190090.7844
35 | 2692723.1441 | 1190228.2106 | 2692743.9735 | 1190228.0086 | 2692759.1508 | 1190221.6285 | 2692778.1262 | 1190223.1235 | 2692800.3485 | 1190229.1829 | 2692801.4673 | 1190229.3766
36 | 2692836.7696 | 1190172.9782 | 2692846.763 | 1190183.0913
37 | 2692763.6998 | 1190085.459 | 2692778.9279 | 1190090.7844
38 | 2692763.6998 | 1190085.459 | 2692753.9773 | 1190082.0589 | 2692753.2364 | 1190081.0685
39 | 2692720.1435 | 1190228.2396 | 2692723.1441 | 1190228.2106
40 | 2692644.0612 | 1189931.8826 | 2692647.7277 | 1189935.019
41 | 2692623.8886 | 1189914.6266 | 2692644.0612 | 1189931.8826
42 | 2692619.6416 | 1189924.3894 | 2692620.5117 | 1189922.3794 | 2692623.8886 | 1189914.6266
43 | 2692623.8886 | 1189914.6266 | 2692627.7916 | 1189904.9141 | 2692630.309 | 1189895.5248 | 2692630.7178 | 1189892.8533
44 | 2692619.6416 | 1189924.3894 | 2692616.5973 | 1189931.3579 | 2692605.0509 | 1189957.8852 | 2692603.5472 | 1189961.3363
45 | 2692619.6416 | 1189924.3894 | 2692616.2389 | 1189911.6397 | 2692604.2651 | 1189892.8425 | 2692585.5867 | 1189874.8079
46 | 2692630.7178 | 1189892.8533 | 2692631.6243 | 1189886.9286 | 2692632.1137 | 1189878.9644 | 2692632.379 | 1189868.7286 | 2692631.2777 | 1189864.4866 | 2692629.3503 | 1189860.8878 | 2692627.6472 | 1189858.9693
47 | 2692603.5472 | 1189961.3363 | 2692602.2101 | 1189964.4052
48 | 2692627.6472 | 1189858.9693 | 2692625.0472 | 1189856.0404 | 2692618.956 | 1189851.8991 | 2692596.6488 | 1189841.8587 | 2692590.0612 | 1189837.265 | 2692578.8335 | 1189824.461 | 2692573.0515 | 1189818.0786 | 2692570.4039 | 1189815.5921
49 | 2692597.7754 | 1189974.5833 | 2692602.2101 | 1189964.4052
50 | 2692570.4039 | 1189815.5921 | 2692556.7897 | 1189802.8063 | 2692552.3191 | 1189799.4128 | 2692547.6544 | 1189797.2282 | 2692539.7715 | 1189795.0049 | 2692522.341 | 1189792.6563 | 2692516.2432 | 1189790.9054 | 2692510.8088 | 1189788.6755 | 2692506.7549 | 1189785.9556 | 2692503.8228 | 1189782.7082 | 2692501.6881 | 1189778.2057 | 2692500.7364 | 1189772.6652 | 2692500.7038 | 1189768.8878
51 | 2692500.7038 | 1189768.8878 | 2692500.6845 | 1189766.6495 | 2692505.2847 | 1189735.5117 | 2692505.5458 | 1189727.9998 | 2692505.2776 | 1189722.6478 | 2692504.7145 | 1189718.1251 | 2692497.774 | 1189691.7855
52 | 2692492.3602 | 1189671.2395 | 2692497.774 | 1189691.7855
53 | 2692492.3602 | 1189671.2395 | 2692490.7154 | 1189664.9971 | 2692488.5871 | 1189651.3232
54 | 2692597.7754 | 1189974.5833 | 2692592.7378 | 1189986.1573 | 2692584.4977 | 1190005.0642
55 | 2692597.7754 | 1189974.5833 | 2692612.2564 | 1189992.9842
56 | 2692488.5871 | 1189651.3232 | 2692487.9538 | 1189647.2542 | 2692487.8335 | 1189640.2367 | 2692488.856 | 1189635.2716 | 2692490.352 | 1189632.106
57 | 2692490.352 | 1189632.106 | 2692492.1995 | 1189628.1965 | 2692496.9147 | 1189622.688 | 2692516.5241 | 1189601.5552 | 2692518.7862 | 1189597.8211 | 2692520.3617 | 1189593.1091 | 2692521.191 | 1189588.3189 | 2692521.0389 | 1189583.847 | 2692519.8052 | 1189579.7698 | 2692516.3395 | 1189573.035
58 | 2692516.3395 | 1189573.035 | 2692700.1588 | 1189561.8977
59 | 2692584.4977 | 1190005.0642 | 2692610.194 | 1190034.7511
60 | 2692584.4977 | 1190005.0642 | 2692573.9841 | 1190029.2033
61 | 2692617.4315 | 1189999.5603 | 2692612.2564 | 1189992.9842
62 | 2692565.3523 | 1190049.0185 | 2692571.0777 | 1190035.8764 | 2692573.9841 | 1190029.2033
63 | 2692617.4315 | 1189999.5603 | 2692634.9894 | 1190021.8711
64 | 2692568.1906 | 1190087.4092 | 2692565.3523 | 1190049.0185
65 | 2692565.3523 | 1190049.0185 | 2692581.8067 | 1190048.3503 | 2692589.3015 | 1190051.4793 | 2692592.6137 | 1190058.0542
66 | 2692634.9894 | 1190021.8711 | 2692647.1059 | 1190037.2674
67 | 2692653.4432 | 1190045.3202 | 2692647.1059 | 1190037.2674
68 | 2692615.6588 | 1190084.2145 | 2692596.3239 | 1190065.419 | 2692595.3532 | 1190063.4921
69 | 2692626.5582 | 1190094.8099 | 2692615.6588 | 1190084.2145
70 | 2692592.6137 | 1190058.0542 | 2692595.3532 | 1190063.4921
71 | 2692626.5582 | 1190094.8099 | 2692629.8728 | 1190098.0321
72 | 2692568.1906 | 1190087.4092 | 2692547.2534 | 1190088.1993
73 | 2692568.1906 | 1190087.4092 | 2692574.5537 | 1190099.4769
74 | 2692547.2534 | 1190088.1993 | 2692545.4175 | 1190088.2685
75 | 2692574.5537 | 1190099.4769 | 2692585.8155 | 1190120.835
76 | 2692529.0956 | 1190084.7786 | 2692533.2916 | 1190088.7261 | 2692545.4175 | 1190088.2685
77 | 2692585.8155 | 1190120.835 | 2692587.2703 | 1190123.5941 | 2692597.5958 | 1190140.5161
78 | 2692529.0956 | 1190084.7786 | 2692520.5792 | 1190076.7664 | 2692513.8604 | 1190064.4894
79 | 2692513.8604 | 1190064.4894 | 2692453.4787 | 1189994.0819
80 | 2692453.4787 | 1189994.0819 | 2692436.8935 | 1190003.7938 | 2692428.895 | 1190005.4886
81 | 2692407.4625 | 1189979.9366 | 2692412.7483 | 1189985.3648 | 2692427.2594 | 1190005.8352 | 2692428.895 | 1190005.4886
82 | 2692396.2485 | 1189968.4208 | 2692407.4625 | 1189979.9366
83 | 2692360.8271 | 1189931.2068 | 2692357.7651 | 1189928.4452
84 | 2692360.8271 | 1189931.2068 | 2692374.2623 | 1189943.3218 | 2692384.011 | 1189955.1833
85 | 2692387.5435 | 1189959.4815 | 2692384.011 | 1189955.1833
86 | 2692387.5435 | 1189959.4815 | 2692396.2485 | 1189968.4208
87 | 2692387.5435 | 1189959.4815 | 2692371.8705 | 1189960.9072 | 2692363.097 | 1189965.9862 | 2692354.2831 | 1189985.5517 | 2692356.3424 | 1189998.93
88 | 2692356.3424 | 1189998.93 | 2692361.0043 | 1190029.2163
89 | 2692362.7679 | 1190040.6734 | 2692361.0043 | 1190029.2163
90 | 2692599.4888 | 1190143.6185 | 2692597.5958 | 1190140.5161
91 | 2692599.4888 | 1190143.6185 | 2692612.7035 | 1190165.2756
92 | 2692633.8356 | 1190194.8711 | 2692627.9727 | 1190190.2997 | 2692612.7035 | 1190165.2756
93 | 2692633.8356 | 1190194.8711 | 2692619.7531 | 1190194.5864 | 2692610.0812 | 1190199.0841 | 2692603.2589 | 1190215.7965
94 | 2692633.8356 | 1190194.8711 | 2692661.5233 | 1190216.4346
95 | 2692603.2589 | 1190215.7965 | 2692589.6369 | 1190249.1661
96 | 2692670.9214 | 1190223.754 | 2692661.5233 | 1190216.4346
97 | 2692575.1563 | 1190284.6402 | 2692579.1326 | 1190274.8985 | 2692589.6369 | 1190249.1661
98 | 2692695.3897 | 1190242.8101 | 2692670.9214 | 1190223.754
99 | 2692567.5746 | 1190303.2157 | 2692575.1563 | 1190284.6402
100 | 2692695.3897 | 1190242.8101 | 2692699.272 | 1190245.833
101 | 2692695.3897 | 1190242.8101 | 2692705.9034 | 1190232.2217
102 | 2692567.5746 | 1190303.2157 | 2692577.4736 | 1190319.5125 | 2692581.4584 | 1190322.5885
103 | 2692567.5746 | 1190303.2157 | 2692536.7406 | 1190291.7984 | 2692533.1575 | 1190288.4184
104 | 2692581.4584 | 1190322.5885 | 2692598.3825 | 1190335.653
105 | 2692533.1575 | 1190288.4184 | 2692495.0175 | 1190345.4109
106 | 2692525.6939 | 1190281.3778 | 2692533.1575 | 1190288.4184
107 | 2692512.2364 | 1190268.6832 | 2692523.9315 | 1190279.7154
108 | 2692500.4129 | 1190262.7739 | 2692510.4982 | 1190267.0436 | 2692512.2364 | 1190268.6832
109 | 2692523.9315 | 1190279.7154 | 2692525.6939 | 1190281.3778
110 | 2692470.8804 | 1190330.1266 | 2692472.1602 | 1190330.937
111 | 2692495.0175 | 1190345.4109 | 2692472.1602 | 1190330.937
112 | 2692451.4875 | 1190312.3101 | 2692462.8192 | 1190325.022 | 2692470.8804 | 1190330.1266
113 | 2692518.0091 | 1190359.9681 | 2692507.1467 | 1190353.0914 | 2692495.0175 | 1190345.4109
114 | 2692451.4875 | 1190312.3101 | 2692450.0249 | 1190310.6693
115 | 2692437.0466 | 1190296.1104 | 2692450.0249 | 1190310.6693
116 | 2692429.2599 | 1190287.3752 | 2692437.0466 | 1190296.1104
117 | 2692391.3651 | 1190224.6991 | 2692409.3815 | 1190265.0808 | 2692417.9281 | 1190274.6633 | 2692429.2599 | 1190287.3752
118 | 2692438.6184 | 1190365.5742 | 2692432.8757 | 1190368.5208 | 2692437.19 | 1190396.8166 | 2692438.4761 | 1190399.1495
119 | 2692460.8772 | 1190380.2593 | 2692438.6184 | 1190365.5742 | 2692438.6184 | 1190365.5742
120 | 2692438.4761 | 1190399.1495 | 2692447.7246 | 1190415.9249 | 2692495.8648 | 1190463.6292
121 | 2692460.8772 | 1190380.2593 | 2692482.4249 | 1190394.4752
122 | 2692518.0091 | 1190359.9681 | 2692519.4786 | 1190360.8984
123 | 2692519.4786 | 1190360.8984 | 2692525.6887 | 1190364.8299 | 2692527.2355 | 1190375.2827 | 2692521.1736 | 1190397.8288
124 | 2692482.4249 | 1190394.4752 | 2692504.145 | 1190408.8048
125 | 2692504.145 | 1190408.8048 | 2692508.6116 | 1190411.7516 | 2692513.2382 | 1190409.7964
126 | 2692531.281 | 1190507.2187 | 2692530.4715 | 1190497.9224 | 2692495.8648 | 1190463.6292
127 | 2692601.3424 | 1190337.9379 | 2692598.3825 | 1190335.653
128 | 2692521.1736 | 1190397.8288 | 2692518.5607 | 1190407.5471 | 2692513.2382 | 1190409.7964
129 | 2692531.281 | 1190507.2187 | 2692621.5921 | 1190480.7649
130 | 2692720.1435 | 1190228.2396 | 2692705.9034 | 1190232.2217
131 | 2692835.5208 | 1190310.169 | 2692833.8102 | 1190308.1635 | 2692830.309 | 1190297.748
132 | 2692835.5208 | 1190310.169 | 2692842.6321 | 1190318.5063
133 | 2692699.272 | 1190245.833 | 2692722.9633 | 1190264.2798
134 | 2692722.9633 | 1190264.2798 | 2692750.8691 | 1190286.0082
135 | 2692775.6044 | 1190345.4184 | 2692750.8691 | 1190286.0082
136 | 2692775.6044 | 1190345.4184 | 2692795.9226 | 1190350.7923 | 2692795.9226 | 1190350.7923
137 | 2692775.6044 | 1190345.4184 | 2692778.2901 | 1190351.8685
138 | 2692795.9226 | 1190350.7923 | 2692807.5954 | 1190358.4263
139 | 2692816.7863 | 1190365.5151 | 2692814.2241 | 1190362.7615 | 2692807.5954 | 1190358.4263

## bus_geodata
| x | y | coords
0 | 2693637.808 | 1189889.8514
1 | 2693657.0876 | 1189877.026
2 | 2693631.5804 | 1189899.8355
3 | 2693593.523 | 1189884.3931
4 | 2693428.9329 | 1190059.9936
5 | 2693544.9219 | 1189889.5571
6 | 2693418.7947 | 1190053.1101
7 | 2692863.9761 | 1190030.7672
8 | 2692844.4569 | 1190116.4945
9 | 2693109.6959 | 1190016.3701
10 | 2692853.2746 | 1190268.8243
11 | 2692823.7861 | 1190278.8876
12 | 2692839.8912 | 1190242.8778
13 | 2692882.206 | 1190238.4341
14 | 2692817.1658 | 1190232.0942
15 | 2693327.9794 | 1189995.9443
16 | 2693331.1637 | 1190005.3683
17 | 2693340.8022 | 1190024.9671
18 | 2693357.6192 | 1190002.6457
19 | 2692962.0856 | 1190306.4904
20 | 2692911.753 | 1190269.3951
21 | 2692875.1523 | 1190315.9076
22 | 2692857.7817 | 1190335.9233
23 | 2692834.8433 | 1190125.5735
24 | 2692850.8523 | 1190119.0002
25 | 2692697.4013 | 1190003.2648
26 | 2692667.7866 | 1189955.8364
27 | 2692835.8404 | 1190150.1111
28 | 2692805.7997 | 1190100.1817
29 | 2692801.4673 | 1190229.3766
30 | 2692846.763 | 1190183.0913
31 | 2692836.7696 | 1190172.9782
32 | 2692778.9279 | 1190090.7844
33 | 2692763.6998 | 1190085.459
34 | 2692723.1441 | 1190228.2106
35 | 2692753.2364 | 1190081.0685
36 | 2692881.8388 | 1190237.7324
37 | 2692647.7277 | 1189935.019
38 | 2692644.0612 | 1189931.8826
39 | 2692623.8886 | 1189914.6266
40 | 2692619.6416 | 1189924.3894
41 | 2692630.7178 | 1189892.8533
42 | 2692603.5472 | 1189961.3363
43 | 2692585.5867 | 1189874.8079
44 | 2692627.6472 | 1189858.9693
45 | 2692602.2101 | 1189964.4052
46 | 2692570.4039 | 1189815.5921
47 | 2692500.7038 | 1189768.8878
48 | 2692497.774 | 1189691.7855
49 | 2692492.3602 | 1189671.2395
50 | 2692597.7754 | 1189974.5833
51 | 2692488.5871 | 1189651.3232
52 | 2692490.352 | 1189632.106
53 | 2692516.3395 | 1189573.035
54 | 2692700.1588 | 1189561.8977
55 | 2692584.4977 | 1190005.0642
56 | 2692612.2564 | 1189992.9842
57 | 2692610.194 | 1190034.7511
58 | 2692573.9841 | 1190029.2033
59 | 2692617.4315 | 1189999.5603
60 | 2692565.3523 | 1190049.0185
61 | 2692634.9894 | 1190021.8711
62 | 2692647.1059 | 1190037.2674
63 | 2692653.4432 | 1190045.3202
64 | 2692615.6588 | 1190084.2145
65 | 2692595.3532 | 1190063.4921
66 | 2692626.5582 | 1190094.8099
67 | 2692592.6137 | 1190058.0542
68 | 2692629.8728 | 1190098.0321
69 | 2692568.1906 | 1190087.4092
70 | 2692547.2534 | 1190088.1993
71 | 2692574.5537 | 1190099.4769
72 | 2692545.4175 | 1190088.2685
73 | 2692585.8155 | 1190120.835
74 | 2692513.8604 | 1190064.4894
75 | 2692529.0956 | 1190084.7786
76 | 2692453.4787 | 1189994.0819
77 | 2692428.895 | 1190005.4886
78 | 2692407.4625 | 1189979.9366
79 | 2692357.7651 | 1189928.4452
80 | 2692360.8271 | 1189931.2068
81 | 2692384.011 | 1189955.1833
82 | 2692387.5435 | 1189959.4815
83 | 2692356.3424 | 1189998.93
84 | 2692361.0043 | 1190029.2163
85 | 2692362.7679 | 1190040.6734
86 | 2692396.2485 | 1189968.4208
87 | 2692597.5958 | 1190140.5161
88 | 2692599.4888 | 1190143.6185
89 | 2692612.7035 | 1190165.2756
90 | 2692633.8356 | 1190194.8711
91 | 2692603.2589 | 1190215.7965
92 | 2692661.5233 | 1190216.4346
93 | 2692589.6369 | 1190249.1661
94 | 2692670.9214 | 1190223.754
95 | 2692575.1563 | 1190284.6402
96 | 2692695.3897 | 1190242.8101
97 | 2692567.5746 | 1190303.2157
98 | 2692581.4584 | 1190322.5885
99 | 2692533.1575 | 1190288.4184
100 | 2692512.2364 | 1190268.6832
101 | 2692523.9315 | 1190279.7154
102 | 2692500.4129 | 1190262.7739
103 | 2692525.6939 | 1190281.3778
104 | 2692472.1602 | 1190330.937
105 | 2692470.8804 | 1190330.1266
106 | 2692495.0175 | 1190345.4109
107 | 2692451.4875 | 1190312.3101
108 | 2692450.0249 | 1190310.6693
109 | 2692437.0466 | 1190296.1104
110 | 2692429.2599 | 1190287.3752
111 | 2692391.3651 | 1190224.6991
112 | 2692438.6184 | 1190365.5742
113 | 2692438.4761 | 1190399.1495
114 | 2692460.8772 | 1190380.2593
115 | 2692518.0091 | 1190359.9681
116 | 2692519.4786 | 1190360.8984
117 | 2692482.4249 | 1190394.4752
118 | 2692504.145 | 1190408.8048
119 | 2692495.8648 | 1190463.6292
120 | 2692598.3825 | 1190335.653
121 | 2692601.3424 | 1190337.9379
122 | 2692521.1736 | 1190397.8288
123 | 2692513.2382 | 1190409.7964
124 | 2692531.281 | 1190507.2187
125 | 2692621.5921 | 1190480.7649
126 | 2692813.9425 | 1190265.563
127 | 2692720.1435 | 1190228.2396
128 | 2692705.9034 | 1190232.2217
129 | 2692830.309 | 1190297.748
130 | 2692835.5208 | 1190310.169
131 | 2692842.6321 | 1190318.5063
132 | 2692699.272 | 1190245.833
133 | 2692870.8394 | 1190350.8318
134 | 2692750.8691 | 1190286.0082
135 | 2692722.9633 | 1190264.2798
136 | 2692775.6044 | 1190345.4184
137 | 2692795.9226 | 1190350.7923
138 | 2692778.2901 | 1190351.8685
139 | 2692807.5954 | 1190358.4263
140 | 2692816.7863 | 1190365.5151
141 | 2692633.8356 | 1190194.8711

## line_std_types
| c_nf_per_km | r_ohm_per_km | x_ohm_per_km | max_i_ka | type | q_mm2 | alpha | voltage_rating
NAYY 4x50 SE | 210 | 0.642 | 0.083 | 0.142 | cs | 50 | 0.00403 | LV
NAYY 4x120 SE | 264 | 0.225 | 0.08 | 0.242 | cs | 120 | 0.00403 | LV
NAYY 4x150 SE | 261 | 0.208 | 0.08 | 0.27 | cs | 150 | 0.00403 | LV
NA2XS2Y 1x95 RM/25 12/20 kV | 216 | 0.313 | 0.132 | 0.252 | cs | 95 | 0.00403 | MV
NA2XS2Y 1x185 RM/25 12/20 kV | 273 | 0.161 | 0.117 | 0.362 | cs | 185 | 0.00403 | MV
NA2XS2Y 1x240 RM/25 12/20 kV | 304 | 0.122 | 0.112 | 0.421 | cs | 240 | 0.00403 | MV
NA2XS2Y 1x95 RM/25 6/10 kV | 315 | 0.313 | 0.123 | 0.249 | cs | 95 | 0.00403 | MV
NA2XS2Y 1x185 RM/25 6/10 kV | 406 | 0.161 | 0.11 | 0.358 | cs | 185 | 0.00403 | MV
NA2XS2Y 1x240 RM/25 6/10 kV | 456 | 0.122 | 0.105 | 0.416 | cs | 240 | 0.00403 | MV
NA2XS2Y 1x150 RM/25 12/20 kV | 250 | 0.206 | 0.116 | 0.319 | cs | 150 | 0.00403 | MV
NA2XS2Y 1x120 RM/25 12/20 kV | 230 | 0.253 | 0.119 | 0.283 | cs | 120 | 0.00403 | MV
NA2XS2Y 1x70 RM/25 12/20 kV | 190 | 0.443 | 0.132 | 0.22 | cs | 70 | 0.00403 | MV
NA2XS2Y 1x150 RM/25 6/10 kV | 360 | 0.206 | 0.11 | 0.315 | cs | 150 | 0.00403 | MV
NA2XS2Y 1x120 RM/25 6/10 kV | 340 | 0.253 | 0.113 | 0.28 | cs | 120 | 0.00403 | MV
NA2XS2Y 1x70 RM/25 6/10 kV | 280 | 0.443 | 0.123 | 0.217 | cs | 70 | 0.00403 | MV
N2XS(FL)2Y 1x120 RM/35 64/110 kV | 112 | 0.153 | 0.166 | 0.366 | cs | 120 | 0.00393 | HV
N2XS(FL)2Y 1x185 RM/35 64/110 kV | 125 | 0.099 | 0.156 | 0.457 | cs | 185 | 0.00393 | HV
N2XS(FL)2Y 1x240 RM/35 64/110 kV | 135 | 0.075 | 0.149 | 0.526 | cs | 240 | 0.00393 | HV
N2XS(FL)2Y 1x300 RM/35 64/110 kV | 144 | 0.06 | 0.144 | 0.588 | cs | 300 | 0.00393 | HV
15-AL1/3-ST1A 0.4 | 11 | 1.8769 | 0.35 | 0.105 | ol | 16 | 0.00403 | LV
24-AL1/4-ST1A 0.4 | 11.25 | 1.2012 | 0.335 | 0.14 | ol | 24 | 0.00403 | LV
48-AL1/8-ST1A 0.4 | 12.2 | 0.5939 | 0.3 | 0.21 | ol | 48 | 0.00403 | LV
94-AL1/15-ST1A 0.4 | 13.2 | 0.306 | 0.29 | 0.35 | ol | 94 | 0.00403 | LV
34-AL1/6-ST1A 10.0 | 9.7 | 0.8342 | 0.36 | 0.17 | ol | 34 | 0.00403 | MV
48-AL1/8-ST1A 10.0 | 10.1 | 0.5939 | 0.35 | 0.21 | ol | 48 | 0.00403 | MV
70-AL1/11-ST1A 10.0 | 10.4 | 0.4132 | 0.339 | 0.29 | ol | 70 | 0.00403 | MV
94-AL1/15-ST1A 10.0 | 10.75 | 0.306 | 0.33 | 0.35 | ol | 94 | 0.00403 | MV
122-AL1/20-ST1A 10.0 | 11.1 | 0.2376 | 0.323 | 0.41 | ol | 122 | 0.00403 | MV
149-AL1/24-ST1A 10.0 | 11.25 | 0.194 | 0.315 | 0.47 | ol | 149 | 0.00403 | MV
34-AL1/6-ST1A 20.0 | 9.15 | 0.8342 | 0.382 | 0.17 | ol | 34 | 0.00403 | MV
48-AL1/8-ST1A 20.0 | 9.5 | 0.5939 | 0.372 | 0.21 | ol | 48 | 0.00403 | MV
70-AL1/11-ST1A 20.0 | 9.7 | 0.4132 | 0.36 | 0.29 | ol | 70 | 0.00403 | MV
94-AL1/15-ST1A 20.0 | 10 | 0.306 | 0.35 | 0.35 | ol | 94 | 0.00403 | MV
122-AL1/20-ST1A 20.0 | 10.3 | 0.2376 | 0.344 | 0.41 | ol | 122 | 0.00403 | MV
149-AL1/24-ST1A 20.0 | 10.5 | 0.194 | 0.337 | 0.47 | ol | 149 | 0.00403 | MV
184-AL1/30-ST1A 20.0 | 10.75 | 0.1571 | 0.33 | 0.535 | ol | 184 | 0.00403 | MV
243-AL1/39-ST1A 20.0 | 11 | 0.1188 | 0.32 | 0.645 | ol | 243 | 0.00403 | MV
48-AL1/8-ST1A 110.0 | 8 | 0.5939 | 0.46 | 0.21 | ol | 48 | 0.00403 | HV
70-AL1/11-ST1A 110.0 | 8.4 | 0.4132 | 0.45 | 0.29 | ol | 70 | 0.00403 | HV
94-AL1/15-ST1A 110.0 | 8.65 | 0.306 | 0.44 | 0.35 | ol | 94 | 0.00403 | HV
122-AL1/20-ST1A 110.0 | 8.5 | 0.2376 | 0.43 | 0.41 | ol | 122 | 0.00403 | HV
149-AL1/24-ST1A 110.0 | 8.75 | 0.194 | 0.41 | 0.47 | ol | 149 | 0.00403 | HV
184-AL1/30-ST1A 110.0 | 8.8 | 0.1571 | 0.4 | 0.535 | ol | 184 | 0.00403 | HV
243-AL1/39-ST1A 110.0 | 9 | 0.1188 | 0.39 | 0.645 | ol | 243 | 0.00403 | HV
305-AL1/39-ST1A 110.0 | 9.2 | 0.0949 | 0.38 | 0.74 | ol | 305 | 0.00403 | HV
490-AL1/64-ST1A 110.0 | 9.75 | 0.059 | 0.37 | 0.96 | ol | 490 | 0.00403 | HV
679-AL1/86-ST1A 110.0 | 9.95 | 0.042 | 0.36 | 1.15 | ol | 679 | 0.00403 | HV
490-AL1/64-ST1A 220.0 | 10 | 0.059 | 0.285 | 0.96 | ol | 490 | 0.00403 | HV
679-AL1/86-ST1A 220.0 | 11.7 | 0.042 | 0.275 | 1.15 | ol | 679 | 0.00403 | HV
490-AL1/64-ST1A 380.0 | 11 | 0.059 | 0.253 | 0.96 | ol | 490 | 0.00403 | HV
679-AL1/86-ST1A 380.0 | 14.6 | 0.042 | 0.25 | 1.15 | ol | 679 | 0.00403 | HV

## trafo_std_types
| i0_percent | pfe_kw | vkr_percent | sn_mva | vn_lv_kv | vn_hv_kv | vk_percent | shift_degree | vector_group | tap_side | tap_neutral | tap_min | tap_max | tap_step_degree | tap_step_percent | tap_phase_shifter
160 MVA 380/110 kV | 0.06 | 60 | 0.25 | 160 | 110 | 380 | 12.2 | 0 | Yy0 | hv | 0 | -9 | 9 | 0 | 1.5 | FALSE
100 MVA 220/110 kV | 0.06 | 55 | 0.26 | 100 | 110 | 220 | 12 | 0 | Yy0 | hv | 0 | -9 | 9 | 0 | 1.5 | FALSE
63 MVA 110/20 kV | 0.04 | 22 | 0.32 | 63 | 20 | 110 | 18 | 150 | YNd5 | hv | 0 | -9 | 9 | 0 | 1.5 | FALSE
40 MVA 110/20 kV | 0.05 | 18 | 0.34 | 40 | 20 | 110 | 16.2 | 150 | YNd5 | hv | 0 | -9 | 9 | 0 | 1.5 | FALSE
25 MVA 110/20 kV | 0.07 | 14 | 0.41 | 25 | 20 | 110 | 12 | 150 | YNd5 | hv | 0 | -9 | 9 | 0 | 1.5 | FALSE
63 MVA 110/10 kV | 0.04 | 22 | 0.32 | 63 | 10 | 110 | 18 | 150 | YNd5 | hv | 0 | -9 | 9 | 0 | 1.5 | FALSE
40 MVA 110/10 kV | 0.05 | 18 | 0.34 | 40 | 10 | 110 | 16.2 | 150 | YNd5 | hv | 0 | -9 | 9 | 0 | 1.5 | FALSE
25 MVA 110/10 kV | 0.07 | 14 | 0.41 | 25 | 10 | 110 | 12 | 150 | YNd5 | hv | 0 | -9 | 9 | 0 | 1.5 | FALSE
0.25 MVA 20/0.4 kV | 0.32 | 0.8 | 1.44 | 0.25 | 0.4 | 20 | 6 | 150 | Yzn5 | hv | 0 | -2 | 2 | 0 | 2.5 | FALSE
0.4 MVA 20/0.4 kV | 0.3375 | 1.35 | 1.425 | 0.4 | 0.4 | 20 | 6 | 150 | Dyn5 | hv | 0 | -2 | 2 | 0 | 2.5 | FALSE
0.63 MVA 20/0.4 kV | 0.2619 | 1.65 | 1.206 | 0.63 | 0.4 | 20 | 6 | 150 | Dyn5 | hv | 0 | -2 | 2 | 0 | 2.5 | FALSE
0.25 MVA 10/0.4 kV | 0.24 | 0.6 | 1.2 | 0.25 | 0.4 | 10 | 4 | 150 | Dyn5 | hv | 0 | -2 | 2 | 0 | 2.5 | FALSE
0.4 MVA 10/0.4 kV | 0.2375 | 0.95 | 1.325 | 0.4 | 0.4 | 10 | 4 | 150 | Dyn5 | hv | 0 | -2 | 2 | 0 | 2.5 | FALSE
0.63 MVA 10/0.4 kV | 0.1873 | 1.18 | 1.0794 | 0.63 | 0.4 | 10 | 4 | 150 | Dyn5 | hv | 0 | -2 | 2 | 0 | 2.5 | FALSE

## trafo3w_std_types
| sn_hv_mva | sn_mv_mva | sn_lv_mva | vn_hv_kv | vn_mv_kv | vn_lv_kv | vk_hv_percent | vk_mv_percent | vk_lv_percent | vkr_hv_percent | vkr_mv_percent | vkr_lv_percent | pfe_kw | i0_percent | shift_mv_degree | shift_lv_degree | vector_group | tap_side | tap_neutral | tap_min | tap_max | tap_step_percent
63/25/38 MVA 110/20/10 kV | 63 | 25 | 38 | 110 | 20 | 10 | 10.4 | 10.4 | 10.4 | 0.28 | 0.32 | 0.35 | 35 | 0.89 | 0 | 0 | YN0yn0yn0 | hv | 0 | -10 | 10 | 1.2
63/25/38 MVA 110/10/10 kV | 63 | 25 | 38 | 110 | 10 | 10 | 10.4 | 10.4 | 10.4 | 0.28 | 0.32 | 0.35 | 35 | 0.89 | 0 | 0 | YN0yn0yn0 | hv | 0 | -10 | 10 | 1.2

## fuse_std_types
| fuse_type | i_rated_a | t_avg | t_min | t_total | x_avg | x_min | x_total
HV 100A | HV 100A | 100 | 0 | [10.0, 3.64, 0.854, 0.281, 0.1, 0.0531, 0.022, 0.01] | [10.0, 4.267, 1.21, 0.403, 0.1, 0.058, 0.022, 0.01] | 0 | [300.0, 350.0, 450.0, 550.0, 700.0, 850.0, 1200.0, 1752.0] | [600.0, 700.0, 900.0, 1150.0, 1665.0, 2000.0, 3000.0, 4313.0]
HV 10A | HV 10A | 10 | 0 | [10.0, 1675.0, 0.344, 0.156, 0.1, 0.0417, 0.0171, 0.01] | [10.0, 1.3, 0.3, 0.155, 0.1, 0.0555, 0.023, 0.01] | 0 | [30.0, 32.0, 35.0, 37.0, 39.0, 50.0, 70.0, 88.0] | [60.0, 70.0, 80.0, 87.0, 94.0, 110.0, 150.0, 216.0]
HV 125A | HV 125A | 125 | 0 | [10.0, 1.82, 0.344, 0.1, 0.0467, 0.0269, 0.01] | [10.0, 2.478, 0.426, 0.1, 0.0427, 0.0211, 0.01] | 0 | [375.0, 500.0, 700.0, 925.0, 1200.0, 1500.0, 2341.0] | [750.0, 1000.0, 1500.0, 2200.0, 3000.0, 4000.0, 5765.0]
HV 160A | HV 160A | 160 | 0 | [10.0, 4.15, 1.03, 0.198, 0.1, 0.051, 0.0172, 0.01] | [10.0, 2.3, 0.734, 0.274, 0.1, 0.046, 0.0177, 0.01] | 0 | [480.0, 550.0, 700.0, 1000.0, 1260.0, 1600.0, 2500.0, 3227.0] | [960.0, 1300.0, 1700.0, 2200.0, 2996.0, 4000.0, 6000.0, 7946.0]
HV 16A | HV 16A | 16 | 0 | [10.0, 0.352, 0.164, 0.1, 0.0649, 0.0342, 0.01] | [10.0, 2.34, 0.722, 0.181, 0.1, 0.055, 0.0296, 0.01] | 0 | [48.0, 60.0, 65.0, 71.0, 80.0, 100.0, 162.0] | [96.0, 110.0, 125.0, 150.0, 168.0, 200.0, 250.0, 398.0]
HV 200A | HV 200A | 200 | 0 | [10.0, 4.267, 1.21, 0.403, 0.1, 0.058, 0.022, 0.01] | [10.0, 3.73, 1.654, 0.328, 0.1, 0.0531, 0.019, 0.01] | 0 | [600.0, 700.0, 900.0, 1150.0, 1665.0, 2000.0, 3000.0, 4313.0] | [1200.0, 1500.0, 1800.0, 2700.0, 3960.0, 5000.0, 7500.0, 10620.0]
HV 20A | HV 20A | 20 | 0 | [10.0, 1.3, 0.3, 0.155, 0.1, 0.0555, 0.023, 0.01] | [10.0, 1.3, 0.161, 0.1, 0.0611, 0.0399, 0.0141, 0.01] | 0 | [60.0, 70.0, 80.0, 87.0, 94.0, 110.0, 150.0, 216.0] | [120.0, 150.0, 200.0, 223.0, 260.0, 300.0, 450.0, 532.0]
HV 25A | HV 25A | 25 | 0 | [10.0, 2.512, 0.833, 0.299, 0.1, 0.0372, 0.0223, 0.01] | [10.0, 3.125, 0.597, 0.198, 0.1, 0.0378, 0.022, 0.01] | 0 | [75.0, 82.0, 90.0, 100.0, 124.0, 170.0, 200.0, 289.0] | [150.0, 170.0, 210.0, 250.0, 294.0, 400.0, 500.0, 711.0]
HV 31.5A | HV 31.5A | 31.5 | 0 | [10.0, 2.34, 0.722, 0.181, 0.1, 0.055, 0.0296, 0.01] | [10.0, 2.84, 0.368, 0.164, 0.1, 0.0621, 0.0378, 0.0195, 0.01] | 0 | [95.0, 110.0, 125.0, 150.0, 165.0, 200.0, 250.0, 390.0] | [189.0, 220.0, 300.0, 350.0, 393.0, 450.0, 530.0, 700.0, 960.0]
HV 40A | HV 40A | 40 | 0 | [10.0, 1.3, 0.161, 0.1, 0.0611, 0.0399, 0.0141, 0.01] | [10.0, 2.05, 0.369, 0.198, 0.1, 0.051, 0.0298, 0.01] | 0 | [120.0, 150.0, 200.0, 223.0, 260.0, 300.0, 450.0, 532.0] | [240.0, 300.0, 400.0, 450.0, 530.0, 650.0, 800.0, 1311.0]
HV 50A | HV 50A | 50 | 0 | [10.0, 3.215, 0.597, 0.198, 0.1, 0.0378, 0.022, 0.01] | [10.0, 3.64, 0.854, 0.281, 0.1, 0.0531, 0.022, 0.01] | 0 | [150.0, 170.0, 210.0, 250.0, 294.0, 400.0, 500.0, 711.0] | [300.0, 350.0, 450.0, 550.0, 700.0, 850.0, 1200.0, 1752.0]
HV 6.3A | HV 6.3A | 6.3 | 0 | [10.0, 1.39, 0.344, 0.168, 0.1, 0.056, 0.0263, 0.01] | [10.0, 1.711, 0.516, 0.198, 0.1, 0.0634, 0.0303, 0.01] | 0 | [19.0, 19.5, 20.4, 20.8, 22.0, 25.0, 32.0, 48.0] | [38.0, 40.0, 43.0, 48.0, 53.0, 60.0, 75.0, 118.0]
HV 63A | HV 63A | 63 | 0 | [10.0, 2.84, 0.368, 0.164, 0.1, 0.0621, 0.0378, 0.0195, 0.01] | [10.0, 1.82, 0.344, 0.1, 0.0467, 0.0269, 0.01] | 0 | [189.0, 220.0, 300.0, 350.0, 393.0, 450.0, 530.0, 700.0, 961.0] | [378.0, 500.0, 700.0, 934.0, 1200.0, 1500.0, 2366.0]
HV 80A | HV 80A | 80 | 0 | [10.0, 2.05, 0.369, 0.198, 0.1, 0.051, 0.0298, 0.01] | [10.0, 4.15, 1.03, 0.198, 0.1, 0.051, 0.0172, 0.01] | 0 | [240.0, 300.0, 400.0, 450.0, 530.0, 650.0, 800.0, 1311.0] | [480.0, 550.0, 700.0, 1000.0, 1260.0, 1600.0, 2500.0, 3227.0]
Siemens NH-1-100 | Siemens NH-1-100 | 100 | [5400.0, 2000.0, 400.0, 20.0, 1.0, 0.2, 0.012, 0.004] | 0 | 0 | [150.0, 190.0, 250.0, 430.0, 900.0, 1250.0, 2700.0, 3600.0] | 0 | 0
Siemens NH-1-125 | Siemens NH-1-125 | 125 | [4800.0, 120.0, 7.0, 0.1, 0.004] | 0 | 0 | [180.0, 400.0, 740.0, 2000.0, 4250.0] | 0 | 0
Siemens NH-1-16 | Siemens NH-1-16 | 16 | [4000.0, 400.0, 2.0, 0.1, 0.04, 0.01] | 0 | 0 | [26.0, 35.0, 75.0, 150.0, 200.0, 300.0] | 0 | 0
Siemens NH-1-160 | Siemens NH-1-160 | 160 | [4800.0, 120.0, 7.0, 0.1, 0.004] | 0 | 0 | [210.0, 500.0, 900.0, 2300.0, 5000.0] | 0 | 0
Siemens NH-1-25 | Siemens NH-1-25 | 25 | [4000.0, 1000.0, 10.0, 0.2, 0.02, 0.01] | 0 | 0 | [40.0, 50.0, 100.0, 210.0, 400.0, 500.0] | 0 | 0
Siemens NH-1-50 | Siemens NH-1-50 | 50 | [4000.0, 40.0, 4.0, 1.0, 0.02, 0.01] | 0 | 0 | [86.0, 200.0, 300.0, 400.0, 1000.0, 1280.0] | 0 | 0
Siemens NH-1-63 | Siemens NH-1-63 | 63 | [4000.0, 100.0, 10.0, 2.0, 0.04, 0.01] | 0 | 0 | [100.0, 200.0, 300.0, 400.0, 1000.0, 1500.0] | 0 | 0
Siemens NH-1-80 | Siemens NH-1-80 | 80 | [4800.0, 120.0, 7.0, 0.1, 0.01] | 0 | 0 | [150.58, 250.0, 450.0, 1150.0, 2470.0] | 0 | 0
Siemens NH-2-1000 | Siemens NH-2-1000 | 1000 | [4800.0, 120.0, 7.0, 0.1, 0.004] | 0 | 0 | [1900.0, 3500.0, 8400.0, 24000.0, 52000.0] | 0 | 0
Siemens NH-2-200 | Siemens NH-2-200 | 200 | [4800.0, 120.0, 7.0, 0.1, 0.004] | 0 | 0 | [280.0, 650.0, 1200.0, 3000.0, 7000.0] | 0 | 0
Siemens NH-2-224 | Siemens NH-2-224 | 224 | [4800.0, 120.0, 7.0, 0.2, 0.04, 0.004] | 0 | 0 | [400.0, 750.0, 1453.0, 3025.0, 4315.0, 7600.0] | 0 | 0
Siemens NH-2-250 | Siemens NH-2-250 | 250 | [4800.0, 120.0, 7.0, 0.1, 0.004] | 0 | 0 | [450.0, 800.0, 1650.0, 4000.0, 8500.0] | 0 | 0
Siemens NH-2-315 | Siemens NH-2-315 | 315 | [4800.0, 120.0, 7.0, 0.1, 0.004] | 0 | 0 | [550.0, 920.0, 1900.0, 5000.0, 11000.0] | 0 | 0
Siemens NH-2-355 | Siemens NH-2-355 | 355 | [4800.0, 120.0, 6.0, 0.1, 0.004] | 0 | 0 | [650.0, 1116.27, 2350.0, 5840.0, 12790.0] | 0 | 0
Siemens NH-2-400 | Siemens NH-2-400 | 400 | [4800.0, 120.0, 7.0, 0.1, 0.004] | 0 | 0 | [720.0, 1350.0, 2800.0, 6500.0, 15000.0] | 0 | 0
Siemens NH-2-425 | Siemens NH-2-425 | 425 | [4800.0, 120.0, 7.0, 0.1, 0.004] | 0 | 0 | [850.0, 1500.0, 3050.0, 7500.0, 16500.0] | 0 | 0
Siemens NH-2-630 | Siemens NH-2-630 | 630 | [4800.0, 120.0, 7.0, 0.1, 0.004] | 0 | 0 | [1200.0, 2000.0, 4800.0, 12000.0, 26000.0] | 0 | 0

## res_bus
| vm_pu | va_degree | p_mw | q_mvar
0 | 0.9728 | -0.52597 | 0.0013272 | 0.00033262
1 | 0.97278 | -0.52642 | 0.00096637 | 0.0002422
2 | 0.97283 | -0.52548 | 0 | 0
3 | 0.97291 | -0.52374 | 0.0012988 | 0.00032551
4 | 0.97417 | -0.49893 | 0.00097492 | 0.00024434
5 | 0.97309 | -0.52032 | 0.002044 | 0.00051228
6 | 0.97425 | -0.49739 | 0 | 0
7 | 0.98039 | -0.37678 | 0.00047959 | 0.0001202
8 | 0.98148 | -0.35548 | 0 | 0
9 | 0.97754 | -0.43251 | 0.00043876 | 0.00010996
10 | 0.98111 | -0.36274 | 0.0049532 | 0.0012414
11 | 0.97995 | -0.38551 | 0.0061736 | 0.0015472
12 | 0.98277 | -0.3303 | 0.0033124 | 0.00083018
13 | 0.98053 | -0.37404 | 0.0015908 | 0.00039869
14 | 0.98427 | -0.3012 | 0.0056893 | 0.0014259
15 | 0.9751 | -0.48063 | 0.00037135 | 9.307e-05
16 | 0.97499 | -0.48275 | 0 | 0
17 | 0.97495 | -0.48347 | 0.0016973 | 0.00042539
18 | 0.97474 | -0.4876 | 0.003304 | 0.00082807
19 | 0.98 | -0.38449 | 0.0030516 | 0.0007648
20 | 0.98018 | -0.38096 | 0.0054717 | 0.0013713
21 | 0.97834 | -0.41703 | 0.0052953 | 0.0013271
22 | 0.97847 | -0.41447 | 0.0044696 | 0.0011202
23 | 0.98165 | -0.35222 | 0 | 0
24 | 0.98148 | -0.35556 | 0.00070809 | 0.00017746
25 | 0.98113 | -0.36337 | 0.0031063 | 0.00077852
26 | 0.98129 | -0.36022 | 0.0038582 | 0.00096696
27 | 0.98216 | -0.34231 | 0.00065472 | 0.00016409
28 | 0.98133 | -0.35837 | 0.00069985 | 0.0001754
29 | 0.98565 | -0.27433 | 0.0023213 | 0.00058178
30 | 0.98296 | -0.32673 | 0.00098024 | 0.00024567
31 | 0.98264 | -0.33283 | 0.00081049 | 0.00020313
32 | 0.98112 | -0.36247 | 0.0009822 | 0.00024616
33 | 0.98102 | -0.36451 | 0.00091848 | 0.00023019
34 | 0.98924 | -0.2051 | 0.005001 | 0.0012534
35 | 0.98096 | -0.36578 | 0.0060539 | 0.0015172
36 | 0.98053 | -0.37411 | 0.0047537 | 0.0011914
37 | 0.98148 | -0.35654 | 0.0034094 | 0.00085448
38 | 0.98153 | -0.35563 | 0.007438 | 0.0018641
39 | 0.98197 | -0.34708 | 0 | 0
40 | 0.98232 | -0.34011 | 0 | 0
41 | 0.98158 | -0.3547 | 0.0032355 | 0.00081089
42 | 0.98375 | -0.3122 | 0.0036048 | 0.00090345
43 | 0.9822 | -0.34254 | 0.0021878 | 0.00054831
44 | 0.98108 | -0.36437 | 0.0027496 | 0.00068911
45 | 0.98388 | -0.30966 | 0.0039626 | 0.00099312
46 | 0.98024 | -0.3808 | 0.0019275 | 0.00048307
47 | 0.97936 | -0.39814 | 0.00094229 | 0.00023616
48 | 0.97867 | -0.41173 | 0.00091772 | 0.00023
49 | 0.9785 | -0.41507 | 0.0018013 | 0.00045146
50 | 0.98435 | -0.30048 | 0 | 0
51 | 0.97837 | -0.41759 | 0.00069764 | 0.00017484
52 | 0.97826 | -0.41978 | 0.0016519 | 0.000414
53 | 0.97797 | -0.42555 | 0.0019766 | 0.00049538
54 | 0.97754 | -0.43389 | 0.0024816 | 0.00062196
55 | 0.98639 | -0.26084 | 0 | 0
56 | 0.98391 | -0.3091 | 0.0038473 | 0.00096423
57 | 0.98629 | -0.26292 | 0.0029662 | 0.00074339
58 | 0.98808 | -0.22816 | 0.0027242 | 0.00068275
59 | 0.98378 | -0.3116 | 0.003904 | 0.00097842
60 | 0.98952 | -0.20036 | 0.0051575 | 0.0012926
61 | 0.98345 | -0.3181 | 0.0052167 | 0.0013074
62 | 0.98332 | -0.32075 | 0.0028159 | 0.00070572
63 | 0.98327 | -0.32161 | 0.0046743 | 0.0011715
64 | 0.98867 | -0.21681 | 0.0030918 | 0.00077487
65 | 0.98892 | -0.212 | 0.003699 | 0.00092706
66 | 0.98859 | -0.21849 | 0.0031943 | 0.00080057
67 | 0.98899 | -0.21059 | 0.004987 | 0.0012499
68 | 0.98857 | -0.21874 | 0.0029907 | 0.00074955
69 | 0.9929 | -0.1353 | 0 | 0
70 | 0.99171 | -0.15807 | 0.0020293 | 0.00050859
71 | 0.99388 | -0.11642 | 0.0075641 | 0.0018957
72 | 0.99161 | -0.16001 | 0.0073318 | 0.0018375
73 | 0.99571 | -0.081503 | 0.0093601 | 0.0023459
74 | 0.98961 | -0.1986 | 0.0040414 | 0.0010129
75 | 0.99075 | -0.17653 | 0.0037233 | 0.00093314
76 | 0.98581 | -0.27198 | 0.0020076 | 0.00050315
77 | 0.98474 | -0.29277 | 0.001266 | 0.00031728
78 | 0.98344 | -0.31811 | 0.0014997 | 0.00037586
79 | 0.98196 | -0.34695 | 0.011144 | 0.002793
80 | 0.98201 | -0.34612 | 0 | 0
81 | 0.98235 | -0.33938 | 0.0020549 | 0.00051501
82 | 0.98242 | -0.33806 | 0 | 0
83 | 0.98104 | -0.36504 | 0.00525 | 0.0013158
84 | 0.98049 | -0.37574 | 0.0052843 | 0.0013244
85 | 0.98034 | -0.37868 | 0.013979 | 0.0035034
86 | 0.98285 | -0.32956 | 0.0017859 | 0.00044758
87 | 0.99755 | -0.04656 | 0.0029183 | 0.0007314
88 | 0.99784 | -0.040944 | 0.008271 | 0.0020729
89 | 1 | 0 | -0.44901 | -0.1148
90 | 0.99565 | -0.082241 | 0 | 0
91 | 0.99332 | -0.12647 | 0.00447 | 0.0011203
92 | 0.99341 | -0.12504 | 0.0040259 | 0.001009
93 | 0.99143 | -0.16244 | 0.0018793 | 0.00047101
94 | 0.99267 | -0.13919 | 0.0040515 | 0.0010154
95 | 0.98946 | -0.20019 | 0.0020619 | 0.00051675
96 | 0.9908 | -0.17501 | 0 | 0
97 | 0.98743 | -0.23914 | 0 | 0
98 | 0.9872 | -0.24369 | 0.0026642 | 0.00066771
99 | 0.98398 | -0.3058 | 0.00069261 | 0.00017358
100 | 0.98382 | -0.30897 | 0.0015546 | 0.00038962
101 | 0.98389 | -0.30753 | 0.001697 | 0.0004253
102 | 0.98378 | -0.30978 | 0.0033986 | 0.00085178
103 | 0.98391 | -0.30724 | 0.0011583 | 0.0002903
104 | 0.97744 | -0.43328 | 0.0049721 | 0.0012461
105 | 0.9774 | -0.43404 | 0.0067851 | 0.0017005
106 | 0.97825 | -0.41728 | 0.0072347 | 0.0018132
107 | 0.97689 | -0.44408 | 0.0062373 | 0.0015632
108 | 0.97686 | -0.44466 | 0.0054508 | 0.0013661
109 | 0.9767 | -0.44786 | 0.0039027 | 0.0009781
110 | 0.97664 | -0.44895 | 0.0036187 | 0.00090693
111 | 0.97654 | -0.45094 | 0.0014713 | 0.00036873
112 | 0.97266 | -0.52731 | 0.0058605 | 0.0014688
113 | 0.97224 | -0.53556 | 0.0051256 | 0.0012846
114 | 0.9731 | -0.5186 | 0.0078558 | 0.0019689
115 | 0.97698 | -0.44215 | 0.0051344 | 0.0012868
116 | 0.97691 | -0.44358 | 0.003079 | 0.00077167
117 | 0.97372 | -0.50645 | 0.0035614 | 0.00089257
118 | 0.97442 | -0.49252 | 0.0043127 | 0.0010809
119 | 0.9717 | -0.54637 | 0.0049859 | 0.0012496
120 | 0.98704 | -0.24671 | 0.004192 | 0.0010506
121 | 0.98703 | -0.24696 | 0.0036951 | 0.00092607
122 | 0.9753 | -0.4752 | 0.00416 | 0.0010426
123 | 0.97475 | -0.48615 | 0.0042679 | 0.0010696
124 | 0.9716 | -0.54824 | 0 | 0
125 | 0.97145 | -0.55128 | 0.0017457 | 0.00043751
126 | 0.97988 | -0.38681 | 0.004174 | 0.0010461
127 | 0.98938 | -0.2024 | 0 | 0
128 | 0.99007 | -0.18908 | 0.0049778 | 0.0012476
129 | 0.97939 | -0.39637 | 0.0040086 | 0.0010046
130 | 0.97907 | -0.4028 | 0.004308 | 0.0010797
131 | 0.97885 | -0.40711 | 0.0041139 | 0.001031
132 | 0.99069 | -0.17711 | 0.0014366 | 0.00036005
133 | 0.97833 | -0.41727 | 0.0077626 | 0.0019455
134 | 0.98945 | -0.20122 | 0.0032637 | 0.00081797
135 | 0.99007 | -0.18923 | 0.0036419 | 0.00091276
136 | 0.98852 | -0.21933 | 0 | 0
137 | 0.98824 | -0.22465 | 0.0032221 | 0.00080752
138 | 0.98851 | -0.21952 | 0.0015809 | 0.0003962
139 | 0.9881 | -0.22739 | 0.0060361 | 0.0015128
140 | 0.98805 | -0.22842 | 0.0049494 | 0.0012404
141 | 0.99998 | 149.9956 | 0 | 0

## res_line
| p_from_mw | q_from_mvar | p_to_mw | q_to_mvar | pl_mw | ql_mvar | i_from_ka | i_to_ka | i_ka | vm_from_pu | va_from_degree | vm_to_pu | va_to_degree | loading_percent
0 | 0.00096639 | 0.0002419 | -0.00096637 | -0.0002422 | 2.068e-08 | -3.0011e-07 | 0.0014781 | 0.0014782 | 0.0014782 | 0.9728 | -0.52597 | 0.97278 | -0.52642 | 0.4061
1 | -0.0022936 | -0.00057451 | 0.0022936 | 0.0005744 | 5.4307e-08 | -1.1134e-07 | 0.0035082 | 0.0035081 | 0.0035082 | 0.9728 | -0.52597 | 0.97283 | -0.52548 | 0.96378
2 | -0.0022936 | -0.0005744 | 0.0022938 | 0.00057401 | 1.8953e-07 | -3.8868e-07 | 0.0035081 | 0.0035079 | 0.0035081 | 0.97283 | -0.52548 | 0.97291 | -0.52374 | 0.96376
3 | -0.0035926 | -0.00089952 | 0.0035932 | 0.00089926 | 5.8528e-07 | -2.6759e-07 | 0.0054944 | 0.0054941 | 0.0054944 | 0.97291 | -0.52374 | 0.97309 | -0.52032 | 1.5094
4 | 0.005643 | 0.0014127 | -0.0056372 | -0.0014115 | 5.7436e-06 | 1.112e-06 | 0.0086189 | 0.0086198 | 0.0086198 | 0.97417 | -0.49893 | 0.97309 | -0.52032 | 2.3681
5 | -0.0066179 | -0.001657 | 0.0066184 | 0.0016571 | 4.8496e-07 | 1.5278e-07 | 0.010108 | 0.010108 | 0.010108 | 0.97417 | -0.49893 | 0.97425 | -0.49739 | 2.7769
6 | -0.0066184 | -0.0016571 | 0.0066215 | 0.0016581 | 3.0857e-06 | 9.7142e-07 | 0.010108 | 0.010108 | 0.010108 | 0.97425 | -0.49739 | 0.97474 | -0.4876 | 2.7769
7 | -0.012977 | -0.0032694 | 0.01299 | 0.0032767 | 1.3239e-05 | 7.325e-06 | 0.019702 | 0.019702 | 0.019702 | 0.98039 | -0.37678 | 0.98148 | -0.35548 | 5.4127
8 | 0.012497 | 0.0031492 | -0.012464 | -0.003131 | 3.3233e-05 | 1.8174e-05 | 0.018974 | 0.018975 | 0.018975 | 0.98039 | -0.37678 | 0.97754 | -0.43251 | 5.213
9 | -0.013698 | -0.0034541 | 0.0137 | 0.0034553 | 2.1373e-06 | 1.2009e-06 | 0.020775 | 0.020775 | 0.020775 | 0.98148 | -0.35548 | 0.98165 | -0.35222 | 5.7075
10 | 0.0007081 | 0.00017738 | -0.00070809 | -0.00017746 | 2.9684e-09 | -8.4906e-08 | 0.0010735 | 0.0010735 | 0.0010735 | 0.98148 | -0.35548 | 0.98148 | -0.35556 | 0.29493
11 | 0.012025 | 0.003021 | -0.011998 | -0.0030061 | 2.7556e-05 | 1.4894e-05 | 0.018307 | 0.018308 | 0.018308 | 0.97754 | -0.43251 | 0.9751 | -0.48063 | 5.0298
12 | 0.040386 | 0.010151 | -0.040342 | -0.010123 | 4.3851e-05 | 2.7672e-05 | 0.061262 | 0.061262 | 0.061262 | 0.98111 | -0.36274 | 0.97995 | -0.38551 | 16.8302
13 | -0.060218 | -0.015124 | 0.060311 | 0.015183 | 9.337e-05 | 5.9379e-05 | 0.091342 | 0.091341 | 0.091342 | 0.98111 | -0.36274 | 0.98277 | -0.3303 | 25.0938
14 | 0.014879 | 0.0037316 | -0.014871 | -0.003727 | 8.0137e-06 | 4.5992e-06 | 0.022568 | 0.022568 | 0.022568 | 0.98111 | -0.36274 | 0.98053 | -0.37404 | 6.1999
15 | 0.029994 | 0.0075297 | -0.029978 | -0.00752 | 1.553e-05 | 9.6879e-06 | 0.045549 | 0.045549 | 0.045549 | 0.97995 | -0.38551 | 0.97939 | -0.39637 | 12.5135
16 | 0.0041743 | 0.0010461 | -0.004174 | -0.0010461 | 2.5974e-07 | -5.0946e-08 | 0.0063385 | 0.0063386 | 0.0063386 | 0.97995 | -0.38551 | 0.97988 | -0.38681 | 1.7414
17 | -0.063624 | -0.016013 | 0.063712 | 0.01607 | 8.8607e-05 | 5.6385e-05 | 0.096357 | 0.096357 | 0.096357 | 0.98277 | -0.3303 | 0.98427 | -0.3012 | 26.4716
18 | 0.0085266 | 0.0021369 | -0.0085238 | -0.0021357 | 2.8068e-06 | 1.2327e-06 | 0.01294 | 0.01294 | 0.01294 | 0.98053 | -0.37404 | 0.98018 | -0.38096 | 3.5549
19 | 0.0047537 | 0.0011914 | -0.0047537 | -0.0011914 | 1.5457e-08 | -9.7887e-11 | 0.007214 | 0.007214 | 0.007214 | 0.98053 | -0.37404 | 0.98053 | -0.37411 | 1.9819
20 | -0.094265 | -0.023771 | 0.094387 | 0.023848 | 0.00012143 | 7.751e-05 | 0.14256 | 0.14256 | 0.14256 | 0.98427 | -0.3012 | 0.98565 | -0.27433 | 39.1655
21 | 0.024864 | 0.0062751 | -0.024833 | -0.0062564 | 3.0358e-05 | 1.8702e-05 | 0.037604 | 0.037605 | 0.037605 | 0.98427 | -0.3012 | 0.98296 | -0.32673 | 10.331
22 | 0.011626 | 0.0029131 | -0.011625 | -0.0029125 | 1.1742e-06 | 6.274e-07 | 0.017742 | 0.017742 | 0.017742 | 0.9751 | -0.48063 | 0.97499 | -0.48275 | 4.8741
23 | 0.0016974 | 0.00042514 | -0.0016973 | -0.00042539 | 5.8025e-08 | -2.5042e-07 | 0.0025904 | 0.0025905 | 0.0025905 | 0.97499 | -0.48275 | 0.97495 | -0.48347 | 0.71168
24 | 0.0099278 | 0.0024873 | -0.0099255 | -0.0024862 | 2.2895e-06 | 1.1337e-06 | 0.015151 | 0.015151 | 0.015151 | 0.97499 | -0.48275 | 0.97474 | -0.4876 | 4.1625
25 | -0.0030516 | -0.0007648 | 0.0030521 | 0.00076432 | 5.1352e-07 | -4.7522e-07 | 0.0046334 | 0.0046332 | 0.0046334 | 0.98 | -0.38449 | 0.98018 | -0.38096 | 1.2729
26 | -0.0052953 | -0.0013271 | 0.005296 | 0.0013272 | 6.4466e-07 | 7.9743e-08 | 0.008054 | 0.0080539 | 0.008054 | 0.97834 | -0.41703 | 0.97847 | -0.41447 | 2.2126
27 | 0.0077636 | 0.0019459 | -0.0077626 | -0.0019455 | 1.036e-06 | 4.1414e-07 | 0.011807 | 0.011807 | 0.011807 | 0.97847 | -0.41447 | 0.97833 | -0.41727 | 3.2436
28 | -0.017529 | -0.0043933 | 0.017535 | 0.004397 | 6.1516e-06 | 3.647e-06 | 0.026658 | 0.026658 | 0.026658 | 0.97847 | -0.41447 | 0.97885 | -0.40711 | 7.3235
29 | -0.02236 | -0.0056264 | 0.02237 | 0.0056328 | 1.0584e-05 | 6.4634e-06 | 0.033902 | 0.033902 | 0.033902 | 0.98165 | -0.35222 | 0.98216 | -0.34231 | 9.3137
30 | 0.0086595 | 0.0021711 | -0.008657 | -0.00217 | 2.5406e-06 | 1.1291e-06 | 0.013127 | 0.013127 | 0.013127 | 0.98165 | -0.35222 | 0.98133 | -0.35837 | 3.6063
31 | -0.0031063 | -0.00077852 | 0.0031068 | 0.00077811 | 4.6536e-07 | -4.0843e-07 | 0.0047112 | 0.0047109 | 0.0047112 | 0.98113 | -0.36337 | 0.98129 | -0.36022 | 1.2943
32 | -0.006965 | -0.0017451 | 0.0069662 | 0.0017455 | 1.2216e-06 | 4.1279e-07 | 0.010561 | 0.010561 | 0.010561 | 0.98129 | -0.36022 | 0.98148 | -0.35654 | 2.9015
33 | -0.023025 | -0.0057969 | 0.023036 | 0.0058033 | 1.0449e-05 | 6.3979e-06 | 0.034894 | 0.034894 | 0.034894 | 0.98216 | -0.34231 | 0.98264 | -0.33283 | 9.5862
34 | 0.0079572 | 0.0019946 | -0.0079556 | -0.0019939 | 1.5541e-06 | 6.3507e-07 | 0.012066 | 0.012066 | 0.012066 | 0.98133 | -0.35837 | 0.98112 | -0.36247 | 3.3148
35 | -0.096708 | -0.02443 | 0.09703 | 0.024634 | 0.00032202 | 0.00020403 | 0.14607 | 0.14607 | 0.14607 | 0.98565 | -0.27433 | 0.98924 | -0.2051 | 20.0641
36 | 0.023853 | 0.0060107 | -0.023846 | -0.0060064 | 6.9563e-06 | 4.2719e-06 | 0.036121 | 0.036121 | 0.036121 | 0.98296 | -0.32673 | 0.98264 | -0.33283 | 9.9233
37 | 0.0069734 | 0.0017478 | -0.0069727 | -0.0017475 | 6.7669e-07 | 2.2937e-07 | 0.010576 | 0.010576 | 0.010576 | 0.98112 | -0.36247 | 0.98102 | -0.36451 | 2.9056
38 | 0.0060542 | 0.0015173 | -0.0060539 | -0.0015172 | 3.6483e-07 | 8.784e-08 | 0.0091831 | 0.0091832 | 0.0091832 | 0.98102 | -0.36451 | 0.98096 | -0.36578 | 2.5228
39 | -0.10203 | -0.025887 | 0.10204 | 0.025896 | 1.3272e-05 | 8.4172e-06 | 0.15359 | 0.15359 | 0.15359 | 0.98924 | -0.2051 | 0.98938 | -0.2024 | 21.0973
40 | -0.010376 | -0.0026 | 0.010376 | 0.0026002 | 4.4771e-07 | 2.2555e-07 | 0.01573 | 0.01573 | 0.01573 | 0.98148 | -0.35654 | 0.98153 | -0.35563 | 4.3215
41 | -0.017814 | -0.0044643 | 0.017821 | 0.0044686 | 7.2605e-06 | 4.311e-06 | 0.027006 | 0.027006 | 0.027006 | 0.98153 | -0.35563 | 0.98197 | -0.34708 | 7.4193
42 | -0.036246 | -0.0090955 | 0.036258 | 0.009103 | 1.2043e-05 | 7.5731e-06 | 0.05493 | 0.05493 | 0.05493 | 0.98197 | -0.34708 | 0.98232 | -0.34011 | 15.0906
43 | 0.018425 | 0.0046268 | -0.018418 | -0.0046228 | 6.6932e-06 | 3.9942e-06 | 0.027923 | 0.027924 | 0.027924 | 0.98197 | -0.34708 | 0.98158 | -0.3547 | 7.6713
44 | -0.038446 | -0.0096507 | 0.038498 | 0.009683 | 5.1267e-05 | 3.23e-05 | 0.058244 | 0.058244 | 0.058244 | 0.98232 | -0.34011 | 0.98375 | -0.3122 | 16.0011
45 | 0.002188 | 0.0005477 | -0.0021878 | -0.00054831 | 2.5312e-07 | -6.158e-07 | 0.0033142 | 0.0033145 | 0.0033145 | 0.98232 | -0.34011 | 0.9822 | -0.34254 | 0.91057
46 | 0.015183 | 0.003812 | -0.015176 | -0.0038079 | 7.0027e-06 | 4.0365e-06 | 0.023019 | 0.023019 | 0.023019 | 0.98158 | -0.3547 | 0.98108 | -0.36437 | 6.3239
47 | -0.042102 | -0.010586 | 0.042108 | 0.01059 | 5.0932e-06 | 3.2171e-06 | 0.063696 | 0.063696 | 0.063696 | 0.98375 | -0.3122 | 0.98388 | -0.30966 | 17.499
48 | 0.012426 | 0.0031188 | -0.012416 | -0.0031135 | 9.7322e-06 | 5.307e-06 | 0.018849 | 0.018849 | 0.018849 | 0.98108 | -0.36437 | 0.98024 | -0.3808 | 5.1783
49 | -0.04607 | -0.011583 | 0.04609 | 0.011596 | 2.022e-05 | 1.28e-05 | 0.069689 | 0.069689 | 0.069689 | 0.98388 | -0.30966 | 0.98435 | -0.30048 | 19.1454
50 | 0.010489 | 0.0026304 | -0.01048 | -0.002626 | 8.6595e-06 | 4.395e-06 | 0.015923 | 0.015923 | 0.015923 | 0.98024 | -0.3808 | 0.97936 | -0.39814 | 4.3745
51 | 0.009538 | 0.0023899 | -0.0095319 | -0.0023869 | 6.1733e-06 | 2.9652e-06 | 0.014492 | 0.014492 | 0.014492 | 0.97936 | -0.39814 | 0.97867 | -0.41173 | 3.9813
52 | 0.0086141 | 0.0021569 | -0.0086128 | -0.0021563 | 1.3667e-06 | 6.0772e-07 | 0.013097 | 0.013097 | 0.013097 | 0.97867 | -0.41173 | 0.9785 | -0.41507 | 3.598
53 | 0.0068114 | 0.0017048 | -0.0068106 | -0.0017046 | 8.164e-07 | 2.6762e-07 | 0.010357 | 0.010358 | 0.010358 | 0.9785 | -0.41507 | 0.97837 | -0.41759 | 2.8455
54 | -0.066564 | -0.016732 | 0.06669 | 0.016812 | 0.00012625 | 8.0377e-05 | 0.10064 | 0.10064 | 0.10064 | 0.98435 | -0.30048 | 0.98639 | -0.26084 | 27.6484
55 | 0.020474 | 0.005136 | -0.020465 | -0.005131 | 8.4118e-06 | 5.086e-06 | 0.030951 | 0.030951 | 0.030951 | 0.98435 | -0.30048 | 0.98391 | -0.3091 | 8.5031
56 | 0.006113 | 0.0015297 | -0.0061123 | -0.0015296 | 6.387e-07 | 1.6132e-07 | 0.0092965 | 0.0092966 | 0.0092966 | 0.97837 | -0.41759 | 0.97826 | -0.41978 | 2.554
57 | 0.0044604 | 0.0011156 | -0.0044592 | -0.0011157 | 1.2238e-06 | -1.0677e-07 | 0.0067839 | 0.0067842 | 0.0067842 | 0.97826 | -0.41978 | 0.97797 | -0.42555 | 1.8638
58 | 0.0024826 | 0.00062028 | -0.0024816 | -0.00062196 | 9.8524e-07 | -1.6791e-06 | 0.0037767 | 0.0037775 | 0.0037775 | 0.97797 | -0.42555 | 0.97754 | -0.43389 | 1.0378
59 | 0.0029665 | 0.00074308 | -0.0029662 | -0.00074339 | 2.9485e-07 | -3.1242e-07 | 0.0044749 | 0.0044751 | 0.0044751 | 0.98639 | -0.26084 | 0.98629 | -0.26292 | 1.2294
60 | -0.069657 | -0.017555 | 0.069766 | 0.017625 | 0.00010909 | 6.9483e-05 | 0.10511 | 0.10511 | 0.10511 | 0.98639 | -0.26084 | 0.98808 | -0.22816 | 28.8777
61 | 0.016618 | 0.0041667 | -0.016616 | -0.0041656 | 1.9822e-06 | 1.1623e-06 | 0.025133 | 0.025133 | 0.025133 | 0.98391 | -0.3091 | 0.98378 | -0.3116 | 6.9046
62 | -0.07249 | -0.018307 | 0.072587 | 0.018369 | 9.6681e-05 | 6.1599e-05 | 0.10922 | 0.10922 | 0.10922 | 0.98808 | -0.22816 | 0.98952 | -0.20036 | 30.0048
63 | 0.012712 | 0.0031871 | -0.012708 | -0.003185 | 3.9362e-06 | 2.1588e-06 | 0.019228 | 0.019228 | 0.019228 | 0.98378 | -0.3116 | 0.98345 | -0.3181 | 5.2824
64 | -0.095719 | -0.02417 | 0.096019 | 0.024361 | 0.00029943 | 0.00019114 | 0.144 | 0.144 | 0.144 | 0.98952 | -0.20036 | 0.9929 | -0.1353 | 39.5618
65 | 0.017975 | 0.0045087 | -0.017966 | -0.0045035 | 8.7556e-06 | 5.1933e-06 | 0.027032 | 0.027032 | 0.027032 | 0.98952 | -0.20036 | 0.98899 | -0.21059 | 7.4264
66 | 0.0074913 | 0.0018776 | -0.0074903 | -0.0018772 | 9.4393e-07 | 3.5555e-07 | 0.011335 | 0.011335 | 0.011335 | 0.98345 | -0.3181 | 0.98332 | -0.32075 | 3.114
67 | 0.0046745 | 0.0011715 | -0.0046743 | -0.0011715 | 1.9228e-07 | -6.9235e-09 | 0.0070737 | 0.0070737 | 0.0070737 | 0.98332 | -0.32075 | 0.98327 | -0.32161 | 1.9433
68 | -0.0092774 | -0.0023251 | 0.0092795 | 0.0023261 | 2.1292e-06 | 9.8913e-07 | 0.013963 | 0.013963 | 0.013963 | 0.98867 | -0.21681 | 0.98892 | -0.212 | 3.836
69 | 0.0061856 | 0.0015502 | -0.0061851 | -0.0015501 | 4.9404e-07 | 1.2128e-07 | 0.0093097 | 0.0093097 | 0.0093097 | 0.98867 | -0.21681 | 0.98859 | -0.21849 | 2.5576
70 | -0.012979 | -0.0032531 | 0.012979 | 0.0032536 | 8.7081e-07 | 4.7919e-07 | 0.019529 | 0.019529 | 0.019529 | 0.98892 | -0.212 | 0.98899 | -0.21059 | 5.365
71 | 0.0029908 | 0.00074952 | -0.0029907 | -0.00074955 | 3.513e-08 | -3.6786e-08 | 0.0045017 | 0.0045017 | 0.0045017 | 0.98859 | -0.21849 | 0.98857 | -0.21874 | 1.2367
72 | 0.061898 | 0.015703 | -0.06183 | -0.01566 | 6.7708e-05 | 4.3063e-05 | 0.092831 | 0.092831 | 0.092831 | 0.9929 | -0.1353 | 0.99171 | -0.15807 | 25.503
73 | -0.15792 | -0.040064 | 0.15806 | 0.040156 | 0.00014348 | 9.1474e-05 | 0.23684 | 0.23684 | 0.23684 | 0.9929 | -0.1353 | 0.99388 | -0.11642 | 32.5323
74 | 0.059801 | 0.015151 | -0.059795 | -0.015148 | 5.5537e-06 | 3.5307e-06 | 0.089786 | 0.089786 | 0.089786 | 0.99171 | -0.15807 | 0.99161 | -0.16001 | 24.6665
75 | -0.16562 | -0.042051 | 0.1659 | 0.042229 | 0.0002788 | 0.00017781 | 0.24816 | 0.24816 | 0.24816 | 0.99388 | -0.11642 | 0.99571 | -0.081503 | 34.0879
76 | 0.052463 | 0.01331 | -0.052421 | -0.013284 | 4.1653e-05 | 2.6428e-05 | 0.078784 | 0.078784 | 0.078784 | 0.99161 | -0.16001 | 0.99075 | -0.17653 | 21.6439
77 | -0.17526 | -0.044575 | 0.17556 | 0.044764 | 0.00029562 | 0.0001886 | 0.26215 | 0.26215 | 0.26215 | 0.99571 | -0.081503 | 0.99755 | -0.04656 | 36.0093
78 | -0.048647 | -0.012318 | 0.048698 | 0.01235 | 5.1605e-05 | 3.2697e-05 | 0.073192 | 0.073192 | 0.073192 | 0.98961 | -0.1986 | 0.99075 | -0.17653 | 20.1077
79 | 0.044605 | 0.011305 | -0.044449 | -0.011206 | 0.00015668 | 9.9086e-05 | 0.067115 | 0.067116 | 0.067116 | 0.98961 | -0.1986 | 0.98581 | -0.27198 | 18.4384
80 | 0.042441 | 0.010703 | -0.042399 | -0.010676 | 4.2192e-05 | 2.6654e-05 | 0.064085 | 0.064085 | 0.064085 | 0.98581 | -0.27198 | 0.98474 | -0.29277 | 17.6059
81 | 0.041133 | 0.010359 | -0.041083 | -0.010327 | 4.9778e-05 | 3.1422e-05 | 0.062172 | 0.062173 | 0.062173 | 0.98474 | -0.29277 | 0.98344 | -0.31811 | 17.0804
82 | 0.039583 | 0.0099515 | -0.039562 | -0.0099378 | 2.163e-05 | 1.3639e-05 | 0.059903 | 0.059904 | 0.059904 | 0.98344 | -0.31811 | 0.98285 | -0.32956 | 16.457
83 | -0.011144 | -0.002793 | 0.011145 | 0.0027932 | 4.4096e-07 | 2.3005e-07 | 0.016887 | 0.016887 | 0.016887 | 0.98196 | -0.34695 | 0.98201 | -0.34612 | 4.6394
84 | -0.011145 | -0.0027932 | 0.011148 | 0.0027951 | 3.5766e-06 | 1.8657e-06 | 0.016887 | 0.016887 | 0.016887 | 0.98201 | -0.34612 | 0.98235 | -0.33938 | 4.6394
85 | -0.013203 | -0.0033101 | 0.013204 | 0.0033106 | 8.3452e-07 | 4.6365e-07 | 0.02 | 0.02 | 0.02 | 0.98235 | -0.33938 | 0.98242 | -0.33806 | 5.4944
86 | -0.03776 | -0.0094806 | 0.037776 | 0.0094902 | 1.5309e-05 | 9.6397e-06 | 0.0572 | 0.0572 | 0.0572 | 0.98242 | -0.33806 | 0.98285 | -0.32956 | 15.7142
87 | 0.024557 | 0.00617 | -0.024525 | -0.0061506 | 3.1588e-05 | 1.9447e-05 | 0.0372 | 0.0372 | 0.0372 | 0.98242 | -0.33806 | 0.98104 | -0.36504 | 10.2199
88 | 0.019275 | 0.0048348 | -0.019265 | -0.0048289 | 9.8229e-06 | 5.8999e-06 | 0.029237 | 0.029237 | 0.029237 | 0.98104 | -0.36504 | 0.98049 | -0.37574 | 8.0322
89 | 0.013981 | 0.0035045 | -0.013979 | -0.0035034 | 1.957e-06 | 1.1063e-06 | 0.021218 | 0.021218 | 0.021218 | 0.98049 | -0.37574 | 0.98034 | -0.37868 | 5.8291
90 | -0.17848 | -0.045495 | 0.17853 | 0.045526 | 4.8397e-05 | 3.0879e-05 | 0.2665 | 0.2665 | 0.2665 | 0.99755 | -0.04656 | 0.99784 | -0.040944 | 36.6072
91 | -0.1868 | -0.047599 | 0.18717 | 0.047835 | 0.00036985 | 0.00023604 | 0.27883 | 0.27883 | 0.27883 | 0.99784 | -0.040944 | 1 | 0 | 38.3014
92 | 0.2602 | 0.06697 | -0.25916 | -0.066308 | 0.0010363 | 0.00066225 | 0.3878 | 0.3878 | 0.3878 | 1 | 0 | 0.99565 | -0.082241 | 53.2696
93 | 0.11914 | 0.030591 | -0.11888 | -0.030429 | 0.00025519 | 0.00016221 | 0.17832 | 0.17832 | 0.17832 | 0.99565 | -0.082241 | 0.99332 | -0.12647 | 24.4942
94 | 0.14002 | 0.035716 | -0.13973 | -0.035533 | 0.00028876 | 0.0001839 | 0.20949 | 0.20949 | 0.20949 | 0.99565 | -0.082241 | 0.99341 | -0.12504 | 28.7756
95 | 0.11441 | 0.029309 | -0.11422 | -0.029182 | 0.00019905 | 0.00012646 | 0.17162 | 0.17162 | 0.17162 | 0.99332 | -0.12647 | 0.99143 | -0.16244 | 23.5744
96 | 0.13571 | 0.034524 | -0.13561 | -0.034465 | 9.2455e-05 | 5.8863e-05 | 0.20346 | 0.20346 | 0.20346 | 0.99341 | -0.12504 | 0.99267 | -0.13919 | 27.9473
97 | 0.11234 | 0.028711 | -0.11213 | -0.028581 | 0.00020471 | 0.00013003 | 0.1688 | 0.1688 | 0.1688 | 0.99143 | -0.16244 | 0.98946 | -0.20019 | 23.187
98 | 0.13156 | 0.033449 | -0.13134 | -0.033305 | 0.00022655 | 0.00014419 | 0.19738 | 0.19738 | 0.19738 | 0.99267 | -0.13919 | 0.9908 | -0.17501 | 27.1131
99 | 0.11007 | 0.028065 | -0.10986 | -0.027933 | 0.00020658 | 0.00013195 | 0.1657 | 0.1657 | 0.1657 | 0.98946 | -0.20019 | 0.98743 | -0.23914 | 45.5222
100 | 0.024176 | 0.0060744 | -0.024174 | -0.0060729 | 2.4332e-06 | 1.4939e-06 | 0.036314 | 0.036314 | 0.036314 | 0.9908 | -0.17501 | 0.99069 | -0.17711 | 9.9763
101 | 0.10716 | 0.027231 | -0.10709 | -0.027185 | 7.2584e-05 | 4.607e-05 | 0.16107 | 0.16107 | 0.16107 | 0.9908 | -0.17501 | 0.99007 | -0.18908 | 22.1249
102 | 0.010555 | 0.002646 | -0.010552 | -0.0026448 | 2.2866e-06 | 1.1552e-06 | 0.015906 | 0.015906 | 0.015906 | 0.98743 | -0.23914 | 0.9872 | -0.24369 | 4.3698
103 | 0.099308 | 0.025287 | -0.09899 | -0.025083 | 0.00031811 | 0.00020311 | 0.1498 | 0.1498 | 0.1498 | 0.98743 | -0.23914 | 0.98398 | -0.3058 | 41.1526
104 | 0.0078883 | 0.0019771 | -0.0078872 | -0.0019767 | 1.1335e-06 | 4.5212e-07 | 0.01189 | 0.01189 | 0.01189 | 0.9872 | -0.24369 | 0.98704 | -0.24671 | 3.2666
105 | 0.090488 | 0.022953 | -0.090006 | -0.022645 | 0.00048224 | 0.00030776 | 0.13694 | 0.13694 | 0.13694 | 0.98398 | -0.3058 | 0.97825 | -0.41728 | 37.6204
106 | 0.0078096 | 0.0019572 | -0.0078091 | -0.001957 | 5.3666e-07 | 2.1314e-07 | 0.01181 | 0.01181 | 0.01181 | 0.98398 | -0.3058 | 0.98391 | -0.30724 | 3.2445
107 | -0.0049534 | -0.0012413 | 0.0049537 | 0.0012413 | 3.384e-07 | 1.2408e-08 | 0.0074919 | 0.0074919 | 0.0074919 | 0.98382 | -0.30897 | 0.98389 | -0.30753 | 2.0582
108 | 0.0033988 | 0.0008517 | -0.0033986 | -0.00085178 | 1.3221e-07 | -8.4789e-08 | 0.0051406 | 0.0051406 | 0.0051406 | 0.98382 | -0.30897 | 0.98378 | -0.30978 | 1.4123
109 | -0.0066507 | -0.0016666 | 0.0066508 | 0.0016667 | 9.1914e-08 | 2.8056e-08 | 0.010058 | 0.010058 | 0.010058 | 0.98389 | -0.30753 | 0.98391 | -0.30724 | 2.7633
110 | 0.027479 | 0.0068903 | -0.027478 | -0.0068896 | 9.9416e-07 | 6.1727e-07 | 0.041834 | 0.041834 | 0.041834 | 0.97744 | -0.43328 | 0.9774 | -0.43404 | 11.4929
111 | -0.032451 | -0.0081364 | 0.032476 | 0.0081519 | 2.4762e-05 | 1.5508e-05 | 0.049403 | 0.049403 | 0.049403 | 0.97744 | -0.43328 | 0.97825 | -0.41728 | 13.5724
112 | 0.020693 | 0.0051891 | -0.020683 | -0.0051831 | 9.8896e-06 | 5.9965e-06 | 0.031504 | 0.031504 | 0.031504 | 0.9774 | -0.43404 | 0.97689 | -0.44408 | 8.6551
113 | 0.050295 | 0.01268 | -0.050235 | -0.012642 | 5.9768e-05 | 3.791e-05 | 0.07653 | 0.076531 | 0.076531 | 0.97825 | -0.41728 | 0.97698 | -0.44215 | 21.0249
114 | 0.014446 | 0.0036199 | -0.014445 | -0.0036197 | 3.9909e-07 | 2.279e-07 | 0.022004 | 0.022004 | 0.022004 | 0.97689 | -0.44408 | 0.97686 | -0.44466 | 6.0449
115 | 0.0089944 | 0.0022536 | -0.008993 | -0.002253 | 1.3729e-06 | 6.3451e-07 | 0.013701 | 0.013701 | 0.013701 | 0.97686 | -0.44466 | 0.9767 | -0.44786 | 3.7639
116 | 0.0050904 | 0.0012748 | -0.0050901 | -0.0012748 | 2.6391e-07 | 2.2457e-08 | 0.0077549 | 0.007755 | 0.007755 | 0.9767 | -0.44786 | 0.97664 | -0.44895 | 2.1305
117 | 0.0014714 | 0.0003679 | -0.0014713 | -0.00036873 | 1.3961e-07 | -8.3766e-07 | 0.0022415 | 0.0022419 | 0.0022419 | 0.97664 | -0.44895 | 0.97654 | -0.45094 | 0.61589
118 | 0.011866 | 0.0029737 | -0.011861 | -0.0029712 | 4.6637e-06 | 2.5165e-06 | 0.018153 | 0.018153 | 0.018153 | 0.97266 | -0.52731 | 0.97224 | -0.53556 | 4.987
119 | -0.017726 | -0.0044425 | 0.017734 | 0.0044469 | 7.3539e-06 | 4.3754e-06 | 0.027118 | 0.027118 | 0.027118 | 0.97266 | -0.52731 | 0.9731 | -0.5186 | 7.4501
120 | 0.0067354 | 0.0016866 | -0.0067319 | -0.0016855 | 3.4639e-06 | 1.1395e-06 | 0.010308 | 0.010308 | 0.010308 | 0.97224 | -0.53556 | 0.9717 | -0.54637 | 2.832
121 | -0.025589 | -0.0064157 | 0.025604 | 0.0064249 | 1.4823e-05 | 9.1658e-06 | 0.039131 | 0.039131 | 0.039131 | 0.9731 | -0.5186 | 0.97372 | -0.50645 | 10.7503
122 | 0.045101 | 0.011355 | -0.045098 | -0.011353 | 3.0793e-06 | 1.949e-06 | 0.068711 | 0.068711 | 0.068711 | 0.97698 | -0.44215 | 0.97691 | -0.44358 | 18.8765
123 | 0.042019 | 0.010582 | -0.041955 | -0.010541 | 6.3422e-05 | 4.0074e-05 | 0.064021 | 0.064021 | 0.064021 | 0.97691 | -0.44358 | 0.9753 | -0.4752 | 17.5881
124 | -0.029166 | -0.0073175 | 0.029185 | 0.0073296 | 1.9387e-05 | 1.2084e-05 | 0.044573 | 0.044573 | 0.044573 | 0.97372 | -0.50645 | 0.97442 | -0.49252 | 12.2454
125 | -0.033498 | -0.0084104 | 0.033508 | 0.0084168 | 1.0182e-05 | 6.3869e-06 | 0.051159 | 0.051159 | 0.051159 | 0.97442 | -0.49252 | 0.97475 | -0.48615 | 14.0547
126 | 0.0017461 | 0.00043588 | -0.0017459 | -0.0004365 | 1.5558e-07 | -6.1945e-07 | 0.0026732 | 0.0026735 | 0.0026735 | 0.9717 | -0.54637 | 0.9716 | -0.54824 | 0.73448
127 | 0.0036951 | 0.00092605 | -0.0036951 | -0.00092607 | 4.3513e-08 | -1.9945e-08 | 0.0055706 | 0.0055706 | 0.0055706 | 0.98704 | -0.24671 | 0.98703 | -0.24696 | 1.5304
128 | 0.037795 | 0.0094989 | -0.037776 | -0.0094864 | 1.976e-05 | 1.2449e-05 | 0.057674 | 0.057674 | 0.057674 | 0.9753 | -0.4752 | 0.97475 | -0.48615 | 15.8445
129 | 0.0017459 | 0.0004365 | -0.0017457 | -0.00043751 | 2.5228e-07 | -1.0038e-06 | 0.0026735 | 0.0026739 | 0.0026739 | 0.9716 | -0.54824 | 0.97145 | -0.55128 | 0.7346
130 | -0.10204 | -0.025896 | 0.10211 | 0.025937 | 6.54e-05 | 4.1476e-05 | 0.15359 | 0.15359 | 0.15359 | 0.98938 | -0.2024 | 0.99007 | -0.18908 | 21.0973
131 | 0.02597 | 0.0065153 | -0.025962 | -0.0065104 | 7.9548e-06 | 4.9197e-06 | 0.039459 | 0.039459 | 0.039459 | 0.97939 | -0.39637 | 0.97907 | -0.4028 | 10.8403
132 | 0.021654 | 0.0054307 | -0.021649 | -0.005428 | 4.451e-06 | 2.7109e-06 | 0.032911 | 0.032911 | 0.032911 | 0.97907 | -0.4028 | 0.97885 | -0.40711 | 9.0416
133 | 0.022737 | 0.0057128 | -0.022724 | -0.0057048 | 1.3136e-05 | 8.0207e-06 | 0.034156 | 0.034156 | 0.034156 | 0.99069 | -0.17711 | 0.99007 | -0.18923 | 9.3836
134 | -0.019071 | -0.0047855 | 0.019082 | 0.004792 | 1.0911e-05 | 6.5286e-06 | 0.028683 | 0.028683 | 0.028683 | 0.98945 | -0.20122 | 0.99007 | -0.18923 | 7.8799
135 | 0.015807 | 0.0039675 | -0.015794 | -0.0039596 | 1.364e-05 | 7.9041e-06 | 0.023774 | 0.023775 | 0.023775 | 0.98945 | -0.20122 | 0.98852 | -0.21933 | 6.5315
136 | 0.014213 | 0.0035635 | -0.014209 | -0.0035615 | 3.6077e-06 | 2.0396e-06 | 0.021395 | 0.021395 | 0.021395 | 0.98852 | -0.21933 | 0.98824 | -0.22465 | 5.8778
137 | 0.0015809 | 0.00039612 | -0.0015809 | -0.0003962 | 1.4837e-08 | -8.0073e-08 | 0.0023796 | 0.0023797 | 0.0023797 | 0.98852 | -0.21933 | 0.98851 | -0.21952 | 0.65376
138 | 0.010987 | 0.002754 | -0.010986 | -0.0027532 | 1.4315e-06 | 7.3748e-07 | 0.016544 | 0.016544 | 0.016544 | 0.98824 | -0.22465 | 0.9881 | -0.22739 | 4.545
139 | 0.0049496 | 0.0012404 | -0.0049494 | -0.0012404 | 2.4338e-07 | 6.1416e-09 | 0.0074537 | 0.0074538 | 0.0074538 | 0.9881 | -0.22739 | 0.98805 | -0.22842 | 2.0477

## res_trafo
| p_hv_mw | q_hv_mvar | p_lv_mw | q_lv_mvar | pl_mw | ql_mvar | i_hv_ka | i_lv_ka | vm_hv_pu | va_hv_degree | vm_lv_pu | va_lv_degree | loading_percent
0 | -1.2729e-15 | -1.3162e-15 | 0.00165 | 1.2699e-07 | 0.00165 | 1.2699e-07 | 5.2857e-17 | 0.0023815 | 0.99998 | 149.9956 | 1 | 0 | 0.2619

## res_ext_grid
| p_mw | q_mvar
0 | 0.45134 | 0.11539

## res_load
| p_mw | q_mvar
0 | 0.0013272 | 0.00033262
1 | 0.00096637 | 0.0002422
2 | 0.0012988 | 0.00032551
3 | 0.00097492 | 0.00024434
4 | 0.002044 | 0.00051228
5 | 0.00047959 | 0.0001202
6 | 0.00043876 | 0.00010996
7 | 0.0049532 | 0.0012414
8 | 0.0061736 | 0.0015472
9 | 0.0033124 | 0.00083018
10 | 0.0015908 | 0.00039869
11 | 0.0056893 | 0.0014259
12 | 0.00037135 | 9.307e-05
13 | 0.0016973 | 0.00042539
14 | 0.003304 | 0.00082807
15 | 0.0030516 | 0.0007648
16 | 0.0054717 | 0.0013713
17 | 0.0052953 | 0.0013271
18 | 0.0044696 | 0.0011202
19 | 0.00070809 | 0.00017746
20 | 0.0031063 | 0.00077852
21 | 0.0038582 | 0.00096696
22 | 0.00065472 | 0.00016409
23 | 0.00069985 | 0.0001754
24 | 0.0023213 | 0.00058178
25 | 0.00098024 | 0.00024567
26 | 0.00081049 | 0.00020313
27 | 0.0009822 | 0.00024616
28 | 0.00091848 | 0.00023019
29 | 0.005001 | 0.0012534
30 | 0.0060539 | 0.0015172
31 | 0.0047537 | 0.0011914
32 | 0.0034094 | 0.00085448
33 | 0.007438 | 0.0018641
34 | 0.0032355 | 0.00081089
35 | 0.0036048 | 0.00090345
36 | 0.0021878 | 0.00054831
37 | 0.0027496 | 0.00068911
38 | 0.0039626 | 0.00099312
39 | 0.0019275 | 0.00048307
40 | 0.00094229 | 0.00023616
41 | 0.00091772 | 0.00023
42 | 0.0018013 | 0.00045146
43 | 0.00069764 | 0.00017484
44 | 0.0016519 | 0.000414
45 | 0.0019766 | 0.00049538
46 | 0.0024816 | 0.00062196
47 | 0.0038473 | 0.00096423
48 | 0.0029662 | 0.00074339
49 | 0.0027242 | 0.00068275
50 | 0.003904 | 0.00097842
51 | 0.0051575 | 0.0012926
52 | 0.0052167 | 0.0013074
53 | 0.0028159 | 0.00070572
54 | 0.0046743 | 0.0011715
55 | 0.0030918 | 0.00077487
56 | 0.003699 | 0.00092706
57 | 0.0031943 | 0.00080057
58 | 0.004987 | 0.0012499
59 | 0.0029907 | 0.00074955
60 | 0.0020293 | 0.00050859
61 | 0.0075641 | 0.0018957
62 | 0.0073318 | 0.0018375
63 | 0.0093601 | 0.0023459
64 | 0.0040414 | 0.0010129
65 | 0.0037233 | 0.00093314
66 | 0.0020076 | 0.00050315
67 | 0.001266 | 0.00031728
68 | 0.0014997 | 0.00037586
69 | 0.011144 | 0.002793
70 | 0.0020549 | 0.00051501
71 | 0.00525 | 0.0013158
72 | 0.0052843 | 0.0013244
73 | 0.013979 | 0.0035034
74 | 0.0017859 | 0.00044758
75 | 0.0029183 | 0.0007314
76 | 0.008271 | 0.0020729
77 | 0.0023317 | 0.00058437
78 | 0.00447 | 0.0011203
79 | 0.0040259 | 0.001009
80 | 0.0018793 | 0.00047101
81 | 0.0040515 | 0.0010154
82 | 0.0020619 | 0.00051675
83 | 0.0026642 | 0.00066771
84 | 0.00069261 | 0.00017358
85 | 0.0015546 | 0.00038962
86 | 0.001697 | 0.0004253
87 | 0.0033986 | 0.00085178
88 | 0.0011583 | 0.0002903
89 | 0.0049721 | 0.0012461
90 | 0.0067851 | 0.0017005
91 | 0.0072347 | 0.0018132
92 | 0.0062373 | 0.0015632
93 | 0.0054508 | 0.0013661
94 | 0.0039027 | 0.0009781
95 | 0.0036187 | 0.00090693
96 | 0.0014713 | 0.00036873
97 | 0.0058605 | 0.0014688
98 | 0.0051256 | 0.0012846
99 | 0.0078558 | 0.0019689
100 | 0.0051344 | 0.0012868
101 | 0.003079 | 0.00077167
102 | 0.0035614 | 0.00089257
103 | 0.0043127 | 0.0010809
104 | 0.0049859 | 0.0012496
105 | 0.004192 | 0.0010506
106 | 0.0036951 | 0.00092607
107 | 0.00416 | 0.0010426
108 | 0.0042679 | 0.0010696
109 | 0.0017457 | 0.00043751
110 | 0.004174 | 0.0010461
111 | 0.0049778 | 0.0012476
112 | 0.0040086 | 0.0010046
113 | 0.004308 | 0.0010797
114 | 0.0041139 | 0.001031
115 | 0.0014366 | 0.00036005
116 | 0.0077626 | 0.0019455
117 | 0.0032637 | 0.00081797
118 | 0.0036419 | 0.00091276
119 | 0.0032221 | 0.00080752
120 | 0.0015809 | 0.0003962
121 | 0.0060361 | 0.0015128
122 | 0.0049494 | 0.0012404

## dtypes
| element | column | dtype
0 | bus | name | object
1 | bus | vn_kv | float64
2 | bus | type | object
3 | bus | zone | object
4 | bus | in_service | bool
5 | load | name | object
6 | load | bus | uint32
7 | load | p_mw | float64
8 | load | q_mvar | float64
9 | load | const_z_percent | float64
10 | load | const_i_percent | float64
11 | load | sn_mva | float64
12 | load | scaling | float64
13 | load | in_service | bool
14 | load | type | object
15 | ext_grid | name | object
16 | ext_grid | bus | uint32
17 | ext_grid | vm_pu | float64
18 | ext_grid | va_degree | float64
19 | ext_grid | slack_weight | float64
20 | ext_grid | in_service | bool
21 | line | name | object
22 | line | std_type | object
23 | line | from_bus | uint32
24 | line | to_bus | uint32
25 | line | length_km | float64
26 | line | r_ohm_per_km | float64
27 | line | x_ohm_per_km | float64
28 | line | c_nf_per_km | float64
29 | line | g_us_per_km | float64
30 | line | max_i_ka | float64
31 | line | df | float64
32 | line | parallel | uint32
33 | line | type | object
34 | line | in_service | bool
35 | trafo | name | object
36 | trafo | std_type | object
37 | trafo | hv_bus | uint32
38 | trafo | lv_bus | uint32
39 | trafo | sn_mva | float64
40 | trafo | vn_hv_kv | float64
41 | trafo | vn_lv_kv | float64
42 | trafo | vk_percent | float64
43 | trafo | vkr_percent | float64
44 | trafo | pfe_kw | float64
45 | trafo | i0_percent | float64
46 | trafo | shift_degree | float64
47 | trafo | tap_side | object
48 | trafo | tap_neutral | int32
49 | trafo | tap_min | int32
50 | trafo | tap_max | int32
51 | trafo | tap_step_percent | float64
52 | trafo | tap_step_degree | float64
53 | trafo | tap_pos | int32
54 | trafo | tap_phase_shifter | bool
55 | trafo | parallel | uint32
56 | trafo | df | float64
57 | trafo | in_service | bool
58 | line_geodata | coords | object
59 | bus_geodata | x | float64
60 | bus_geodata | y | float64
61 | bus_geodata | coords | object
62 | res_bus | vm_pu | float64
63 | res_bus | va_degree | float64
64 | res_bus | p_mw | float64
65 | res_bus | q_mvar | float64
66 | res_line | p_from_mw | float64
67 | res_line | q_from_mvar | float64
68 | res_line | p_to_mw | float64
69 | res_line | q_to_mvar | float64
70 | res_line | pl_mw | float64
71 | res_line | ql_mvar | float64
72 | res_line | i_from_ka | float64
73 | res_line | i_to_ka | float64
74 | res_line | i_ka | float64
75 | res_line | vm_from_pu | float64
76 | res_line | va_from_degree | float64
77 | res_line | vm_to_pu | float64
78 | res_line | va_to_degree | float64
79 | res_line | loading_percent | float64
80 | res_trafo | p_hv_mw | float64
81 | res_trafo | q_hv_mvar | float64
82 | res_trafo | p_lv_mw | float64
83 | res_trafo | q_lv_mvar | float64
84 | res_trafo | pl_mw | float64
85 | res_trafo | ql_mvar | float64
86 | res_trafo | i_hv_ka | float64
87 | res_trafo | i_lv_ka | float64
88 | res_trafo | vm_hv_pu | float64
89 | res_trafo | va_hv_degree | float64
90 | res_trafo | vm_lv_pu | float64
91 | res_trafo | va_lv_degree | float64
92 | res_trafo | loading_percent | float64
93 | res_ext_grid | p_mw | float64
94 | res_ext_grid | q_mvar | float64
95 | res_load | p_mw | float64
96 | res_load | q_mvar | float64

## parameters
| version | format_version | converged | OPF_converged | name | f_hz | sn_mva
0 | 2.14.6 | 2.14.0 | TRUE | FALSE |  | 50 | 1