## bus
| name | vn_kv | type | zone | in_service
0 | bus_LV_1301-14_0_4_node_0 | 0.4 | n |  | TRUE
1 | bus_LV_1301-14_0_4_node_1 | 0.4 | n |  | TRUE
2 | bus_LV_1301-14_0_4_node_2 | 0.4 | n |  | TRUE
3 | bus_LV_1301-14_0_4_node_3 | 0.4 | n |  | TRUE
4 | bus_LV_1301-14_0_4_node_137 | 0.4 | n |  | TRUE
5 | bus_LV_1301-14_0_4_node_31 | 0.4 | n |  | TRUE
6 | bus_LV_1301-14_0_4_node_134 | 0.4 | n |  | TRUE
7 | bus_LV_1301-14_0_4_node_5 | 0.4 | n |  | TRUE
8 | bus_LV_1301-14_0_4_node_138 | 0.4 | n |  | TRUE
9 | bus_LV_1301-14_0_4_node_36 | 0.4 | n |  | TRUE
10 | bus_LV_1301-14_0_4_node_136 | 0.4 | n |  | TRUE
11 | bus_LV_1301-14_0_4_node_4 | 0.4 | n |  | TRUE
12 | bus_LV_1301-14_0_4_node_67 | 0.4 | n |  | TRUE
13 | bus_LV_1301-14_0_4_node_64 | 0.4 | n |  | TRUE
14 | bus_LV_1301-14_0_4_node_66 | 0.4 | n |  | TRUE
15 | bus_LV_1301-14_0_4_node_6 | 0.4 | n |  | TRUE
16 | bus_LV_1301-14_0_4_node_7 | 0.4 | n |  | TRUE
17 | bus_LV_1301-14_0_4_node_8 | 0.4 | n |  | TRUE
18 | bus_LV_1301-14_0_4_node_9 | 0.4 | n |  | TRUE
19 | bus_LV_1301-14_0_4_node_10 | 0.4 | n |  | TRUE
20 | bus_LV_1301-14_0_4_node_11 | 0.4 | n |  | TRUE
21 | bus_LV_1301-14_0_4_node_13 | 0.4 | n |  | TRUE
22 | bus_LV_1301-14_0_4_node_55 | 0.4 | n |  | TRUE
23 | bus_LV_1301-14_0_4_node_12 | 0.4 | n |  | TRUE
24 | bus_LV_1301-14_0_4_node_20 | 0.4 | n |  | TRUE
25 | bus_LV_1301-14_0_4_node_127 | 0.4 | n |  | TRUE
26 | bus_LV_1301-14_0_4_node_14 | 0.4 | n |  | TRUE
27 | bus_LV_1301-14_0_4_node_57 | 0.4 | n |  | TRUE
28 | bus_LV_1301-14_0_4_node_53 | 0.4 | n |  | TRUE
29 | bus_LV_1301-14_0_4_node_54 | 0.4 | n |  | TRUE
30 | bus_LV_1301-14_0_4_node_21 | 0.4 | n |  | TRUE
31 | bus_LV_1301-14_0_4_node_18 | 0.4 | n |  | TRUE
32 | bus_LV_1301-14_0_4_node_128 | 0.4 | n |  | TRUE
33 | bus_LV_1301-14_0_4_node_15 | 0.4 | n |  | TRUE
34 | bus_LV_1301-14_0_4_node_16 | 0.4 | n |  | TRUE
35 | bus_LV_1301-14_0_4_node_62 | 0.4 | n |  | TRUE
36 | bus_LV_1301-14_0_4_node_17 | 0.4 | n |  | TRUE
37 | bus_LV_1301-14_0_4_node_19 | 0.4 | n |  | TRUE
38 | bus_LV_1301-14_0_4_node_84 | 0.4 | n |  | TRUE
39 | bus_LV_1301-14_0_4_node_81 | 0.4 | n |  | TRUE
40 | bus_LV_1301-14_0_4_node_125 | 0.4 | n |  | TRUE
41 | bus_LV_1301-14_0_4_node_82 | 0.4 | n |  | TRUE
42 | bus_LV_1301-14_0_4_node_22 | 0.4 | n |  | TRUE
43 | bus_LV_1301-14_0_4_node_23 | 0.4 | n |  | TRUE
44 | bus_LV_1301-14_0_4_node_24 | 0.4 | n |  | TRUE
45 | bus_LV_1301-14_0_4_node_27 | 0.4 | n |  | TRUE
46 | bus_LV_1301-14_0_4_node_132 | 0.4 | n |  | TRUE
47 | bus_LV_1301-14_0_4_node_25 | 0.4 | n |  | TRUE
48 | bus_LV_1301-14_0_4_node_26 | 0.4 | n |  | TRUE
49 | bus_LV_1301-14_0_4_node_129 | 0.4 | n |  | TRUE
50 | bus_LV_1301-14_0_4_node_29 | 0.4 | n |  | TRUE
51 | bus_LV_1301-14_0_4_node_63 | 0.4 | n |  | TRUE
52 | bus_LV_1301-14_0_4_node_126 | 0.4 | n |  | TRUE
53 | bus_LV_1301-14_0_4_node_32 | 0.4 | n |  | TRUE
54 | bus_LV_1301-14_0_4_node_33 | 0.4 | n |  | TRUE
55 | bus_LV_1301-14_0_4_node_34 | 0.4 | n |  | TRUE
56 | bus_LV_1301-14_0_4_node_35 | 0.4 | n |  | TRUE
57 | bus_LV_1301-14_0_4_node_37 | 0.4 | n |  | TRUE
58 | bus_LV_1301-14_0_4_node_42 | 0.4 | n |  | TRUE
59 | bus_LV_1301-14_0_4_node_73 | 0.4 | n |  | TRUE
60 | bus_LV_1301-14_0_4_node_140 | 0.4 | n |  | TRUE
61 | bus_LV_1301-14_0_4_node_38 | 0.4 | n |  | TRUE
62 | bus_LV_1301-14_0_4_node_102 | 0.4 | n |  | TRUE
63 | bus_LV_1301-14_0_4_node_130 | 0.4 | n |  | TRUE
64 | bus_LV_1301-14_0_4_node_39 | 0.4 | n |  | TRUE
65 | bus_LV_1301-14_0_4_node_40 | 0.4 | n |  | TRUE
66 | bus_LV_1301-14_0_4_node_41 | 0.4 | n |  | TRUE
67 | bus_LV_1301-14_0_4_node_71 | 0.4 | n |  | TRUE
68 | bus_LV_1301-14_0_4_node_72 | 0.4 | n |  | TRUE
69 | bus_LV_1301-14_0_4_node_74 | 0.4 | n |  | TRUE
70 | bus_LV_1301-14_0_4_node_75 | 0.4 | n |  | TRUE
71 | bus_LV_1301-14_0_4_node_89 | 0.4 | n |  | TRUE
72 | bus_LV_1301-14_0_4_node_135 | 0.4 | n |  | TRUE
73 | bus_LV_1301-14_0_4_node_103 | 0.4 | n |  | TRUE
74 | bus_LV_1301-14_0_4_node_87 | 0.4 | n |  | TRUE
75 | bus_LV_1301-14_0_4_node_101 | 0.4 | n |  | TRUE
76 | bus_LV_1301-14_0_4_node_104 | 0.4 | n |  | TRUE
77 | bus_LV_1301-14_0_4_node_43 | 0.4 | n |  | TRUE
78 | bus_LV_1301-14_0_4_node_44 | 0.4 | n |  | TRUE
79 | bus_LV_1301-14_0_4_node_45 | 0.4 | n |  | TRUE
80 | bus_LV_1301-14_0_4_node_46 | 0.4 | n |  | TRUE
81 | bus_LV_1301-14_0_4_node_47 | 0.4 | n |  | TRUE
82 | bus_LV_1301-14_0_4_node_60 | 0.4 | n |  | TRUE
83 | bus_LV_1301-14_0_4_node_59 | 0.4 | n |  | TRUE
84 | bus_LV_1301-14_0_4_node_61 | 0.4 | n |  | TRUE
85 | bus_LV_1301-14_0_4_node_65 | 0.4 | n |  | TRUE
86 | bus_LV_1301-14_0_4_node_52 | 0.4 | n |  | TRUE
87 | bus_LV_1301-14_0_4_node_48 | 0.4 | n |  | TRUE
88 | bus_LV_1301-14_0_4_node_49 | 0.4 | n |  | TRUE
89 | bus_LV_1301-14_0_4_node_50 | 0.4 | n |  | TRUE
90 | bus_LV_1301-14_0_4_node_51 | 0.4 | n |  | TRUE
91 | bus_LV_1301-14_0_4_node_56 | 0.4 | n |  | TRUE
92 | bus_LV_1301-14_0_4_node_58 | 0.4 | n |  | TRUE
93 | bus_LV_1301-14_0_4_node_100 | 0.4 | n |  | TRUE
94 | bus_LV_1301-14_0_4_node_98 | 0.4 | n |  | TRUE
95 | bus_LV_1301-14_0_4_node_70 | 0.4 | n |  | TRUE
96 | bus_LV_1301-14_0_4_node_88 | 0.4 | n |  | TRUE
97 | bus_LV_1301-14_0_4_node_99 | 0.4 | n |  | TRUE
98 | bus_LV_1301-14_0_4_node_69 | 0.4 | n |  | TRUE
99 | bus_LV_1301-14_0_4_node_139 | 0.4 | n |  | TRUE
100 | bus_LV_1301-14_0_4_node_76 | 0.4 | n |  | TRUE
101 | bus_LV_1301-14_0_4_node_77 | 0.4 | n |  | TRUE
102 | bus_LV_1301-14_0_4_node_78 | 0.4 | n |  | TRUE
103 | bus_LV_1301-14_0_4_node_79 | 0.4 | n |  | TRUE
104 | bus_LV_1301-14_0_4_node_80 | 0.4 | n |  | TRUE
105 | bus_LV_1301-14_0_4_node_86 | 0.4 | n |  | TRUE
106 | bus_LV_1301-14_0_4_node_85 | 0.4 | n |  | TRUE
107 | bus_LV_1301-14_0_4_node_119 | 0.4 | n |  | TRUE
108 | bus_LV_1301-14_0_4_node_118 | 0.4 | n |  | TRUE
109 | bus_LV_1301-14_0_4_node_116 | 0.4 | n |  | TRUE
110 | bus_LV_1301-14_0_4_node_83 | 0.4 | n |  | TRUE
111 | bus_LV_1301-14_0_4_node_92 | 0.4 | n |  | TRUE
112 | bus_LV_1301-14_0_4_node_94 | 0.4 | n |  | TRUE
113 | bus_LV_1301-14_0_4_node_95 | 0.4 | n |  | TRUE
114 | bus_LV_1301-14_0_4_node_90 | 0.4 | n |  | TRUE
115 | bus_LV_1301-14_0_4_node_117 | 0.4 | n |  | TRUE
116 | bus_LV_1301-14_0_4_node_133 | 0.4 | n |  | TRUE
117 | bus_LV_1301-14_0_4_node_91 | 0.4 | n |  | TRUE
118 | bus_LV_1301-14_0_4_node_93 | 0.4 | n |  | TRUE
119 | bus_LV_1301-14_0_4_node_96 | 0.4 | n |  | TRUE
120 | bus_LV_1301-14_0_4_node_108 | 0.4 | n |  | TRUE
121 | bus_LV_1301-14_0_4_node_97 | 0.4 | n |  | TRUE
122 | bus_LV_1301-14_0_4_node_110 | 0.4 | n |  | TRUE
123 | bus_LV_1301-14_0_4_node_106 | 0.4 | n |  | TRUE
124 | bus_LV_1301-14_0_4_node_105 | 0.4 | n |  | TRUE
125 | bus_LV_1301-14_0_4_node_107 | 0.4 | n |  | TRUE
126 | bus_LV_1301-14_0_4_node_109 | 0.4 | n |  | TRUE
127 | bus_LV_1301-14_0_4_node_120 | 0.4 | n |  | TRUE
128 | bus_LV_1301-14_0_4_node_115 | 0.4 | n |  | TRUE
129 | bus_LV_1301-14_0_4_node_111 | 0.4 | n |  | TRUE
130 | bus_LV_1301-14_0_4_node_112 | 0.4 | n |  | TRUE
131 | bus_LV_1301-14_0_4_node_113 | 0.4 | n |  | TRUE
132 | bus_LV_1301-14_0_4_node_114 | 0.4 | n |  | TRUE
133 | bus_LV_1301-14_0_4_node_122 | 0.4 | n |  | TRUE
134 | bus_LV_1301-14_0_4_node_123 | 0.4 | n |  | TRUE
135 | bus_LV_1301-14_0_4_node_124 | 0.4 | n |  | TRUE
136 | bus_MV_17_0_node_146 | 20 | n |  | TRUE

## load
| name | bus | p_mw | q_mvar | const_z_percent | const_i_percent | sn_mva | scaling | in_service | type
0 | LV_1301-14_0_4_load_0 | 0 | 0.00077525 | 0.0001943 | 0 | 0 |  | 1 | TRUE | wye
1 | LV_1301-14_0_4_load_31 | 5 | 0.00025651 | 6.4287e-05 | 0 | 0 |  | 1 | TRUE | wye
2 | LV_1301-14_0_4_load_134 | 6 | 0.00036554 | 9.1614e-05 | 0 | 0 |  | 1 | TRUE | wye
3 | LV_1301-14_0_4_load_138 | 8 | 0.0008267 | 0.00020719 | 0 | 0 |  | 1 | TRUE | wye
4 | LV_1301-14_0_4_load_36 | 9 | 0.00056656 | 0.00014199 | 0 | 0 |  | 1 | TRUE | wye
5 | LV_1301-14_0_4_load_136 | 10 | 0.00015092 | 3.7825e-05 | 0 | 0 |  | 1 | TRUE | wye
6 | LV_1301-14_0_4_load_4 | 11 | 0.0010093 | 0.00025295 | 0 | 0 |  | 1 | TRUE | wye
7 | LV_1301-14_0_4_load_67 | 12 | 0.00065021 | 0.00016296 | 0 | 0 |  | 1 | TRUE | wye
8 | LV_1301-14_0_4_load_64 | 13 | 0.0021572 | 0.00054065 | 0 | 0 |  | 1 | TRUE | wye
9 | LV_1301-14_0_4_load_66 | 14 | 0.00064666 | 0.00016207 | 0 | 0 |  | 1 | TRUE | wye
10 | LV_1301-14_0_4_load_6 | 15 | 0.079281 | 0.01987 | 0 | 0 |  | 1 | TRUE | wye
11 | LV_1301-14_0_4_load_7 | 16 | 0.02684 | 0.0067267 | 0 | 0 |  | 1 | TRUE | wye
12 | LV_1301-14_0_4_load_9 | 18 | 0.00013953 | 3.4969e-05 | 0 | 0 |  | 1 | TRUE | wye
13 | LV_1301-14_0_4_load_10 | 19 | 0.073002 | 0.018296 | 0 | 0 |  | 1 | TRUE | wye
14 | LV_1301-14_0_4_load_11 | 20 | 0.0098352 | 0.0024649 | 0 | 0 |  | 1 | TRUE | wye
15 | LV_1301-14_0_4_load_127 | 25 | 0.0092509 | 0.0023185 | 0 | 0 |  | 1 | TRUE | wye
16 | LV_1301-14_0_4_load_14 | 26 | 0.0084707 | 0.002123 | 0 | 0 |  | 1 | TRUE | wye
17 | LV_1301-14_0_4_load_54 | 29 | 0.018644 | 0.0046726 | 0 | 0 |  | 1 | TRUE | wye
18 | LV_1301-14_0_4_load_18 | 31 | 0.02331 | 0.0058421 | 0 | 0 |  | 1 | TRUE | wye
19 | LV_1301-14_0_4_load_128 | 32 | 0.0053137 | 0.0013317 | 0 | 0 |  | 1 | TRUE | wye
20 | LV_1301-14_0_4_load_62 | 35 | 0.00025457 | 6.3802e-05 | 0 | 0 |  | 1 | TRUE | wye
21 | LV_1301-14_0_4_load_17 | 36 | 0.011576 | 0.0029011 | 0 | 0 |  | 1 | TRUE | wye
22 | LV_1301-14_0_4_load_19 | 37 | 0.011573 | 0.0029004 | 0 | 0 |  | 1 | TRUE | wye
23 | LV_1301-14_0_4_load_84 | 38 | 0.0090756 | 0.0022746 | 0 | 0 |  | 1 | TRUE | wye
24 | LV_1301-14_0_4_load_81 | 39 | 0.012483 | 0.0031284 | 0 | 0 |  | 1 | TRUE | wye
25 | LV_1301-14_0_4_load_125 | 40 | 0.0095698 | 0.0023984 | 0 | 0 |  | 1 | TRUE | wye
26 | LV_1301-14_0_4_load_82 | 41 | 0.01732 | 0.0043407 | 0 | 0 |  | 1 | TRUE | wye
27 | LV_1301-14_0_4_load_22 | 42 | 0.00054181 | 0.00013579 | 0 | 0 |  | 1 | TRUE | wye
28 | LV_1301-14_0_4_load_23 | 43 | 0.0004687 | 0.00011747 | 0 | 0 |  | 1 | TRUE | wye
29 | LV_1301-14_0_4_load_24 | 44 | 0.0011877 | 0.00029766 | 0 | 0 |  | 1 | TRUE | wye
30 | LV_1301-14_0_4_load_27 | 45 | 0.0002023 | 5.0702e-05 | 0 | 0 |  | 1 | TRUE | wye
31 | LV_1301-14_0_4_load_132 | 46 | 0.00061779 | 0.00015483 | 0 | 0 |  | 1 | TRUE | wye
32 | LV_1301-14_0_4_load_25 | 47 | 0.00037226 | 9.3298e-05 | 0 | 0 |  | 1 | TRUE | wye
33 | LV_1301-14_0_4_load_129 | 49 | 0.00076098 | 0.00019072 | 0 | 0 |  | 1 | TRUE | wye
34 | LV_1301-14_0_4_load_29 | 50 | 0.00056601 | 0.00014186 | 0 | 0 |  | 1 | TRUE | wye
35 | LV_1301-14_0_4_load_63 | 51 | 0.0018261 | 0.00045765 | 0 | 0 |  | 1 | TRUE | wye
36 | LV_1301-14_0_4_load_32 | 53 | 0.0022449 | 0.00056264 | 0 | 0 |  | 1 | TRUE | wye
37 | LV_1301-14_0_4_load_33 | 54 | 0.00043105 | 0.00010803 | 0 | 0 |  | 1 | TRUE | wye
38 | LV_1301-14_0_4_load_35 | 56 | 0.0028101 | 0.00070428 | 0 | 0 |  | 1 | TRUE | wye
39 | LV_1301-14_0_4_load_42 | 58 | 0.00028308 | 7.0948e-05 | 0 | 0 |  | 1 | TRUE | wye
40 | LV_1301-14_0_4_load_140 | 60 | 0.00060398 | 0.00015137 | 0 | 0 |  | 1 | TRUE | wye
41 | LV_1301-14_0_4_load_130 | 63 | 0.00053535 | 0.00013417 | 0 | 0 |  | 1 | TRUE | wye
42 | LV_1301-14_0_4_load_39 | 64 | 0.00052134 | 0.00013066 | 0 | 0 |  | 1 | TRUE | wye
43 | LV_1301-14_0_4_load_71 | 67 | 0.00075941 | 0.00019032 | 0 | 0 |  | 1 | TRUE | wye
44 | LV_1301-14_0_4_load_74 | 69 | 0.0004829 | 0.00012103 | 0 | 0 |  | 1 | TRUE | wye
45 | LV_1301-14_0_4_load_75 | 70 | 0.0013758 | 0.0003448 | 0 | 0 |  | 1 | TRUE | wye
46 | LV_1301-14_0_4_load_135 | 72 | 0.0005746 | 0.00014401 | 0 | 0 |  | 1 | TRUE | wye
47 | LV_1301-14_0_4_load_101 | 75 | 0.0013389 | 0.00033555 | 0 | 0 |  | 1 | TRUE | wye
48 | LV_1301-14_0_4_load_43 | 77 | 0.0016158 | 0.00040496 | 0 | 0 |  | 1 | TRUE | wye
49 | LV_1301-14_0_4_load_44 | 78 | 0.001868 | 0.00046816 | 0 | 0 |  | 1 | TRUE | wye
50 | LV_1301-14_0_4_load_45 | 79 | 0.0039058 | 0.00097888 | 0 | 0 |  | 1 | TRUE | wye
51 | LV_1301-14_0_4_load_59 | 83 | 0.00029898 | 7.4932e-05 | 0 | 0 |  | 1 | TRUE | wye
52 | LV_1301-14_0_4_load_61 | 84 | 0.00084291 | 0.00021125 | 0 | 0 |  | 1 | TRUE | wye
53 | LV_1301-14_0_4_load_65 | 85 | 0.0014231 | 0.00035666 | 0 | 0 |  | 1 | TRUE | wye
54 | LV_1301-14_0_4_load_48 | 87 | 0.00012802 | 3.2084e-05 | 0 | 0 |  | 1 | TRUE | wye
55 | LV_1301-14_0_4_load_49 | 88 | 0.0037515 | 0.00094021 | 0 | 0 |  | 1 | TRUE | wye
56 | LV_1301-14_0_4_load_51 | 90 | 0.0024021 | 0.00060201 | 0 | 0 |  | 1 | TRUE | wye
57 | LV_1301-14_0_4_load_58 | 92 | 0.0025516 | 0.00063948 | 0 | 0 |  | 1 | TRUE | wye
58 | LV_1301-14_0_4_load_100 | 93 | 0.00030884 | 7.7403e-05 | 0 | 0 |  | 1 | TRUE | wye
59 | LV_1301-14_0_4_load_98 | 94 | 0.0011 | 0.00027569 | 0 | 0 |  | 1 | TRUE | wye
60 | LV_1301-14_0_4_load_70 | 95 | 0.0053356 | 0.0013372 | 0 | 0 |  | 1 | TRUE | wye
61 | LV_1301-14_0_4_load_99 | 97 | 0.00035581 | 8.9175e-05 | 0 | 0 |  | 1 | TRUE | wye
62 | LV_1301-14_0_4_load_139 | 99 | 0.00042306 | 0.00010603 | 0 | 0 |  | 1 | TRUE | wye
63 | LV_1301-14_0_4_load_76 | 100 | 0.0012802 | 0.00032086 | 0 | 0 |  | 1 | TRUE | wye
64 | LV_1301-14_0_4_load_77 | 101 | 0.00039044 | 9.7855e-05 | 0 | 0 |  | 1 | TRUE | wye
65 | LV_1301-14_0_4_load_78 | 102 | 0.00019649 | 4.9246e-05 | 0 | 0 |  | 1 | TRUE | wye
66 | LV_1301-14_0_4_load_80 | 104 | 0.00013787 | 3.4554e-05 | 0 | 0 |  | 1 | TRUE | wye
67 | LV_1301-14_0_4_load_86 | 105 | 0.00030263 | 7.5845e-05 | 0 | 0 |  | 1 | TRUE | wye
68 | LV_1301-14_0_4_load_85 | 106 | 0.0010697 | 0.00026809 | 0 | 0 |  | 1 | TRUE | wye
69 | LV_1301-14_0_4_load_119 | 107 | 0.0010148 | 0.00025433 | 0 | 0 |  | 1 | TRUE | wye
70 | LV_1301-14_0_4_load_118 | 108 | 0.00047372 | 0.00011873 | 0 | 0 |  | 1 | TRUE | wye
71 | LV_1301-14_0_4_load_116 | 109 | 0.00024344 | 6.1012e-05 | 0 | 0 |  | 1 | TRUE | wye
72 | LV_1301-14_0_4_load_83 | 110 | 0.0068888 | 0.0017265 | 0 | 0 |  | 1 | TRUE | wye
73 | LV_1301-14_0_4_load_94 | 112 | 0.0040411 | 0.0010128 | 0 | 0 |  | 1 | TRUE | wye
74 | LV_1301-14_0_4_load_95 | 113 | 0.0044321 | 0.0011108 | 0 | 0 |  | 1 | TRUE | wye
75 | LV_1301-14_0_4_load_90 | 114 | 0.0056833 | 0.0014244 | 0 | 0 |  | 1 | TRUE | wye
76 | LV_1301-14_0_4_load_117 | 115 | 0.00024393 | 6.1134e-05 | 0 | 0 |  | 1 | TRUE | wye
77 | LV_1301-14_0_4_load_133 | 116 | 0.0017661 | 0.00044264 | 0 | 0 |  | 1 | TRUE | wye
78 | LV_1301-14_0_4_load_91 | 117 | 0.0040845 | 0.0010237 | 0 | 0 |  | 1 | TRUE | wye
79 | LV_1301-14_0_4_load_93 | 118 | 0.0054534 | 0.0013667 | 0 | 0 |  | 1 | TRUE | wye
80 | LV_1301-14_0_4_load_96 | 119 | 0.0056759 | 0.0014225 | 0 | 0 |  | 1 | TRUE | wye
81 | LV_1301-14_0_4_load_97 | 121 | 0.0030409 | 0.00076213 | 0 | 0 |  | 1 | TRUE | wye
82 | LV_1301-14_0_4_load_110 | 122 | 0.011729 | 0.0029394 | 0 | 0 |  | 1 | TRUE | wye
83 | LV_1301-14_0_4_load_106 | 123 | 0.0052062 | 0.0013048 | 0 | 0 |  | 1 | TRUE | wye
84 | LV_1301-14_0_4_load_105 | 124 | 0.0041054 | 0.0010289 | 0 | 0 |  | 1 | TRUE | wye
85 | LV_1301-14_0_4_load_107 | 125 | 0.0059237 | 0.0014846 | 0 | 0 |  | 1 | TRUE | wye
86 | LV_1301-14_0_4_load_120 | 127 | 0.00083764 | 0.00020993 | 0 | 0 |  | 1 | TRUE | wye
87 | LV_1301-14_0_4_load_111 | 129 | 0.00098797 | 0.00024761 | 0 | 0 |  | 1 | TRUE | wye
88 | LV_1301-14_0_4_load_112 | 130 | 0.00077131 | 0.00019331 | 0 | 0 |  | 1 | TRUE | wye
89 | LV_1301-14_0_4_load_113 | 131 | 0.00077457 | 0.00019413 | 0 | 0 |  | 1 | TRUE | wye
90 | LV_1301-14_0_4_load_114 | 132 | 0.0012412 | 0.00031107 | 0 | 0 |  | 1 | TRUE | wye
91 | LV_1301-14_0_4_load_122 | 133 | 0.00035796 | 8.9713e-05 | 0 | 0 |  | 1 | TRUE | wye
92 | LV_1301-14_0_4_load_123 | 134 | 0.011545 | 0.0028934 | 0 | 0 |  | 1 | TRUE | wye
93 | LV_1301-14_0_4_load_124 | 135 | 0.0040432 | 0.0010133 | 0 | 0 |  | 1 | TRUE | wye

## ext_grid
| name | bus | vm_pu | va_degree | slack_weight | in_service
0 |  | 20 | 1 | 0 | 1 | TRUE

## line
| name | std_type | from_bus | to_bus | length_km | r_ohm_per_km | x_ohm_per_km | c_nf_per_km | g_us_per_km | max_i_ka | df | parallel | type | in_service
0 | LV_1301-14_0_4_line_0 |  | 0 | 1 | 0.04119 | 0.125 | 0.08 | 261 | 0 | 0.364 | 1 | 1 | cs | TRUE
1 | LV_1301-14_0_4_line_1 |  | 0 | 2 | 0.039661 | 0.125 | 0.08 | 261 | 0 | 0.364 | 1 | 1 | cs | TRUE
2 | LV_1301-14_0_4_line_2 |  | 1 | 3 | 0.09769 | 0.125 | 0.08 | 261 | 0 | 0.364 | 1 | 1 | cs | TRUE
3 | LV_1301-14_0_4_line_3 |  | 2 | 4 | 0.29047 | 0.125 | 0.08 | 261 | 0 | 0.364 | 1 | 1 | cs | TRUE
4 | LV_1301-14_0_4_line_4 |  | 3 | 7 | 0.17379 | 0.125 | 0.08 | 261 | 0 | 0.364 | 1 | 1 | cs | TRUE
5 | LV_1301-14_0_4_line_5 |  | 4 | 8 | 0.14898 | 0.125 | 0.08 | 261 | 0 | 0.364 | 1 | 1 | cs | TRUE
6 | LV_1301-14_0_4_line_6 |  | 5 | 6 | 0.14774 | 0.125 | 0.08 | 261 | 0 | 0.364 | 1 | 1 | cs | TRUE
7 | LV_1301-14_0_4_line_7 |  | 6 | 52 | 0.13079 | 0.125 | 0.08 | 261 | 0 | 0.364 | 1 | 1 | cs | TRUE
8 | LV_1301-14_0_4_line_8 |  | 7 | 10 | 0.12207 | 0.125 | 0.08 | 261 | 0 | 0.364 | 1 | 1 | cs | TRUE
9 | LV_1301-14_0_4_line_9 |  | 7 | 11 | 0.4529 | 0.125 | 0.08 | 261 | 0 | 0.364 | 1 | 1 | cs | TRUE
10 | LV_1301-14_0_4_line_10 |  | 8 | 9 | 0.62672 | 0.125 | 0.08 | 261 | 0 | 0.364 | 1 | 1 | cs | TRUE
11 | LV_1301-14_0_4_line_11 |  | 9 | 59 | 0.1746 | 0.125 | 0.08 | 261 | 0 | 0.364 | 1 | 1 | cs | TRUE
12 | LV_1301-14_0_4_line_12 |  | 9 | 55 | 0.01869 | 0.125 | 0.08 | 261 | 0 | 0.364 | 1 | 1 | cs | TRUE
13 | LV_1301-14_0_4_line_13 |  | 12 | 13 | 0.17029 | 0.125 | 0.08 | 261 | 0 | 0.364 | 1 | 1 | cs | TRUE
14 | LV_1301-14_0_4_line_14 |  | 12 | 14 | 0.10433 | 0.125 | 0.08 | 261 | 0 | 0.364 | 1 | 1 | cs | TRUE
15 | LV_1301-14_0_4_line_15 |  | 13 | 35 | 0.037795 | 0.125 | 0.08 | 261 | 0 | 0.364 | 1 | 1 | cs | TRUE
16 | LV_1301-14_0_4_line_16 |  | 13 | 34 | 0.072347 | 0.125 | 0.08 | 261 | 0 | 0.364 | 1 | 1 | cs | TRUE
17 | LV_1301-14_0_4_line_17 |  | 14 | 98 | 0.1154 | 0.125 | 0.08 | 261 | 0 | 0.364 | 1 | 1 | cs | TRUE
18 | LV_1301-14_0_4_line_18 |  | 15 | 16 | 0.012021 | 0.125 | 0.08 | 261 | 0 | 0.364 | 1 | 1 | cs | TRUE
19 | LV_1301-14_0_4_line_19 |  | 15 | 17 | 0.041287 | 0.125 | 0.08 | 261 | 0 | 0.364 | 1 | 2 | cs | TRUE
20 | LV_1301-14_0_4_line_20 |  | 16 | 18 | 0.030183 | 0.125 | 0.08 | 261 | 0 | 0.364 | 1 | 1 | cs | TRUE
21 | LV_1301-14_0_4_line_21 |  | 17 | 19 | 0.003817 | 0.125 | 0.08 | 261 | 0 | 0.364 | 1 | 1 | cs | TRUE
22 | LV_1301-14_0_4_line_22 |  | 17 | 20 | 0.00659 | 0.125 | 0.08 | 261 | 0 | 0.364 | 1 | 4 | cs | TRUE
23 | LV_1301-14_0_4_line_23 |  | 17 | 21 | 0.040345 | 0.125 | 0.08 | 261 | 0 | 0.364 | 1 | 4 | cs | TRUE
24 | LV_1301-14_0_4_line_24 |  | 18 | 22 | 0.015281 | 0.125 | 0.08 | 261 | 0 | 0.364 | 1 | 1 | cs | TRUE
25 | LV_1301-14_0_4_line_25 |  | 21 | 26 | 0.10847 | 0.125 | 0.08 | 261 | 0 | 0.364 | 1 | 1 | cs | TRUE
26 | LV_1301-14_0_4_line_26 |  | 21 | 23 | 0.030363 | 0.125 | 0.08 | 261 | 0 | 0.364 | 1 | 4 | cs | TRUE
27 | LV_1301-14_0_4_line_27 |  | 22 | 27 | 0.042413 | 0.125 | 0.08 | 261 | 0 | 0.364 | 1 | 1 | cs | TRUE
28 | LV_1301-14_0_4_line_28 |  | 22 | 28 | 0.004557 | 0.125 | 0.08 | 261 | 0 | 0.364 | 1 | 1 | cs | TRUE
29 | LV_1301-14_0_4_line_29 |  | 22 | 29 | 0.03003 | 0.125 | 0.08 | 261 | 0 | 0.364 | 1 | 1 | cs | TRUE
30 | LV_1301-14_0_4_line_30 |  | 23 | 24 | 0.013361 | 0.125 | 0.08 | 261 | 0 | 0.364 | 1 | 2 | cs | TRUE
31 | LV_1301-14_0_4_line_31 |  | 23 | 25 | 0.013487 | 0.125 | 0.08 | 261 | 0 | 0.364 | 1 | 1 | cs | TRUE
32 | LV_1301-14_0_4_line_32 |  | 24 | 30 | 0.008173 | 0.125 | 0.08 | 261 | 0 | 0.364 | 1 | 1 | cs | TRUE
33 | LV_1301-14_0_4_line_33 |  | 24 | 31 | 0.023645 | 0.125 | 0.08 | 261 | 0 | 0.364 | 1 | 1 | cs | TRUE
34 | LV_1301-14_0_4_line_34 |  | 25 | 32 | 0.01606 | 0.125 | 0.08 | 261 | 0 | 0.364 | 1 | 1 | cs | TRUE
35 | LV_1301-14_0_4_line_35 |  | 26 | 33 | 0.14245 | 0.125 | 0.08 | 261 | 0 | 0.364 | 1 | 1 | cs | TRUE
36 | LV_1301-14_0_4_line_36 |  | 27 | 93 | 0.025382 | 0.125 | 0.08 | 261 | 0 | 0.364 | 1 | 1 | cs | TRUE
37 | LV_1301-14_0_4_line_37 |  | 27 | 94 | 0.044642 | 0.125 | 0.08 | 261 | 0 | 0.364 | 1 | 1 | cs | TRUE
38 | LV_1301-14_0_4_line_38 |  | 28 | 89 | 0.013568 | 0.125 | 0.08 | 261 | 0 | 0.364 | 1 | 1 | cs | TRUE
39 | LV_1301-14_0_4_line_39 |  | 30 | 38 | 0.011142 | 0.125 | 0.08 | 261 | 0 | 0.364 | 1 | 1 | cs | TRUE
40 | LV_1301-14_0_4_line_40 |  | 30 | 39 | 0.033847 | 0.125 | 0.08 | 261 | 0 | 0.364 | 1 | 1 | cs | TRUE
41 | LV_1301-14_0_4_line_41 |  | 31 | 36 | 0.042844 | 0.125 | 0.08 | 261 | 0 | 0.364 | 1 | 1 | cs | TRUE
42 | LV_1301-14_0_4_line_42 |  | 33 | 34 | 0.04437 | 0.125 | 0.08 | 261 | 0 | 0.364 | 1 | 1 | cs | TRUE
43 | LV_1301-14_0_4_line_43 |  | 35 | 51 | 0.036625 | 0.125 | 0.08 | 261 | 0 | 0.364 | 1 | 1 | cs | TRUE
44 | LV_1301-14_0_4_line_44 |  | 36 | 37 | 0.025135 | 0.125 | 0.08 | 261 | 0 | 0.364 | 1 | 1 | cs | TRUE
45 | LV_1301-14_0_4_line_45 |  | 38 | 40 | 0.0056241 | 0.125 | 0.08 | 261 | 0 | 0.364 | 1 | 1 | cs | TRUE
46 | LV_1301-14_0_4_line_46 |  | 39 | 41 | 0.0050439 | 0.125 | 0.08 | 261 | 0 | 0.364 | 1 | 1 | cs | TRUE
47 | LV_1301-14_0_4_line_47 |  | 41 | 110 | 0.018025 | 0.125 | 0.08 | 261 | 0 | 0.364 | 1 | 1 | cs | TRUE
48 | LV_1301-14_0_4_line_48 |  | 42 | 43 | 0.045727 | 0.125 | 0.08 | 261 | 0 | 0.364 | 1 | 1 | cs | TRUE
49 | LV_1301-14_0_4_line_49 |  | 43 | 44 | 0.062038 | 0.125 | 0.08 | 261 | 0 | 0.364 | 1 | 1 | cs | TRUE
50 | LV_1301-14_0_4_line_50 |  | 44 | 47 | 0.043602 | 0.125 | 0.08 | 261 | 0 | 0.364 | 1 | 1 | cs | TRUE
51 | LV_1301-14_0_4_line_51 |  | 45 | 46 | 0.24658 | 0.125 | 0.08 | 261 | 0 | 0.364 | 1 | 1 | cs | TRUE
52 | LV_1301-14_0_4_line_52 |  | 46 | 49 | 0.15246 | 0.125 | 0.08 | 261 | 0 | 0.364 | 1 | 1 | cs | TRUE
53 | LV_1301-14_0_4_line_53 |  | 46 | 48 | 0.32389 | 0.125 | 0.08 | 261 | 0 | 0.364 | 1 | 1 | cs | TRUE
54 | LV_1301-14_0_4_line_54 |  | 47 | 48 | 0.10691 | 0.125 | 0.08 | 261 | 0 | 0.364 | 1 | 1 | cs | TRUE
55 | LV_1301-14_0_4_line_55 |  | 49 | 76 | 0.040917 | 0.125 | 0.08 | 261 | 0 | 0.364 | 1 | 1 | cs | TRUE
56 | LV_1301-14_0_4_line_56 |  | 50 | 51 | 0.10862 | 0.125 | 0.08 | 261 | 0 | 0.364 | 1 | 1 | cs | TRUE
57 | LV_1301-14_0_4_line_57 |  | 52 | 116 | 0.032317 | 0.125 | 0.08 | 261 | 0 | 0.364 | 1 | 1 | cs | TRUE
58 | LV_1301-14_0_4_line_58 |  | 52 | 96 | 0.024985 | 0.125 | 0.08 | 261 | 0 | 0.364 | 1 | 1 | cs | TRUE
59 | LV_1301-14_0_4_line_59 |  | 53 | 54 | 0.0094407 | 0.125 | 0.08 | 261 | 0 | 0.364 | 1 | 1 | cs | TRUE
60 | LV_1301-14_0_4_line_60 |  | 53 | 55 | 0.027396 | 0.125 | 0.08 | 261 | 0 | 0.364 | 1 | 1 | cs | TRUE
61 | LV_1301-14_0_4_line_61 |  | 54 | 56 | 0.013395 | 0.125 | 0.08 | 261 | 0 | 0.364 | 1 | 1 | cs | TRUE
62 | LV_1301-14_0_4_line_62 |  | 55 | 57 | 0.068762 | 0.125 | 0.08 | 261 | 0 | 0.364 | 1 | 1 | cs | TRUE
63 | LV_1301-14_0_4_line_63 |  | 56 | 58 | 0.0041902 | 0.125 | 0.08 | 261 | 0 | 0.364 | 1 | 1 | cs | TRUE
64 | LV_1301-14_0_4_line_64 |  | 57 | 60 | 0.014821 | 0.125 | 0.08 | 261 | 0 | 0.364 | 1 | 1 | cs | TRUE
65 | LV_1301-14_0_4_line_65 |  | 57 | 61 | 0.093334 | 0.125 | 0.08 | 261 | 0 | 0.364 | 1 | 1 | cs | TRUE
66 | LV_1301-14_0_4_line_66 |  | 59 | 70 | 0.01946 | 0.125 | 0.08 | 261 | 0 | 0.364 | 1 | 1 | cs | TRUE
67 | LV_1301-14_0_4_line_67 |  | 59 | 68 | 0.040434 | 0.125 | 0.08 | 261 | 0 | 0.364 | 1 | 1 | cs | TRUE
68 | LV_1301-14_0_4_line_68 |  | 61 | 62 | 0.022693 | 0.125 | 0.08 | 261 | 0 | 0.364 | 1 | 1 | cs | TRUE
69 | LV_1301-14_0_4_line_69 |  | 61 | 63 | 0.010095 | 0.125 | 0.08 | 261 | 0 | 0.364 | 1 | 1 | cs | TRUE
70 | LV_1301-14_0_4_line_70 |  | 62 | 75 | 0.013253 | 0.125 | 0.08 | 261 | 0 | 0.364 | 1 | 1 | cs | TRUE
71 | LV_1301-14_0_4_line_71 |  | 63 | 76 | 0.011734 | 0.125 | 0.08 | 261 | 0 | 0.364 | 1 | 1 | cs | TRUE
72 | LV_1301-14_0_4_line_72 |  | 64 | 65 | 0.01498 | 0.125 | 0.08 | 261 | 0 | 0.364 | 1 | 1 | cs | TRUE
73 | LV_1301-14_0_4_line_73 |  | 65 | 66 | 0.0062345 | 0.125 | 0.08 | 261 | 0 | 0.364 | 1 | 1 | cs | TRUE
74 | LV_1301-14_0_4_line_74 |  | 66 | 67 | 0.047675 | 0.125 | 0.08 | 261 | 0 | 0.364 | 1 | 1 | cs | TRUE
75 | LV_1301-14_0_4_line_75 |  | 67 | 68 | 0.029082 | 0.125 | 0.08 | 261 | 0 | 0.364 | 1 | 1 | cs | TRUE
76 | LV_1301-14_0_4_line_76 |  | 68 | 69 | 0.005276 | 0.125 | 0.08 | 261 | 0 | 0.364 | 1 | 1 | cs | TRUE
77 | LV_1301-14_0_4_line_77 |  | 71 | 72 | 0.005051 | 0.125 | 0.08 | 261 | 0 | 0.364 | 1 | 1 | cs | TRUE
78 | LV_1301-14_0_4_line_78 |  | 71 | 73 | 0.039831 | 0.125 | 0.08 | 261 | 0 | 0.364 | 1 | 1 | cs | TRUE
79 | LV_1301-14_0_4_line_79 |  | 71 | 74 | 0.016688 | 0.125 | 0.08 | 261 | 0 | 0.364 | 1 | 1 | cs | TRUE
80 | LV_1301-14_0_4_line_80 |  | 73 | 75 | 0.019754 | 0.125 | 0.08 | 261 | 0 | 0.364 | 1 | 1 | cs | TRUE
81 | LV_1301-14_0_4_line_81 |  | 74 | 108 | 0.017246 | 0.125 | 0.08 | 261 | 0 | 0.364 | 1 | 1 | cs | TRUE
82 | LV_1301-14_0_4_line_82 |  | 74 | 109 | 0.021066 | 0.125 | 0.08 | 261 | 0 | 0.364 | 1 | 1 | cs | TRUE
83 | LV_1301-14_0_4_line_83 |  | 77 | 78 | 0.0072945 | 0.125 | 0.08 | 261 | 0 | 0.364 | 1 | 1 | cs | TRUE
84 | LV_1301-14_0_4_line_84 |  | 77 | 79 | 0.0061087 | 0.125 | 0.08 | 261 | 0 | 0.364 | 1 | 1 | cs | TRUE
85 | LV_1301-14_0_4_line_85 |  | 78 | 80 | 0.07044 | 0.125 | 0.08 | 261 | 0 | 0.364 | 1 | 1 | cs | TRUE
86 | LV_1301-14_0_4_line_86 |  | 79 | 81 | 0.015667 | 0.125 | 0.08 | 261 | 0 | 0.364 | 1 | 1 | cs | TRUE
87 | LV_1301-14_0_4_line_87 |  | 80 | 82 | 0.083579 | 0.125 | 0.08 | 261 | 0 | 0.364 | 1 | 1 | cs | TRUE
88 | LV_1301-14_0_4_line_88 |  | 80 | 83 | 0.038416 | 0.125 | 0.08 | 261 | 0 | 0.364 | 1 | 1 | cs | TRUE
89 | LV_1301-14_0_4_line_89 |  | 81 | 84 | 0.013053 | 0.125 | 0.08 | 261 | 0 | 0.364 | 1 | 1 | cs | TRUE
90 | LV_1301-14_0_4_line_90 |  | 82 | 85 | 0.011548 | 0.125 | 0.08 | 261 | 0 | 0.364 | 1 | 1 | cs | TRUE
91 | LV_1301-14_0_4_line_91 |  | 84 | 86 | 0.020042 | 0.125 | 0.08 | 261 | 0 | 0.364 | 1 | 1 | cs | TRUE
92 | LV_1301-14_0_4_line_92 |  | 86 | 89 | 0.063038 | 0.125 | 0.08 | 261 | 0 | 0.364 | 1 | 1 | cs | TRUE
93 | LV_1301-14_0_4_line_93 |  | 87 | 88 | 0.010663 | 0.125 | 0.08 | 261 | 0 | 0.364 | 1 | 1 | cs | TRUE
94 | LV_1301-14_0_4_line_94 |  | 87 | 89 | 0.025845 | 0.125 | 0.08 | 261 | 0 | 0.364 | 1 | 1 | cs | TRUE
95 | LV_1301-14_0_4_line_95 |  | 88 | 90 | 0.025068 | 0.125 | 0.08 | 261 | 0 | 0.364 | 1 | 1 | cs | TRUE
96 | LV_1301-14_0_4_line_96 |  | 90 | 91 | 0.015674 | 0.125 | 0.08 | 261 | 0 | 0.364 | 1 | 1 | cs | TRUE
97 | LV_1301-14_0_4_line_97 |  | 91 | 92 | 0.009012 | 0.125 | 0.08 | 261 | 0 | 0.364 | 1 | 1 | cs | TRUE
98 | LV_1301-14_0_4_line_98 |  | 92 | 95 | 0.024685 | 0.125 | 0.08 | 261 | 0 | 0.364 | 1 | 1 | cs | TRUE
99 | LV_1301-14_0_4_line_99 |  | 93 | 96 | 0.060101 | 0.125 | 0.08 | 261 | 0 | 0.364 | 1 | 1 | cs | TRUE
100 | LV_1301-14_0_4_line_100 |  | 94 | 97 | 0.0066002 | 0.125 | 0.08 | 261 | 0 | 0.364 | 1 | 1 | cs | TRUE
101 | LV_1301-14_0_4_line_101 |  | 96 | 103 | 0.17529 | 0.125 | 0.08 | 261 | 0 | 0.364 | 1 | 1 | cs | TRUE
102 | LV_1301-14_0_4_line_102 |  | 98 | 99 | 0.002261 | 0.125 | 0.08 | 261 | 0 | 0.364 | 1 | 1 | cs | TRUE
103 | LV_1301-14_0_4_line_103 |  | 100 | 101 | 0.065497 | 0.125 | 0.08 | 261 | 0 | 0.364 | 1 | 1 | cs | TRUE
104 | LV_1301-14_0_4_line_104 |  | 100 | 102 | 0.00701 | 0.125 | 0.08 | 261 | 0 | 0.364 | 1 | 1 | cs | TRUE
105 | LV_1301-14_0_4_line_105 |  | 101 | 103 | 0.02676 | 0.125 | 0.08 | 261 | 0 | 0.364 | 1 | 1 | cs | TRUE
106 | LV_1301-14_0_4_line_106 |  | 102 | 104 | 0.0032167 | 0.125 | 0.08 | 261 | 0 | 0.364 | 1 | 1 | cs | TRUE
107 | LV_1301-14_0_4_line_107 |  | 103 | 105 | 0.032245 | 0.125 | 0.08 | 261 | 0 | 0.364 | 1 | 1 | cs | TRUE
108 | LV_1301-14_0_4_line_108 |  | 103 | 106 | 0.043967 | 0.125 | 0.08 | 261 | 0 | 0.364 | 1 | 1 | cs | TRUE
109 | LV_1301-14_0_4_line_109 |  | 104 | 107 | 0.024868 | 0.125 | 0.08 | 261 | 0 | 0.364 | 1 | 1 | cs | TRUE
110 | LV_1301-14_0_4_line_110 |  | 105 | 108 | 0.01472 | 0.125 | 0.08 | 261 | 0 | 0.364 | 1 | 1 | cs | TRUE
111 | LV_1301-14_0_4_line_111 |  | 109 | 115 | 0.0036793 | 0.125 | 0.08 | 261 | 0 | 0.364 | 1 | 1 | cs | TRUE
112 | LV_1301-14_0_4_line_112 |  | 110 | 111 | 0.022081 | 0.125 | 0.08 | 261 | 0 | 0.364 | 1 | 1 | cs | TRUE
113 | LV_1301-14_0_4_line_113 |  | 111 | 112 | 0.017972 | 0.125 | 0.08 | 261 | 0 | 0.364 | 1 | 1 | cs | TRUE
114 | LV_1301-14_0_4_line_114 |  | 111 | 113 | 0.027191 | 0.125 | 0.08 | 261 | 0 | 0.364 | 1 | 1 | cs | TRUE
115 | LV_1301-14_0_4_line_115 |  | 111 | 114 | 0.017432 | 0.125 | 0.08 | 261 | 0 | 0.364 | 1 | 1 | cs | TRUE
116 | LV_1301-14_0_4_line_116 |  | 112 | 119 | 0.0064466 | 0.125 | 0.08 | 261 | 0 | 0.364 | 1 | 1 | cs | TRUE
117 | LV_1301-14_0_4_line_117 |  | 113 | 120 | 0.0072744 | 0.125 | 0.08 | 261 | 0 | 0.364 | 1 | 1 | cs | TRUE
118 | LV_1301-14_0_4_line_118 |  | 114 | 117 | 0.0071577 | 0.125 | 0.08 | 261 | 0 | 0.364 | 1 | 1 | cs | TRUE
119 | LV_1301-14_0_4_line_119 |  | 117 | 118 | 0.0027087 | 0.125 | 0.08 | 261 | 0 | 0.364 | 1 | 1 | cs | TRUE
120 | LV_1301-14_0_4_line_120 |  | 119 | 121 | 0.070646 | 0.125 | 0.08 | 261 | 0 | 0.364 | 1 | 1 | cs | TRUE
121 | LV_1301-14_0_4_line_121 |  | 120 | 122 | 0.033496 | 0.125 | 0.08 | 261 | 0 | 0.364 | 1 | 1 | cs | TRUE
122 | LV_1301-14_0_4_line_122 |  | 120 | 123 | 0.01161 | 0.125 | 0.08 | 261 | 0 | 0.364 | 1 | 1 | cs | TRUE
123 | LV_1301-14_0_4_line_123 |  | 123 | 124 | 0.02223 | 0.125 | 0.08 | 261 | 0 | 0.364 | 1 | 1 | cs | TRUE
124 | LV_1301-14_0_4_line_124 |  | 124 | 125 | 0.016553 | 0.125 | 0.08 | 261 | 0 | 0.364 | 1 | 1 | cs | TRUE
125 | LV_1301-14_0_4_line_125 |  | 125 | 126 | 0.01076 | 0.125 | 0.08 | 261 | 0 | 0.364 | 1 | 1 | cs | TRUE
126 | LV_1301-14_0_4_line_126 |  | 126 | 127 | 0.010214 | 0.125 | 0.08 | 261 | 0 | 0.364 | 1 | 1 | cs | TRUE
127 | LV_1301-14_0_4_line_127 |  | 127 | 128 | 0.011758 | 0.125 | 0.08 | 261 | 0 | 0.364 | 1 | 1 | cs | TRUE
128 | LV_1301-14_0_4_line_128 |  | 128 | 133 | 0.012124 | 0.125 | 0.08 | 261 | 0 | 0.364 | 1 | 1 | cs | TRUE
129 | LV_1301-14_0_4_line_129 |  | 128 | 131 | 0.0089803 | 0.125 | 0.08 | 261 | 0 | 0.364 | 1 | 1 | cs | TRUE
130 | LV_1301-14_0_4_line_130 |  | 129 | 130 | 0.00047205 | 0.125 | 0.08 | 261 | 0 | 0.364 | 1 | 1 | cs | TRUE
131 | LV_1301-14_0_4_line_131 |  | 129 | 131 | 0.023387 | 0.125 | 0.08 | 261 | 0 | 0.364 | 1 | 1 | cs | TRUE
132 | LV_1301-14_0_4_line_132 |  | 130 | 132 | 0.016445 | 0.125 | 0.08 | 261 | 0 | 0.364 | 1 | 1 | cs | TRUE
133 | LV_1301-14_0_4_line_133 |  | 133 | 134 | 0.008449 | 0.125 | 0.08 | 261 | 0 | 0.364 | 1 | 1 | cs | TRUE
134 | LV_1301-14_0_4_line_134 |  | 134 | 135 | 0.00042061 | 0.125 | 0.08 | 261 | 0 | 0.364 | 1 | 1 | cs | TRUE

## trafo
| name | std_type | hv_bus | lv_bus | sn_mva | vn_hv_kv | vn_lv_kv | vk_percent | vkr_percent | pfe_kw | i0_percent | shift_degree | tap_side | tap_neutral | tap_min | tap_max | tap_step_percent | tap_step_degree | tap_pos | tap_phase_shifter | parallel | df | in_service
0 | LV_1301-14_0_4_trafo_11 | 0.63 MVA 20/0.4 kV | 136 | 20 | 0.63 | 20 | 0.4 | 6 | 1.206 | 1.65 | 0.2619 | 150 | hv | 0 | -2 | 2 | 2.5 | 0 | 0 | FALSE | 1 | 1 | TRUE

## line_geodata
| x0 | y0 | x1 | y1 | x2 | y2 | x3 | y3 | x4 | y4 | x5 | y5 | x6 | y6 | x7 | y7 | x8 | y8 | x9 | y9 | x10 | y10 | x11 | y11 | x12 | y12 | x13 | y13 | x14 | y14 | x15 | y15 | x16 | y16
0 | 2699002.473 | 1217535.9429 | 2699000.4094 | 1217550.4633 | 2698997.1548 | 1217564.9305 | 2698998.305 | 1217576.5683
1 | 2699004.16 | 1217615.7716 | 2698999.54 | 1217589.0649 | 2698998.305 | 1217576.5683
2 | 2699002.473 | 1217535.9429 | 2698999.2554 | 1217527.1721 | 2698988.6587 | 1217507.3933 | 2698980.0338 | 1217490.4937 | 2698976.9942 | 1217481.0588 | 2698978.2959 | 1217473.5418 | 2698979.0466 | 1217469.0288 | 2698984.5348 | 1217462.2486 | 2698996.0584 | 1217450.932
3 | 2699004.16 | 1217615.7716 | 2698837.2926 | 1217853.5249
4 | 2699146.1709 | 1217384.2025 | 2699143.0301 | 1217388.1531 | 2699133.5751 | 1217395.134 | 2699121.9631 | 1217397.5982 | 2699095.3945 | 1217400.0248 | 2699083.1607 | 1217402.4453 | 2699069.5231 | 1217407.5555 | 2699052.9843 | 1217414.997 | 2699038.1688 | 1217427.0259 | 2699025.6836 | 1217444.5641 | 2699022.4817 | 1217448.0912 | 2699014.8702 | 1217452.8903 | 2699003.5694 | 1217453.5475 | 2698996.0584 | 1217450.932
5 | 2698705.6421 | 1217785.217 | 2698712.9478 | 1217789.2075 | 2698720.1529 | 1217791.9399 | 2698731.3565 | 1217794.3605 | 2698739.6826 | 1217797.2449 | 2698747.4894 | 1217801.2327 | 2698758.9877 | 1217808.773 | 2698778.7755 | 1217820.9428 | 2698794.3579 | 1217830.7858 | 2698809.6012 | 1217838.6441 | 2698820.7178 | 1217846.3005 | 2698831.3665 | 1217851.9588 | 2698837.2926 | 1217853.5249
6 | 2698049.8385 | 1217582.3377 | 2698144.4194 | 1217468.8419
7 | 2698049.8385 | 1217582.3377 | 2698048.1681 | 1217576.8063 | 2698044.2173 | 1217568.68 | 2698039.6065 | 1217561.8994 | 2698035.0336 | 1217557.4322 | 2698027.8635 | 1217555.3128 | 2698024.1759 | 1217555.1742 | 2698019.819 | 1217557.4153 | 2698017.1066 | 1217561.6847 | 2698014.4283 | 1217568.501 | 2698010.848 | 1217577.0704 | 2698007.7778 | 1217583.2465 | 2697997.0958 | 1217599.838 | 2697990.5778 | 1217611.1499 | 2697986.9833 | 1217620.5863 | 2697982.74 | 1217625.1531 | 2697975.4102 | 1217627.6677
8 | 2699146.1709 | 1217384.2025 | 2699146.0245 | 1217389.3482 | 2699142.1979 | 1217398.9246 | 2699135.6041 | 1217407.7989 | 2699125.4153 | 1217418.2702 | 2699112.5403 | 1217430.4758 | 2699107.1029 | 1217436.4785 | 2699105.537 | 1217443.4351 | 2699106.1164 | 1217448.7707 | 2699109.5841 | 1217454.3657 | 2699114.8315 | 1217459.779 | 2699123.613 | 1217466.7966 | 2699131.9541 | 1217473.3622 | 2699134.7446 | 1217479.5018
9 | 2699146.1709 | 1217384.2025 | 2698977.4325 | 1216963.913
10 | 2698148.9212 | 1218073.0441 | 2698705.6421 | 1217785.217
11 | 2698148.9212 | 1218073.0441 | 2698223.671 | 1218230.8338
12 | 2698138.7273 | 1218057.379 | 2698148.9212 | 1218073.0441
13 | 2697945.2225 | 1217117.1112 | 2698062.4322 | 1216993.5764
14 | 2698062.4322 | 1216993.5764 | 2698062.1923 | 1216984.1658 | 2698064.5009 | 1216976.7653 | 2698066.9871 | 1216970.5685 | 2698066.1135 | 1216963.2157 | 2698059.5915 | 1216954.8914 | 2698046.2679 | 1216949.2238 | 2698028.997 | 1216942.1014 | 2698015.4408 | 1216938.109 | 2698006.7891 | 1216938.7672 | 2698001.0724 | 1216941.9421
15 | 2697950.619 | 1217154.1837 | 2697949.6945 | 1217135.144 | 2697947.188 | 1217120.8817 | 2697945.2225 | 1217117.1112
16 | 2697884.1691 | 1217102.7782 | 2697891.2365 | 1217101.4823 | 2697908.0325 | 1217098.2114 | 2697927.5632 | 1217095.7861 | 2697938.4068 | 1217104.0367 | 2697945.2225 | 1217117.1112
17 | 2698011.9076 | 1216827.0509 | 2698001.0724 | 1216941.9421
18 | 2697876.1751 | 1217465.1374 | 2697877.4289 | 1217474.0944 | 2697878.1821 | 1217476.9739
19 | 2697871.789 | 1217424.1223 | 2697872.176 | 1217433.3796 | 2697872.5911 | 1217439.5352 | 2697876.1751 | 1217465.1374
20 | 2697878.1821 | 1217476.9739 | 2697880.3292 | 1217485.1831 | 2697886.4532 | 1217505.9987
21 | 2697875.6166 | 1217424.0629 | 2697871.789 | 1217424.1223
22 | 2697865.1862 | 1217424.4252 | 2697871.789 | 1217424.1223
23 | 2697870.5992 | 1217383.7967 | 2697870.5948 | 1217388.222 | 2697871.4901 | 1217415.0555 | 2697871.789 | 1217424.1223
24 | 2697891.7628 | 1217520.3178 | 2697887.3472 | 1217509.0374 | 2697886.4532 | 1217505.9987
25 | 2697870.5992 | 1217383.7967 | 2697868.832 | 1217275.3425
26 | 2697848.3727 | 1217376.1375 | 2697856.282 | 1217383.6615 | 2697865.3983 | 1217386.5688 | 2697870.5948 | 1217388.222 | 2697870.5992 | 1217383.7967
27 | 2697910.8807 | 1217558.1584 | 2697907.8599 | 1217552.5604 | 2697896.558 | 1217531.5934 | 2697891.7628 | 1217520.3178
28 | 2697888.9778 | 1217523.9301 | 2697891.7628 | 1217520.3178
29 | 2697891.7628 | 1217520.3178 | 2697882.8591 | 1217524.808 | 2697862.8507 | 1217526.2166
30 | 2697848.3727 | 1217376.1375 | 2697839.0242 | 1217366.5662
31 | 2697848.3727 | 1217376.1375 | 2697842.3554 | 1217379.6189 | 2697837.212 | 1217383.6509
32 | 2697833.3045 | 1217360.7127 | 2697839.0242 | 1217366.5662
33 | 2697839.0242 | 1217366.5662 | 2697839.377 | 1217342.9236
34 | 2697824.5727 | 1217393.559 | 2697837.212 | 1217383.6509
35 | 2697867.5241 | 1217132.9037 | 2697868.3348 | 1217244.8288 | 2697868.832 | 1217275.3425
36 | 2697910.8807 | 1217558.1584 | 2697916.8978 | 1217569.4541 | 2697922.8141 | 1217580.5604
37 | 2697910.8807 | 1217558.1584 | 2697915.2683 | 1217548.5015 | 2697929.6621 | 1217525.9444 | 2697936.234 | 1217522.821
38 | 2697888.9778 | 1217523.9301 | 2697884.7193 | 1217536.8137
39 | 2697833.3045 | 1217360.7127 | 2697826.169 | 1217365.2432 | 2697823.695 | 1217366.2998
40 | 2697833.3045 | 1217360.7127 | 2697811.6231 | 1217334.7213
41 | 2697839.0511 | 1217300.0827 | 2697839.2515 | 1217312.521 | 2697839.4762 | 1217336.2746 | 2697839.377 | 1217342.9236
42 | 2697884.1691 | 1217102.7782 | 2697867.1102 | 1217105.878 | 2697867.3681 | 1217111.8976 | 2697867.5241 | 1217132.9037
43 | 2697950.619 | 1217154.1837 | 2697950.619 | 1217154.1837 | 2697956.3078 | 1217166.9973 | 2697965.4124 | 1217172.4841 | 2697976.5943 | 1217176.7709
44 | 2697838.6462 | 1217274.9514 | 2697839.0511 | 1217300.0827
45 | 2697823.695 | 1217366.2998 | 2697818.5229 | 1217368.5088
46 | 2697811.6231 | 1217334.7213 | 2697808.3921 | 1217330.8481
47 | 2697796.8462 | 1217317.007 | 2697808.3921 | 1217330.8481
48 | 2697371.5212 | 1218097.3176 | 2697397.1008 | 1218074.2014 | 2697405.3054 | 1218066.5042
49 | 2697405.3054 | 1218066.5042 | 2697426.5141 | 1218046.6073 | 2697450.3407 | 1218023.8376
50 | 2697450.3407 | 1218023.8376 | 2697454.1855 | 1218020.1634 | 2697470.0669 | 1218003.0222 | 2697481.3985 | 1217993.3214
51 | 2697869.8114 | 1218001.8174 | 2697767.9813 | 1218226.3878
52 | 2698021.5649 | 1217987.1423 | 2697869.8114 | 1218001.8174
53 | 2697869.8114 | 1218001.8174 | 2697557.014 | 1217917.7741
54 | 2697557.014 | 1217917.7741 | 2697555.2222 | 1217919.6349 | 2697543.8542 | 1217931.4126 | 2697512.228 | 1217963.3397 | 2697485.6278 | 1217989.7007 | 2697481.3985 | 1217993.3214
55 | 2698032.4621 | 1217953.0121 | 2698027.7795 | 1217956.1484 | 2698022.9775 | 1217960.5392 | 2698019.0596 | 1217965.1891 | 2698017.6653 | 1217971.9487 | 2698018.2171 | 1217977.6284 | 2698021.5649 | 1217987.1423
56 | 2697976.5943 | 1217176.7709 | 2698046.4004 | 1217259.9913
57 | 2697984.4105 | 1217596.9941 | 2697983.0092 | 1217608.7905 | 2697979.293 | 1217620.5487 | 2697975.4102 | 1217627.6677
58 | 2697975.4102 | 1217627.6677 | 2697951.0707 | 1217633.6051
59 | 2698116.1443 | 1218071.9212 | 2698107.6583 | 1218076.0583 | 2698107.6583 | 1218076.0583
60 | 2698138.7273 | 1218057.379 | 2698134.5888 | 1218061.5916 | 2698128.3776 | 1218067.1932 | 2698118.3802 | 1218070.8312 | 2698116.1443 | 1218071.9212
61 | 2698107.6583 | 1218076.0583 | 2698100.6 | 1218084.2367 | 2698098.5845 | 1218085.8659
62 | 2698101.8704 | 1217999.2868 | 2698114.5356 | 1218020.3435 | 2698133.0933 | 1218048.2242 | 2698138.7273 | 1218057.379
63 | 2698098.5845 | 1218085.8659 | 2698095.3258 | 1218088.5
64 | 2698088.3103 | 1218005.3568 | 2698101.8704 | 1217999.2868
65 | 2698050.6087 | 1217940.8799 | 2698066.338 | 1217932.6329 | 2698073.7661 | 1217948.5664 | 2698085.0829 | 1217969.9232 | 2698093.3596 | 1217984.5697 | 2698101.8704 | 1217999.2868
66 | 2698223.671 | 1218230.8338 | 2698237.2902 | 1218228.9792 | 2698242.9175 | 1218227.9824
67 | 2698223.671 | 1218230.8338 | 2698232.9819 | 1218270.1817
68 | 2698039.4019 | 1217921.1372 | 2698047.819 | 1217935.5636 | 2698050.6087 | 1217940.8799
69 | 2698050.6087 | 1217940.8799 | 2698042.2164 | 1217946.4907
70 | 2698039.4019 | 1217921.1372 | 2698037.8533 | 1217913.284 | 2698036.9989 | 1217908.1058
71 | 2698032.4621 | 1217953.0121 | 2698042.2164 | 1217946.4907
72 | 2698254.9378 | 1218347.8316 | 2698250.4099 | 1218336.082 | 2698249.6366 | 1218333.8228
73 | 2698254.9378 | 1218347.8316 | 2698257.8096 | 1218345.3884 | 2698256.9672 | 1218343.0729
74 | 2698256.9672 | 1218343.0729 | 2698248.0479 | 1218318.6642 | 2698241.612 | 1218297.9535
75 | 2698232.9819 | 1218270.1817 | 2698241.612 | 1218297.9535
76 | 2698238.0907 | 1218268.8094 | 2698232.9819 | 1218270.1817
77 | 2698045.126 | 1217862.5791 | 2698040.4114 | 1217864.4251
78 | 2698040.4114 | 1217864.4251 | 2698054.6649 | 1217897.405 | 2698050.9916 | 1217898.7233
79 | 2698031.838 | 1217854.4104 | 2698036.1049 | 1217853.0129 | 2698040.4114 | 1217864.4251
80 | 2698050.9916 | 1217898.7233 | 2698036.3209 | 1217903.9967 | 2698036.9989 | 1217908.1058
81 | 2698031.838 | 1217854.4104 | 2698026.5177 | 1217838.0059
82 | 2698031.838 | 1217854.4104 | 2698011.8128 | 1217860.9513
83 | 2697818.449 | 1217578.3835 | 2697817.1663 | 1217574.531 | 2697817.275 | 1217571.2987
84 | 2697818.449 | 1217578.3835 | 2697820.3788 | 1217584.1794
85 | 2697758.4541 | 1217553.3417 | 2697773.6829 | 1217552.035 | 2697784.8928 | 1217548.1051 | 2697795.0185 | 1217556.1102 | 2697808.2561 | 1217560.4749 | 2697817.4779 | 1217565.263 | 2697817.275 | 1217571.2987
86 | 2697832.0855 | 1217592.9888 | 2697825.2349 | 1217591.2863 | 2697820.3788 | 1217584.1794
87 | 2697758.4541 | 1217553.3417 | 2697748.6172 | 1217553.1802 | 2697728.9872 | 1217558.5176 | 2697692.1596 | 1217573.6466 | 2697679.8933 | 1217579.9611
88 | 2697758.4541 | 1217553.3417 | 2697755.7621 | 1217564.2496 | 2697755.9933 | 1217591.4299
89 | 2697832.0855 | 1217592.9888 | 2697844.9918 | 1217594.938
90 | 2697679.8933 | 1217579.9611 | 2697670.4047 | 1217586.5438
91 | 2697864.9447 | 1217596.6754 | 2697850.0118 | 1217595.6961 | 2697844.9918 | 1217594.938
92 | 2697884.7193 | 1217536.8137 | 2697864.9447 | 1217596.6754
93 | 2697860.4208 | 1217545.6182 | 2697850.3941 | 1217549.2467
94 | 2697884.7193 | 1217536.8137 | 2697865.0828 | 1217543.9184 | 2697863.6467 | 1217544.4508 | 2697860.4208 | 1217545.6182
95 | 2697827.8712 | 1217542.184 | 2697834.7898 | 1217545.7557 | 2697836.069 | 1217546.4549 | 2697845.0719 | 1217551.1727 | 2697850.3941 | 1217549.2467
96 | 2697825.1767 | 1217526.8846 | 2697825.7056 | 1217535.8218 | 2697827.8712 | 1217542.184
97 | 2697825.1767 | 1217526.8846 | 2697818.5348 | 1217520.7936 | 2697818.5348 | 1217520.7936
98 | 2697818.5348 | 1217520.7936 | 2697816.8688 | 1217496.1649
99 | 2697951.0707 | 1217633.6051 | 2697922.8141 | 1217580.5604
100 | 2697936.234 | 1217522.821 | 2697937.7122 | 1217522.1184 | 2697937.9346 | 1217517.1599
101 | 2697951.0707 | 1217633.6051 | 2697976.747 | 1217691.7791 | 2698014.3987 | 1217792.6468 | 2698010.5449 | 1217793.8509
102 | 2698011.8157 | 1216824.7923 | 2698011.9076 | 1216827.0509
103 | 2697922.8283 | 1217821.962 | 2697922.8283 | 1217821.962 | 2697927.9712 | 1217819 | 2697963.7041 | 1217808.5244 | 2697985.0083 | 1217801.8506
104 | 2697922.8283 | 1217821.962 | 2697922.8949 | 1217828.5344 | 2697922.899 | 1217828.9717
105 | 2698010.5449 | 1217793.8509 | 2697985.0083 | 1217801.8506
106 | 2697922.899 | 1217828.9717 | 2697922.9294 | 1217832.1883
107 | 2698010.5449 | 1217793.8509 | 2698021.8791 | 1217824.0382
108 | 2698010.5449 | 1217793.8509 | 2697998.7063 | 1217760.7997 | 2697995.6297 | 1217752.4911
109 | 2697927.3569 | 1217856.3606 | 2697923.0392 | 1217843.3027 | 2697922.9613 | 1217835.5738 | 2697922.9294 | 1217832.1883
110 | 2698021.8791 | 1217824.0382 | 2698022.6765 | 1217826.162 | 2698026.5177 | 1217838.0059
111 | 2698011.8128 | 1217860.9513 | 2698008.3153 | 1217862.0937
112 | 2697782.7018 | 1217300.0508 | 2697796.8462 | 1217317.007
113 | 2697770.8596 | 1217286.5026 | 2697782.7018 | 1217300.0508
114 | 2697782.7018 | 1217300.0508 | 2697770.6346 | 1217308.0696 | 2697763.9805 | 1217318.8902
115 | 2697782.7018 | 1217300.0508 | 2697795.7829 | 1217288.529
116 | 2697770.8596 | 1217286.5026 | 2697769.9969 | 1217280.114
117 | 2697763.3984 | 1217326.1413 | 2697763.9805 | 1217318.8902
118 | 2697795.7829 | 1217288.529 | 2697801.1541 | 1217283.798
119 | 2697803.1867 | 1217282.0077 | 2697801.1541 | 1217283.798
120 | 2697758.5862 | 1217210.4036 | 2697762.6512 | 1217234.7428 | 2697768.0637 | 1217265.7978 | 2697769.9969 | 1217280.114
121 | 2697763.3984 | 1217326.1413 | 2697771.5564 | 1217331.9348 | 2697786.2036 | 1217350.3547
122 | 2697763.3984 | 1217326.1413 | 2697763.0539 | 1217330.4721 | 2697763.0734 | 1217337.7372
123 | 2697763.1329 | 1217359.9671 | 2697763.0734 | 1217337.7372
124 | 2697763.1329 | 1217359.9671 | 2697763.1359 | 1217361.0949 | 2697766.1628 | 1217372.8083 | 2697767.2175 | 1217375.964
125 | 2697770.6281 | 1217386.1687 | 2697767.2175 | 1217375.964
126 | 2697770.6281 | 1217386.1687 | 2697773.8643 | 1217395.8563
127 | 2697777.5899 | 1217407.0086 | 2697773.8643 | 1217395.8563
128 | 2697777.5899 | 1217407.0086 | 2697789.2087 | 1217403.5435
129 | 2697777.5899 | 1217407.0086 | 2697780.4355 | 1217415.5261
130 | 2697787.9957 | 1217438.1553 | 2697787.8462 | 1217437.7076
131 | 2697787.8462 | 1217437.7076 | 2697780.4355 | 1217415.5261
132 | 2697793.2068 | 1217453.7531 | 2697787.9957 | 1217438.1553
133 | 2697789.2087 | 1217403.5435 | 2697797.3053 | 1217401.1289
134 | 2697797.7083 | 1217401.0086 | 2697797.3053 | 1217401.1289

## bus_geodata
| x | y | coords
0 | 2698998.305 | 1217576.5683
1 | 2699002.473 | 1217535.9429
2 | 2699004.16 | 1217615.7716
3 | 2698996.0584 | 1217450.932
4 | 2698837.2926 | 1217853.5249
5 | 2698144.4194 | 1217468.8419
6 | 2698049.8385 | 1217582.3377
7 | 2699146.1709 | 1217384.2025
8 | 2698705.6421 | 1217785.217
9 | 2698148.9212 | 1218073.0441
10 | 2699134.7446 | 1217479.5018
11 | 2698977.4325 | 1216963.913
12 | 2698062.4322 | 1216993.5764
13 | 2697945.2225 | 1217117.1112
14 | 2698001.0724 | 1216941.9421
15 | 2697876.1751 | 1217465.1374
16 | 2697878.1821 | 1217476.9739
17 | 2697871.789 | 1217424.1223
18 | 2697886.4532 | 1217505.9987
19 | 2697875.6166 | 1217424.0629
20 | 2697865.1862 | 1217424.4252
21 | 2697870.5992 | 1217383.7967
22 | 2697891.7628 | 1217520.3178
23 | 2697848.3727 | 1217376.1375
24 | 2697839.0242 | 1217366.5662
25 | 2697837.212 | 1217383.6509
26 | 2697868.832 | 1217275.3425
27 | 2697910.8807 | 1217558.1584
28 | 2697888.9778 | 1217523.9301
29 | 2697862.8507 | 1217526.2166
30 | 2697833.3045 | 1217360.7127
31 | 2697839.377 | 1217342.9236
32 | 2697824.5727 | 1217393.559
33 | 2697867.5241 | 1217132.9037
34 | 2697884.1691 | 1217102.7782
35 | 2697950.619 | 1217154.1837
36 | 2697839.0511 | 1217300.0827
37 | 2697838.6462 | 1217274.9514
38 | 2697823.695 | 1217366.2998
39 | 2697811.6231 | 1217334.7213
40 | 2697818.5229 | 1217368.5088
41 | 2697808.3921 | 1217330.8481
42 | 2697371.5212 | 1218097.3176
43 | 2697405.3054 | 1218066.5042
44 | 2697450.3407 | 1218023.8376
45 | 2697767.9813 | 1218226.3878
46 | 2697869.8114 | 1218001.8174
47 | 2697481.3985 | 1217993.3214
48 | 2697557.014 | 1217917.7741
49 | 2698021.5649 | 1217987.1423
50 | 2698046.4004 | 1217259.9913
51 | 2697976.5943 | 1217176.7709
52 | 2697975.4102 | 1217627.6677
53 | 2698116.1443 | 1218071.9212
54 | 2698107.6583 | 1218076.0583
55 | 2698138.7273 | 1218057.379
56 | 2698098.5845 | 1218085.8659
57 | 2698101.8704 | 1217999.2868
58 | 2698095.3258 | 1218088.5
59 | 2698223.671 | 1218230.8338
60 | 2698088.3103 | 1218005.3568
61 | 2698050.6087 | 1217940.8799
62 | 2698039.4019 | 1217921.1372
63 | 2698042.2164 | 1217946.4907
64 | 2698249.6366 | 1218333.8228
65 | 2698254.9378 | 1218347.8316
66 | 2698256.9672 | 1218343.0729
67 | 2698241.612 | 1218297.9535
68 | 2698232.9819 | 1218270.1817
69 | 2698238.0907 | 1218268.8094
70 | 2698242.9175 | 1218227.9824
71 | 2698040.4114 | 1217864.4251
72 | 2698045.126 | 1217862.5791
73 | 2698050.9916 | 1217898.7233
74 | 2698031.838 | 1217854.4104
75 | 2698036.9989 | 1217908.1058
76 | 2698032.4621 | 1217953.0121
77 | 2697818.449 | 1217578.3835
78 | 2697817.275 | 1217571.2987
79 | 2697820.3788 | 1217584.1794
80 | 2697758.4541 | 1217553.3417
81 | 2697832.0855 | 1217592.9888
82 | 2697679.8933 | 1217579.9611
83 | 2697755.9933 | 1217591.4299
84 | 2697844.9918 | 1217594.938
85 | 2697670.4047 | 1217586.5438
86 | 2697864.9447 | 1217596.6754
87 | 2697860.4208 | 1217545.6182
88 | 2697850.3941 | 1217549.2467
89 | 2697884.7193 | 1217536.8137
90 | 2697827.8712 | 1217542.184
91 | 2697825.1767 | 1217526.8846
92 | 2697818.5348 | 1217520.7936
93 | 2697922.8141 | 1217580.5604
94 | 2697936.234 | 1217522.821
95 | 2697816.8688 | 1217496.1649
96 | 2697951.0707 | 1217633.6051
97 | 2697937.9346 | 1217517.1599
98 | 2698011.9076 | 1216827.0509
99 | 2698011.8157 | 1216824.7923
100 | 2697922.8283 | 1217821.962
101 | 2697985.0083 | 1217801.8506
102 | 2697922.899 | 1217828.9717
103 | 2698010.5449 | 1217793.8509
104 | 2697922.9294 | 1217832.1883
105 | 2698021.8791 | 1217824.0382
106 | 2697995.6297 | 1217752.4911
107 | 2697927.3569 | 1217856.3606
108 | 2698026.5177 | 1217838.0059
109 | 2698011.8128 | 1217860.9513
110 | 2697796.8462 | 1217317.007
111 | 2697782.7018 | 1217300.0508
112 | 2697770.8596 | 1217286.5026
113 | 2697763.9805 | 1217318.8902
114 | 2697795.7829 | 1217288.529
115 | 2698008.3153 | 1217862.0937
116 | 2697984.4105 | 1217596.9941
117 | 2697801.1541 | 1217283.798
118 | 2697803.1867 | 1217282.0077
119 | 2697769.9969 | 1217280.114
120 | 2697763.3984 | 1217326.1413
121 | 2697758.5862 | 1217210.4036
122 | 2697786.2036 | 1217350.3546
123 | 2697763.0734 | 1217337.7372
124 | 2697763.1329 | 1217359.9671
125 | 2697767.2175 | 1217375.964
126 | 2697770.6281 | 1217386.1687
127 | 2697773.8643 | 1217395.8563
128 | 2697777.5899 | 1217407.0086
129 | 2697787.8462 | 1217437.7076
130 | 2697787.9957 | 1217438.1553
131 | 2697780.4355 | 1217415.5261
132 | 2697793.2068 | 1217453.7531
133 | 2697789.2087 | 1217403.5435
134 | 2697797.3053 | 1217401.1289
135 | 2697797.7083 | 1217401.0086
136 | 2697871.789 | 1217424.1223

## line_std_types
| c_nf_per_km | r_ohm_per_km | x_ohm_per_km | max_i_ka | type | q_mm2 | alpha | voltage_rating
NAYY 4x50 SE | 210 | 0.642 | 0.083 | 0.142 | cs | 50 | 0.00403 | LV
NAYY 4x120 SE | 264 | 0.225 | 0.08 | 0.242 | cs | 120 | 0.00403 | LV
NAYY 4x150 SE | 261 | 0.208 | 0.08 | 0.27 | cs | 150 | 0.00403 | LV
NA2XS2Y 1x95 RM/25 12/20 kV | 216 | 0.313 | 0.132 | 0.252 | cs | 95 | 0.00403 | MV
NA2XS2Y 1x185 RM/25 12/20 kV | 273 | 0.161 | 0.117 | 0.362 | cs | 185 | 0.00403 | MV
NA2XS2Y 1x240 RM/25 12/20 kV | 304 | 0.122 | 0.112 | 0.421 | cs | 240 | 0.00403 | MV
NA2XS2Y 1x95 RM/25 6/10 kV | 315 | 0.313 | 0.123 | 0.249 | cs | 95 | 0.00403 | MV
NA2XS2Y 1x185 RM/25 6/10 kV | 406 | 0.161 | 0.11 | 0.358 | cs | 185 | 0.00403 | MV
NA2XS2Y 1x240 RM/25 6/10 kV | 456 | 0.122 | 0.105 | 0.416 | cs | 240 | 0.00403 | MV
NA2XS2Y 1x150 RM/25 12/20 kV | 250 | 0.206 | 0.116 | 0.319 | cs | 150 | 0.00403 | MV
NA2XS2Y 1x120 RM/25 12/20 kV | 230 | 0.253 | 0.119 | 0.283 | cs | 120 | 0.00403 | MV
NA2XS2Y 1x70 RM/25 12/20 kV | 190 | 0.443 | 0.132 | 0.22 | cs | 70 | 0.00403 | MV
NA2XS2Y 1x150 RM/25 6/10 kV | 360 | 0.206 | 0.11 | 0.315 | cs | 150 | 0.00403 | MV
NA2XS2Y 1x120 RM/25 6/10 kV | 340 | 0.253 | 0.113 | 0.28 | cs | 120 | 0.00403 | MV
NA2XS2Y 1x70 RM/25 6/10 kV | 280 | 0.443 | 0.123 | 0.217 | cs | 70 | 0.00403 | MV
N2XS(FL)2Y 1x120 RM/35 64/110 kV | 112 | 0.153 | 0.166 | 0.366 | cs | 120 | 0.00393 | HV
N2XS(FL)2Y 1x185 RM/35 64/110 kV | 125 | 0.099 | 0.156 | 0.457 | cs | 185 | 0.00393 | HV
N2XS(FL)2Y 1x240 RM/35 64/110 kV | 135 | 0.075 | 0.149 | 0.526 | cs | 240 | 0.00393 | HV
N2XS(FL)2Y 1x300 RM/35 64/110 kV | 144 | 0.06 | 0.144 | 0.588 | cs | 300 | 0.00393 | HV
15-AL1/3-ST1A 0.4 | 11 | 1.8769 | 0.35 | 0.105 | ol | 16 | 0.00403 | LV
24-AL1/4-ST1A 0.4 | 11.25 | 1.2012 | 0.335 | 0.14 | ol | 24 | 0.00403 | LV
48-AL1/8-ST1A 0.4 | 12.2 | 0.5939 | 0.3 | 0.21 | ol | 48 | 0.00403 | LV
94-AL1/15-ST1A 0.4 | 13.2 | 0.306 | 0.29 | 0.35 | ol | 94 | 0.00403 | LV
34-AL1/6-ST1A 10.0 | 9.7 | 0.8342 | 0.36 | 0.17 | ol | 34 | 0.00403 | MV
48-AL1/8-ST1A 10.0 | 10.1 | 0.5939 | 0.35 | 0.21 | ol | 48 | 0.00403 | MV
70-AL1/11-ST1A 10.0 | 10.4 | 0.4132 | 0.339 | 0.29 | ol | 70 | 0.00403 | MV
94-AL1/15-ST1A 10.0 | 10.75 | 0.306 | 0.33 | 0.35 | ol | 94 | 0.00403 | MV
122-AL1/20-ST1A 10.0 | 11.1 | 0.2376 | 0.323 | 0.41 | ol | 122 | 0.00403 | MV
149-AL1/24-ST1A 10.0 | 11.25 | 0.194 | 0.315 | 0.47 | ol | 149 | 0.00403 | MV
34-AL1/6-ST1A 20.0 | 9.15 | 0.8342 | 0.382 | 0.17 | ol | 34 | 0.00403 | MV
48-AL1/8-ST1A 20.0 | 9.5 | 0.5939 | 0.372 | 0.21 | ol | 48 | 0.00403 | MV
70-AL1/11-ST1A 20.0 | 9.7 | 0.4132 | 0.36 | 0.29 | ol | 70 | 0.00403 | MV
94-AL1/15-ST1A 20.0 | 10 | 0.306 | 0.35 | 0.35 | ol | 94 | 0.00403 | MV
122-AL1/20-ST1A 20.0 | 10.3 | 0.2376 | 0.344 | 0.41 | ol | 122 | 0.00403 | MV
149-AL1/24-ST1A 20.0 | 10.5 | 0.194 | 0.337 | 0.47 | ol | 149 | 0.00403 | MV
184-AL1/30-ST1A 20.0 | 10.75 | 0.1571 | 0.33 | 0.535 | ol | 184 | 0.00403 | MV
243-AL1/39-ST1A 20.0 | 11 | 0.1188 | 0.32 | 0.645 | ol | 243 | 0.00403 | MV
48-AL1/8-ST1A 110.0 | 8 | 0.5939 | 0.46 | 0.21 | ol | 48 | 0.00403 | HV
70-AL1/11-ST1A 110.0 | 8.4 | 0.4132 | 0.45 | 0.29 | ol | 70 | 0.00403 | HV
94-AL1/15-ST1A 110.0 | 8.65 | 0.306 | 0.44 | 0.35 | ol | 94 | 0.00403 | HV
122-AL1/20-ST1A 110.0 | 8.5 | 0.2376 | 0.43 | 0.41 | ol | 122 | 0.00403 | HV
149-AL1/24-ST1A 110.0 | 8.75 | 0.194 | 0.41 | 0.47 | ol | 149 | 0.00403 | HV
184-AL1/30-ST1A 110.0 | 8.8 | 0.1571 | 0.4 | 0.535 | ol | 184 | 0.00403 | HV
243-AL1/39-ST1A 110.0 | 9 | 0.1188 | 0.39 | 0.645 | ol | 243 | 0.00403 | HV
305-AL1/39-ST1A 110.0 | 9.2 | 0.0949 | 0.38 | 0.74 | ol | 305 | 0.00403 | HV
490-AL1/64-ST1A 110.0 | 9.75 | 0.059 | 0.37 | 0.96 | ol | 490 | 0.00403 | HV
679-AL1/86-ST1A 110.0 | 9.95 | 0.042 | 0.36 | 1.15 | ol | 679 | 0.00403 | HV
490-AL1/64-ST1A 220.0 | 10 | 0.059 | 0.285 | 0.96 | ol | 490 | 0.00403 | HV
679-AL1/86-ST1A 220.0 | 11.7 | 0.042 | 0.275 | 1.15 | ol | 679 | 0.00403 | HV
490-AL1/64-ST1A 380.0 | 11 | 0.059 | 0.253 | 0.96 | ol | 490 | 0.00403 | HV
679-AL1/86-ST1A 380.0 | 14.6 | 0.042 | 0.25 | 1.15 | ol | 679 | 0.00403 | HV

## trafo_std_types
| i0_percent | pfe_kw | vkr_percent | sn_mva | vn_lv_kv | vn_hv_kv | vk_percent | shift_degree | vector_group | tap_side | tap_neutral | tap_min | tap_max | tap_step_degree | tap_step_percent | tap_phase_shifter
160 MVA 380/110 kV | 0.06 | 60 | 0.25 | 160 | 110 | 380 | 12.2 | 0 | Yy0 | hv | 0 | -9 | 9 | 0 | 1.5 | FALSE
100 MVA 220/110 kV | 0.06 | 55 | 0.26 | 100 | 110 | 220 | 12 | 0 | Yy0 | hv | 0 | -9 | 9 | 0 | 1.5 | FALSE
63 MVA 110/20 kV | 0.04 | 22 | 0.32 | 63 | 20 | 110 | 18 | 150 | YNd5 | hv | 0 | -9 | 9 | 0 | 1.5 | FALSE
40 MVA 110/20 kV | 0.05 | 18 | 0.34 | 40 | 20 | 110 | 16.2 | 150 | YNd5 | hv | 0 | -9 | 9 | 0 | 1.5 | FALSE
25 MVA 110/20 kV | 0.07 | 14 | 0.41 | 25 | 20 | 110 | 12 | 150 | YNd5 | hv | 0 | -9 | 9 | 0 | 1.5 | FALSE
63 MVA 110/10 kV | 0.04 | 22 | 0.32 | 63 | 10 | 110 | 18 | 150 | YNd5 | hv | 0 | -9 | 9 | 0 | 1.5 | FALSE
40 MVA 110/10 kV | 0.05 | 18 | 0.34 | 40 | 10 | 110 | 16.2 | 150 | YNd5 | hv | 0 | -9 | 9 | 0 | 1.5 | FALSE
25 MVA 110/10 kV | 0.07 | 14 | 0.41 | 25 | 10 | 110 | 12 | 150 | YNd5 | hv | 0 | -9 | 9 | 0 | 1.5 | FALSE
0.25 MVA 20/0.4 kV | 0.32 | 0.8 | 1.44 | 0.25 | 0.4 | 20 | 6 | 150 | Yzn5 | hv | 0 | -2 | 2 | 0 | 2.5 | FALSE
0.4 MVA 20/0.4 kV | 0.3375 | 1.35 | 1.425 | 0.4 | 0.4 | 20 | 6 | 150 | Dyn5 | hv | 0 | -2 | 2 | 0 | 2.5 | FALSE
0.63 MVA 20/0.4 kV | 0.2619 | 1.65 | 1.206 | 0.63 | 0.4 | 20 | 6 | 150 | Dyn5 | hv | 0 | -2 | 2 | 0 | 2.5 | FALSE
0.25 MVA 10/0.4 kV | 0.24 | 0.6 | 1.2 | 0.25 | 0.4 | 10 | 4 | 150 | Dyn5 | hv | 0 | -2 | 2 | 0 | 2.5 | FALSE
0.4 MVA 10/0.4 kV | 0.2375 | 0.95 | 1.325 | 0.4 | 0.4 | 10 | 4 | 150 | Dyn5 | hv | 0 | -2 | 2 | 0 | 2.5 | FALSE
0.63 MVA 10/0.4 kV | 0.1873 | 1.18 | 1.0794 | 0.63 | 0.4 | 10 | 4 | 150 | Dyn5 | hv | 0 | -2 | 2 | 0 | 2.5 | FALSE

## trafo3w_std_types
| sn_hv_mva | sn_mv_mva | sn_lv_mva | vn_hv_kv | vn_mv_kv | vn_lv_kv | vk_hv_percent | vk_mv_percent | vk_lv_percent | vkr_hv_percent | vkr_mv_percent | vkr_lv_percent | pfe_kw | i0_percent | shift_mv_degree | shift_lv_degree | vector_group | tap_side | tap_neutral | tap_min | tap_max | tap_step_percent
63/25/38 MVA 110/20/10 kV | 63 | 25 | 38 | 110 | 20 | 10 | 10.4 | 10.4 | 10.4 | 0.28 | 0.32 | 0.35 | 35 | 0.89 | 0 | 0 | YN0yn0yn0 | hv | 0 | -10 | 10 | 1.2
63/25/38 MVA 110/10/10 kV | 63 | 25 | 38 | 110 | 10 | 10 | 10.4 | 10.4 | 10.4 | 0.28 | 0.32 | 0.35 | 35 | 0.89 | 0 | 0 | YN0yn0yn0 | hv | 0 | -10 | 10 | 1.2

## fuse_std_types
| fuse_type | i_rated_a | t_avg | t_min | t_total | x_avg | x_min | x_total
HV 100A | HV 100A | 100 | 0 | [10.0, 3.64, 0.854, 0.281, 0.1, 0.0531, 0.022, 0.01] | [10.0, 4.267, 1.21, 0.403, 0.1, 0.058, 0.022, 0.01] | 0 | [300.0, 350.0, 450.0, 550.0, 700.0, 850.0, 1200.0, 1752.0] | [600.0, 700.0, 900.0, 1150.0, 1665.0, 2000.0, 3000.0, 4313.0]
HV 10A | HV 10A | 10 | 0 | [10.0, 1675.0, 0.344, 0.156, 0.1, 0.0417, 0.0171, 0.01] | [10.0, 1.3, 0.3, 0.155, 0.1, 0.0555, 0.023, 0.01] | 0 | [30.0, 32.0, 35.0, 37.0, 39.0, 50.0, 70.0, 88.0] | [60.0, 70.0, 80.0, 87.0, 94.0, 110.0, 150.0, 216.0]
HV 125A | HV 125A | 125 | 0 | [10.0, 1.82, 0.344, 0.1, 0.0467, 0.0269, 0.01] | [10.0, 2.478, 0.426, 0.1, 0.0427, 0.0211, 0.01] | 0 | [375.0, 500.0, 700.0, 925.0, 1200.0, 1500.0, 2341.0] | [750.0, 1000.0, 1500.0, 2200.0, 3000.0, 4000.0, 5765.0]
HV 160A | HV 160A | 160 | 0 | [10.0, 4.15, 1.03, 0.198, 0.1, 0.051, 0.0172, 0.01] | [10.0, 2.3, 0.734, 0.274, 0.1, 0.046, 0.0177, 0.01] | 0 | [480.0, 550.0, 700.0, 1000.0, 1260.0, 1600.0, 2500.0, 3227.0] | [960.0, 1300.0, 1700.0, 2200.0, 2996.0, 4000.0, 6000.0, 7946.0]
HV 16A | HV 16A | 16 | 0 | [10.0, 0.352, 0.164, 0.1, 0.0649, 0.0342, 0.01] | [10.0, 2.34, 0.722, 0.181, 0.1, 0.055, 0.0296, 0.01] | 0 | [48.0, 60.0, 65.0, 71.0, 80.0, 100.0, 162.0] | [96.0, 110.0, 125.0, 150.0, 168.0, 200.0, 250.0, 398.0]
HV 200A | HV 200A | 200 | 0 | [10.0, 4.267, 1.21, 0.403, 0.1, 0.058, 0.022, 0.01] | [10.0, 3.73, 1.654, 0.328, 0.1, 0.0531, 0.019, 0.01] | 0 | [600.0, 700.0, 900.0, 1150.0, 1665.0, 2000.0, 3000.0, 4313.0] | [1200.0, 1500.0, 1800.0, 2700.0, 3960.0, 5000.0, 7500.0, 10620.0]
HV 20A | HV 20A | 20 | 0 | [10.0, 1.3, 0.3, 0.155, 0.1, 0.0555, 0.023, 0.01] | [10.0, 1.3, 0.161, 0.1, 0.0611, 0.0399, 0.0141, 0.01] | 0 | [60.0, 70.0, 80.0, 87.0, 94.0, 110.0, 150.0, 216.0] | [120.0, 150.0, 200.0, 223.0, 260.0, 300.0, 450.0, 532.0]
HV 25A | HV 25A | 25 | 0 | [10.0, 2.512, 0.833, 0.299, 0.1, 0.0372, 0.0223, 0.01] | [10.0, 3.125, 0.597, 0.198, 0.1, 0.0378, 0.022, 0.01] | 0 | [75.0, 82.0, 90.0, 100.0, 124.0, 170.0, 200.0, 289.0] | [150.0, 170.0, 210.0, 250.0, 294.0, 400.0, 500.0, 711.0]
HV 31.5A | HV 31.5A | 31.5 | 0 | [10.0, 2.34, 0.722, 0.181, 0.1, 0.055, 0.0296, 0.01] | [10.0, 2.84, 0.368, 0.164, 0.1, 0.0621, 0.0378, 0.0195, 0.01] | 0 | [95.0, 110.0, 125.0, 150.0, 165.0, 200.0, 250.0, 390.0] | [189.0, 220.0, 300.0, 350.0, 393.0, 450.0, 530.0, 700.0, 960.0]
HV 40A | HV 40A | 40 | 0 | [10.0, 1.3, 0.161, 0.1, 0.0611, 0.0399, 0.0141, 0.01] | [10.0, 2.05, 0.369, 0.198, 0.1, 0.051, 0.0298, 0.01] | 0 | [120.0, 150.0, 200.0, 223.0, 260.0, 300.0, 450.0, 532.0] | [240.0, 300.0, 400.0, 450.0, 530.0, 650.0, 800.0, 1311.0]
HV 50A | HV 50A | 50 | 0 | [10.0, 3.215, 0.597, 0.198, 0.1, 0.0378, 0.022, 0.01] | [10.0, 3.64, 0.854, 0.281, 0.1, 0.0531, 0.022, 0.01] | 0 | [150.0, 170.0, 210.0, 250.0, 294.0, 400.0, 500.0, 711.0] | [300.0, 350.0, 450.0, 550.0, 700.0, 850.0, 1200.0, 1752.0]
HV 6.3A | HV 6.3A | 6.3 | 0 | [10.0, 1.39, 0.344, 0.168, 0.1, 0.056, 0.0263, 0.01] | [10.0, 1.711, 0.516, 0.198, 0.1, 0.0634, 0.0303, 0.01] | 0 | [19.0, 19.5, 20.4, 20.8, 22.0, 25.0, 32.0, 48.0] | [38.0, 40.0, 43.0, 48.0, 53.0, 60.0, 75.0, 118.0]
HV 63A | HV 63A | 63 | 0 | [10.0, 2.84, 0.368, 0.164, 0.1, 0.0621, 0.0378, 0.0195, 0.01] | [10.0, 1.82, 0.344, 0.1, 0.0467, 0.0269, 0.01] | 0 | [189.0, 220.0, 300.0, 350.0, 393.0, 450.0, 530.0, 700.0, 961.0] | [378.0, 500.0, 700.0, 934.0, 1200.0, 1500.0, 2366.0]
HV 80A | HV 80A | 80 | 0 | [10.0, 2.05, 0.369, 0.198, 0.1, 0.051, 0.0298, 0.01] | [10.0, 4.15, 1.03, 0.198, 0.1, 0.051, 0.0172, 0.01] | 0 | [240.0, 300.0, 400.0, 450.0, 530.0, 650.0, 800.0, 1311.0] | [480.0, 550.0, 700.0, 1000.0, 1260.0, 1600.0, 2500.0, 3227.0]
Siemens NH-1-100 | Siemens NH-1-100 | 100 | [5400.0, 2000.0, 400.0, 20.0, 1.0, 0.2, 0.012, 0.004] | 0 | 0 | [150.0, 190.0, 250.0, 430.0, 900.0, 1250.0, 2700.0, 3600.0] | 0 | 0
Siemens NH-1-125 | Siemens NH-1-125 | 125 | [4800.0, 120.0, 7.0, 0.1, 0.004] | 0 | 0 | [180.0, 400.0, 740.0, 2000.0, 4250.0] | 0 | 0
Siemens NH-1-16 | Siemens NH-1-16 | 16 | [4000.0, 400.0, 2.0, 0.1, 0.04, 0.01] | 0 | 0 | [26.0, 35.0, 75.0, 150.0, 200.0, 300.0] | 0 | 0
Siemens NH-1-160 | Siemens NH-1-160 | 160 | [4800.0, 120.0, 7.0, 0.1, 0.004] | 0 | 0 | [210.0, 500.0, 900.0, 2300.0, 5000.0] | 0 | 0
Siemens NH-1-25 | Siemens NH-1-25 | 25 | [4000.0, 1000.0, 10.0, 0.2, 0.02, 0.01] | 0 | 0 | [40.0, 50.0, 100.0, 210.0, 400.0, 500.0] | 0 | 0
Siemens NH-1-50 | Siemens NH-1-50 | 50 | [4000.0, 40.0, 4.0, 1.0, 0.02, 0.01] | 0 | 0 | [86.0, 200.0, 300.0, 400.0, 1000.0, 1280.0] | 0 | 0
Siemens NH-1-63 | Siemens NH-1-63 | 63 | [4000.0, 100.0, 10.0, 2.0, 0.04, 0.01] | 0 | 0 | [100.0, 200.0, 300.0, 400.0, 1000.0, 1500.0] | 0 | 0
Siemens NH-1-80 | Siemens NH-1-80 | 80 | [4800.0, 120.0, 7.0, 0.1, 0.01] | 0 | 0 | [150.58, 250.0, 450.0, 1150.0, 2470.0] | 0 | 0
Siemens NH-2-1000 | Siemens NH-2-1000 | 1000 | [4800.0, 120.0, 7.0, 0.1, 0.004] | 0 | 0 | [1900.0, 3500.0, 8400.0, 24000.0, 52000.0] | 0 | 0
Siemens NH-2-200 | Siemens NH-2-200 | 200 | [4800.0, 120.0, 7.0, 0.1, 0.004] | 0 | 0 | [280.0, 650.0, 1200.0, 3000.0, 7000.0] | 0 | 0
Siemens NH-2-224 | Siemens NH-2-224 | 224 | [4800.0, 120.0, 7.0, 0.2, 0.04, 0.004] | 0 | 0 | [400.0, 750.0, 1453.0, 3025.0, 4315.0, 7600.0] | 0 | 0
Siemens NH-2-250 | Siemens NH-2-250 | 250 | [4800.0, 120.0, 7.0, 0.1, 0.004] | 0 | 0 | [450.0, 800.0, 1650.0, 4000.0, 8500.0] | 0 | 0
Siemens NH-2-315 | Siemens NH-2-315 | 315 | [4800.0, 120.0, 7.0, 0.1, 0.004] | 0 | 0 | [550.0, 920.0, 1900.0, 5000.0, 11000.0] | 0 | 0
Siemens NH-2-355 | Siemens NH-2-355 | 355 | [4800.0, 120.0, 6.0, 0.1, 0.004] | 0 | 0 | [650.0, 1116.27, 2350.0, 5840.0, 12790.0] | 0 | 0
Siemens NH-2-400 | Siemens NH-2-400 | 400 | [4800.0, 120.0, 7.0, 0.1, 0.004] | 0 | 0 | [720.0, 1350.0, 2800.0, 6500.0, 15000.0] | 0 | 0
Siemens NH-2-425 | Siemens NH-2-425 | 425 | [4800.0, 120.0, 7.0, 0.1, 0.004] | 0 | 0 | [850.0, 1500.0, 3050.0, 7500.0, 16500.0] | 0 | 0
Siemens NH-2-630 | Siemens NH-2-630 | 630 | [4800.0, 120.0, 7.0, 0.1, 0.004] | 0 | 0 | [1200.0, 2000.0, 4800.0, 12000.0, 26000.0] | 0 | 0

## res_bus
| vm_pu | va_degree | p_mw | q_mvar
0 | 0.97696 | -0.44859 | 0.00077525 | 0.0001943
1 | 0.97692 | -0.44948 | 0 | 0
2 | 0.97703 | -0.44717 | 0 | 0
3 | 0.97681 | -0.4516 | 0 | 0
4 | 0.97755 | -0.43673 | 0 | 0
5 | 0.98841 | -0.22322 | 0.00025651 | 6.4287e-05
6 | 0.98844 | -0.22254 | 0.00036554 | 9.1614e-05
7 | 0.97663 | -0.45535 | 0 | 0
8 | 0.97782 | -0.43135 | 0.0008267 | 0.00020719
9 | 0.97942 | -0.39923 | 0.00056656 | 0.00014199
10 | 0.97661 | -0.45569 | 0.00015092 | 3.7825e-05
11 | 0.9762 | -0.46377 | 0.0010093 | 0.00025295
12 | 0.99406 | -0.11423 | 0.00065021 | 0.00016296
13 | 0.99433 | -0.10903 | 0.0021572 | 0.00054065
14 | 0.99396 | -0.11621 | 0.00064666 | 0.00016207
15 | 0.99595 | -0.077693 | 0.079281 | 0.01987
16 | 0.99486 | -0.098599 | 0.02684 | 0.0067267
17 | 0.9993 | -0.01329 | 0 | 0
18 | 0.99287 | -0.13696 | 0.00013953 | 3.4969e-05
19 | 0.99905 | -0.018155 | 0.073002 | 0.018296
20 | 1 | 0 | -0.46726 | -0.1179
21 | 0.99735 | -0.050569 | 0 | 0
22 | 0.99186 | -0.1564 | 0 | 0
23 | 0.99598 | -0.076716 | 0 | 0
24 | 0.99487 | -0.098073 | 0 | 0
25 | 0.9958 | -0.080169 | 0.0092509 | 0.0023185
26 | 0.99587 | -0.079166 | 0.0084707 | 0.002123
27 | 0.99073 | -0.17829 | 0 | 0
28 | 0.99176 | -0.15835 | 0 | 0
29 | 0.99135 | -0.16632 | 0.018644 | 0.0046726
30 | 0.99385 | -0.11756 | 0 | 0
31 | 0.99387 | -0.11744 | 0.02331 | 0.0058421
32 | 0.99573 | -0.081669 | 0.0053137 | 0.0013317
33 | 0.99502 | -0.095575 | 0 | 0
34 | 0.99476 | -0.10069 | 0 | 0
35 | 0.99424 | -0.1108 | 0.00025457 | 6.3802e-05
36 | 0.99296 | -0.13496 | 0.011576 | 0.0029011
37 | 0.9927 | -0.1401 | 0.011573 | 0.0029004
38 | 0.99366 | -0.12123 | 0.0090756 | 0.0022746
39 | 0.99022 | -0.18748 | 0.012483 | 0.0031284
40 | 0.99361 | -0.12218 | 0.0095698 | 0.0023984
41 | 0.98974 | -0.19682 | 0.01732 | 0.0043407
42 | 0.9795 | -0.3976 | 0.00054181 | 0.00013579
43 | 0.97953 | -0.39715 | 0.0004687 | 0.00011747
44 | 0.97958 | -0.39601 | 0.0011877 | 0.00029766
45 | 0.98065 | -0.37501 | 0.0002023 | 5.0702e-05
46 | 0.9807 | -0.37408 | 0.00061779 | 0.00015483
47 | 0.97967 | -0.39427 | 0.00037226 | 9.3298e-05
48 | 0.97993 | -0.38926 | 0 | 0
49 | 0.98117 | -0.36464 | 0.00076098 | 0.00019072
50 | 0.9941 | -0.11344 | 0.00056601 | 0.00014186
51 | 0.99416 | -0.11235 | 0.0018261 | 0.00045765
52 | 0.98852 | -0.22107 | 0 | 0
53 | 0.97939 | -0.39988 | 0.0022449 | 0.00056264
54 | 0.97936 | -0.40049 | 0.00043105 | 0.00010803
55 | 0.97953 | -0.39701 | 0 | 0
56 | 0.97932 | -0.40124 | 0.0028101 | 0.00070428
57 | 0.98031 | -0.38164 | 0 | 0
58 | 0.97932 | -0.40126 | 0.00028308 | 7.0948e-05
59 | 0.97891 | -0.40922 | 0 | 0
60 | 0.9803 | -0.3818 | 0.00060398 | 0.00015137
61 | 0.98142 | -0.35979 | 0 | 0
62 | 0.98179 | -0.35255 | 0 | 0
63 | 0.98138 | -0.36065 | 0.00053535 | 0.00013417
64 | 0.97878 | -0.41186 | 0.00052134 | 0.00013066
65 | 0.97879 | -0.41172 | 0 | 0
66 | 0.97879 | -0.41166 | 0 | 0
67 | 0.97881 | -0.4112 | 0.00075941 | 0.00019032
68 | 0.97885 | -0.41052 | 0 | 0
69 | 0.97884 | -0.41057 | 0.0004829 | 0.00012103
70 | 0.97889 | -0.40971 | 0.0013758 | 0.0003448
71 | 0.98304 | -0.32789 | 0 | 0
72 | 0.98304 | -0.32795 | 0.0005746 | 0.00014401
73 | 0.98235 | -0.34154 | 0 | 0
74 | 0.98334 | -0.32201 | 0 | 0
75 | 0.982 | -0.34832 | 0.0013389 | 0.00033555
76 | 0.98133 | -0.36154 | 0 | 0
77 | 0.99043 | -0.18406 | 0.0016158 | 0.00040496
78 | 0.99041 | -0.18453 | 0.001868 | 0.00046816
79 | 0.99046 | -0.18349 | 0.0039058 | 0.00097888
80 | 0.9903 | -0.18669 | 0 | 0
81 | 0.99059 | -0.18096 | 0 | 0
82 | 0.99019 | -0.18881 | 0 | 0
83 | 0.99029 | -0.18689 | 0.00029898 | 7.4932e-05
84 | 0.9907 | -0.17884 | 0.00084291 | 0.00021125
85 | 0.99017 | -0.1891 | 0.0014231 | 0.00035666
86 | 0.99088 | -0.1753 | 0 | 0
87 | 0.99112 | -0.17065 | 0.00012802 | 3.2084e-05
88 | 0.99099 | -0.17331 | 0.0037515 | 0.00094021
89 | 0.99146 | -0.16415 | 0 | 0
90 | 0.99075 | -0.17789 | 0.0024021 | 0.00060201
91 | 0.99064 | -0.18008 | 0 | 0
92 | 0.99057 | -0.18135 | 0.0025516 | 0.00063948
93 | 0.99008 | -0.19076 | 0.00030884 | 7.7403e-05
94 | 0.99067 | -0.17944 | 0.0011 | 0.00027569
95 | 0.99045 | -0.18369 | 0.0053356 | 0.0013372
96 | 0.98857 | -0.22001 | 0 | 0
97 | 0.99066 | -0.17949 | 0.00035581 | 8.9175e-05
98 | 0.99391 | -0.11707 | 0 | 0
99 | 0.99391 | -0.11709 | 0.00042306 | 0.00010603
100 | 0.98432 | -0.30281 | 0.0012802 | 0.00032086
101 | 0.98448 | -0.29971 | 0.00039044 | 9.7855e-05
102 | 0.98431 | -0.30298 | 0.00019649 | 4.9246e-05
103 | 0.98455 | -0.29825 | 0 | 0
104 | 0.98431 | -0.30304 | 0.00013787 | 3.4554e-05
105 | 0.98394 | -0.31034 | 0.00030263 | 7.5845e-05
106 | 0.98451 | -0.2991 | 0.0010697 | 0.00026809
107 | 0.98429 | -0.3035 | 0.0010148 | 0.00025433
108 | 0.98366 | -0.31578 | 0.00047372 | 0.00011873
109 | 0.98333 | -0.32219 | 0.00024344 | 6.1012e-05
110 | 0.9883 | -0.22471 | 0.0068888 | 0.0017265
111 | 0.98667 | -0.25627 | 0 | 0
112 | 0.98646 | -0.26037 | 0.0040411 | 0.0010128
113 | 0.98537 | -0.2816 | 0.0044321 | 0.0011108
114 | 0.98643 | -0.26102 | 0.0056833 | 0.0014244
115 | 0.98333 | -0.32221 | 0.00024393 | 6.1134e-05
116 | 0.98846 | -0.22209 | 0.0017661 | 0.00044264
117 | 0.98637 | -0.26224 | 0.0040845 | 0.0010237
118 | 0.98635 | -0.26251 | 0.0054534 | 0.0013667
119 | 0.98641 | -0.26138 | 0.0056759 | 0.0014225
120 | 0.98505 | -0.2878 | 0 | 0
121 | 0.98621 | -0.26523 | 0.0030409 | 0.00076213
122 | 0.98469 | -0.29486 | 0.011729 | 0.0029394
123 | 0.98467 | -0.29527 | 0.0052062 | 0.0013048
124 | 0.98404 | -0.30751 | 0.0041054 | 0.0010289
125 | 0.98364 | -0.3154 | 0.0059237 | 0.0014846
126 | 0.98343 | -0.31939 | 0 | 0
127 | 0.98324 | -0.32317 | 0.00083764 | 0.00020993
128 | 0.98303 | -0.32735 | 0 | 0
129 | 0.98293 | -0.32923 | 0.00098797 | 0.00024761
130 | 0.98293 | -0.32925 | 0.00077131 | 0.00019331
131 | 0.98299 | -0.32797 | 0.00077457 | 0.00019413
132 | 0.98291 | -0.32962 | 0.0012412 | 0.00031107
133 | 0.98285 | -0.33084 | 0.00035796 | 8.9713e-05
134 | 0.98273 | -0.33322 | 0.011545 | 0.0028934
135 | 0.98272 | -0.33325 | 0.0040432 | 0.0010133
136 | 0.99998 | 149.9956 | 0 | 0

## res_line
| p_from_mw | q_from_mvar | p_to_mw | q_to_mvar | pl_mw | ql_mvar | i_from_ka | i_to_ka | i_ka | vm_from_pu | va_from_degree | vm_to_pu | va_to_degree | loading_percent
0 | 0.001161 | 0.00028016 | -0.0011609 | -0.00028064 | 4.8093e-08 | -4.8497e-07 | 0.0017644 | 0.0017646 | 0.0017646 | 0.97696 | -0.44859 | 0.97692 | -0.44948 | 0.48479
1 | -0.0019362 | -0.00047445 | 0.0019363 | 0.00047404 | 1.29e-07 | -4.141e-07 | 0.0029452 | 0.002945 | 0.0029452 | 0.97696 | -0.44859 | 0.97703 | -0.44717 | 0.80912
2 | 0.0011609 | 0.00028064 | -0.0011608 | -0.00028179 | 1.141e-07 | -1.15e-06 | 0.0017646 | 0.0017651 | 0.0017651 | 0.97692 | -0.44948 | 0.97681 | -0.4516 | 0.4849
3 | -0.0019363 | -0.00047404 | 0.0019373 | 0.000471 | 9.4432e-07 | -3.0353e-06 | 0.002945 | 0.0029438 | 0.002945 | 0.97703 | -0.44717 | 0.97755 | -0.43673 | 0.80907
4 | 0.0011608 | 0.00028179 | -0.0011606 | -0.00028384 | 2.0312e-07 | -2.0451e-06 | 0.0017651 | 0.0017658 | 0.0017658 | 0.97681 | -0.4516 | 0.97663 | -0.45535 | 0.48511
5 | -0.0019373 | -0.000471 | 0.0019378 | 0.00046945 | 4.8402e-07 | -1.5585e-06 | 0.0029438 | 0.0029431 | 0.0029438 | 0.97755 | -0.43673 | 0.97782 | -0.43135 | 0.80872
6 | -0.00025651 | -6.4287e-05 | 0.00025652 | 6.2399e-05 | 8.2476e-09 | -1.8883e-06 | 0.00038617 | 0.0003855 | 0.00038617 | 0.98841 | -0.22322 | 0.98844 | -0.22254 | 0.10609
7 | -0.00062206 | -0.00015401 | 0.00062211 | 0.00015236 | 4.2922e-08 | -1.649e-06 | 0.00093579 | 0.00093521 | 0.00093579 | 0.98844 | -0.22254 | 0.98852 | -0.22107 | 0.25709
8 | 0.00015093 | 3.6299e-05 | -0.00015092 | -3.7825e-05 | 2.4149e-09 | -1.5259e-06 | 0.00022942 | 0.00022996 | 0.00022996 | 0.97663 | -0.45535 | 0.97661 | -0.45569 | 0.063175
9 | 0.0010097 | 0.00024754 | -0.0010093 | -0.00025295 | 4.0142e-07 | -5.4078e-06 | 0.0015364 | 0.0015384 | 0.0015384 | 0.97663 | -0.45535 | 0.9762 | -0.46377 | 0.42264
10 | -0.0027645 | -0.00067664 | 0.0027686 | 0.00067141 | 4.1453e-06 | -5.2214e-06 | 0.0042011 | 0.0041984 | 0.0042011 | 0.97782 | -0.43135 | 0.97942 | -0.39923 | 1.1542
11 | 0.0031411 | 0.00078364 | -0.0031396 | -0.00078489 | 1.4906e-06 | -1.2422e-06 | 0.0047709 | 0.0047717 | 0.0047717 | 0.97942 | -0.39923 | 0.97891 | -0.40922 | 1.3109
12 | -0.0064763 | -0.0015971 | 0.0064769 | 0.0015972 | 6.7724e-07 | 1.982e-07 | 0.00983 | 0.0098299 | 0.00983 | 0.97942 | -0.39923 | 0.97953 | -0.39701 | 2.7006
13 | -0.00172 | -0.00042825 | 0.0017205 | 0.00042631 | 4.2288e-07 | -1.9376e-06 | 0.0025737 | 0.002573 | 0.0025737 | 0.99406 | -0.11423 | 0.99433 | -0.10903 | 0.70707
14 | 0.0010698 | 0.00026529 | -0.0010697 | -0.00026658 | 1.0024e-07 | -1.2882e-06 | 0.0016004 | 0.0016009 | 0.0016009 | 0.99406 | -0.11423 | 0.99396 | -0.11621 | 0.43981
15 | 0.0026471 | 0.00066121 | -0.0026468 | -0.00066156 | 2.2233e-07 | -3.479e-07 | 0.0039606 | 0.0039607 | 0.0039607 | 0.99433 | -0.10903 | 0.99424 | -0.1108 | 1.0881
16 | -0.0065247 | -0.0016282 | 0.0065273 | 0.0016289 | 2.5852e-06 | 7.1574e-07 | 0.0097618 | 0.0097615 | 0.0097618 | 0.99433 | -0.10903 | 0.99476 | -0.10069 | 2.6818
17 | 0.00042308 | 0.00010451 | -0.00042306 | -0.000106 | 1.7345e-08 | -1.4846e-06 | 0.00063284 | 0.00063336 | 0.00063336 | 0.99396 | -0.11621 | 0.99391 | -0.11707 | 0.174
18 | 0.099304 | 0.025059 | -0.099205 | -0.024996 | 9.9311e-05 | 6.3403e-05 | 0.14843 | 0.14843 | 0.14843 | 0.99595 | -0.077693 | 0.99486 | -0.098599 | 40.777
19 | -0.17858 | -0.044929 | 0.17914 | 0.045281 | 0.00055137 | 0.0003518 | 0.26688 | 0.26688 | 0.26688 | 0.99595 | -0.077693 | 0.9993 | -0.01329 | 36.6593
20 | 0.072365 | 0.018269 | -0.072232 | -0.018184 | 0.00013271 | 8.4546e-05 | 0.10828 | 0.10828 | 0.10828 | 0.99486 | -0.098599 | 0.99287 | -0.13696 | 29.7483
21 | 0.073019 | 0.018307 | -0.073002 | -0.018296 | 1.6923e-05 | 1.0781e-05 | 0.10873 | 0.10873 | 0.10873 | 0.9993 | -0.01329 | 0.99905 | -0.018155 | 29.8715
22 | -0.46531 | -0.11771 | 0.46561 | 0.1179 | 0.00029693 | 0.00018969 | 0.69326 | 0.69326 | 0.69326 | 0.9993 | -0.01329 | 1 | 0 | 47.6141
23 | 0.21316 | 0.054126 | -0.21278 | -0.053884 | 0.00038165 | 0.00024215 | 0.31765 | 0.31765 | 0.31765 | 0.9993 | -0.01329 | 0.99735 | -0.050569 | 21.8167
24 | 0.072093 | 0.01815 | -0.072026 | -0.018107 | 6.6933e-05 | 4.264e-05 | 0.10807 | 0.10807 | 0.10807 | 0.99287 | -0.13696 | 0.99186 | -0.1564 | 29.6908
25 | 0.015025 | 0.0037654 | -0.015005 | -0.0037537 | 2.0441e-05 | 1.1669e-05 | 0.022417 | 0.022417 | 0.022417 | 0.99735 | -0.050569 | 0.99587 | -0.079166 | 6.1586
26 | 0.19775 | 0.050119 | -0.1975 | -0.049962 | 0.00024812 | 0.00015721 | 0.29523 | 0.29524 | 0.29524 | 0.99735 | -0.050569 | 0.99598 | -0.076716 | 20.2771
27 | 0.029221 | 0.0073706 | -0.02919 | -0.0073516 | 3.0589e-05 | 1.903e-05 | 0.043855 | 0.043855 | 0.043855 | 0.99186 | -0.1564 | 0.99073 | -0.17829 | 12.0481
28 | 0.024152 | 0.0060584 | -0.02415 | -0.006057 | 2.2438e-06 | 1.3772e-06 | 0.036236 | 0.036236 | 0.036236 | 0.99186 | -0.1564 | 0.99176 | -0.15835 | 9.9548
29 | 0.018653 | 0.0046778 | -0.018644 | -0.0046726 | 8.8189e-06 | 5.2567e-06 | 0.027984 | 0.027984 | 0.027984 | 0.99186 | -0.1564 | 0.99135 | -0.16632 | 7.688
30 | 0.18293 | 0.04631 | -0.18275 | -0.04619 | 0.00018735 | 0.00011956 | 0.27347 | 0.27347 | 0.27347 | 0.99598 | -0.076716 | 0.99487 | -0.098073 | 37.5647
31 | 0.014567 | 0.0036516 | -0.014565 | -0.0036503 | 2.3958e-06 | 1.3578e-06 | 0.021764 | 0.021764 | 0.021764 | 0.99598 | -0.076716 | 0.9958 | -0.080169 | 5.9792
32 | 0.13622 | 0.034506 | -0.1361 | -0.034425 | 0.0001274 | 8.1427e-05 | 0.20388 | 0.20388 | 0.20388 | 0.99487 | -0.098073 | 0.99385 | -0.11756 | 56.0104
33 | 0.046524 | 0.011684 | -0.046481 | -0.011657 | 4.2945e-05 | 2.7178e-05 | 0.069593 | 0.069594 | 0.069594 | 0.99487 | -0.098073 | 0.99387 | -0.11744 | 19.1191
34 | 0.0053141 | 0.0013318 | -0.0053137 | -0.0013317 | 3.7976e-07 | 3.4129e-08 | 0.0079408 | 0.0079408 | 0.0079408 | 0.9958 | -0.080169 | 0.99573 | -0.081669 | 2.1815
35 | 0.006534 | 0.0016307 | -0.0065289 | -0.0016293 | 5.0894e-06 | 1.4054e-06 | 0.0097606 | 0.0097613 | 0.0097613 | 0.99587 | -0.079166 | 0.99502 | -0.095575 | 2.6817
36 | 0.027734 | 0.0069873 | -0.027718 | -0.0069771 | 1.6526e-05 | 1.025e-05 | 0.041668 | 0.041669 | 0.041669 | 0.99073 | -0.17829 | 0.99008 | -0.19076 | 11.4474
37 | 0.0014559 | 0.00036426 | -0.0014558 | -0.00036478 | 8.004e-08 | -5.2359e-07 | 0.0021865 | 0.0021867 | 0.0021867 | 0.99073 | -0.17829 | 0.99067 | -0.17944 | 0.60074
38 | 0.02415 | 0.006057 | -0.024143 | -0.0060529 | 6.6806e-06 | 4.1006e-06 | 0.036236 | 0.036236 | 0.036236 | 0.99176 | -0.15835 | 0.99146 | -0.16415 | 9.9548
39 | 0.018649 | 0.0046751 | -0.018646 | -0.0046732 | 3.2577e-06 | 1.9406e-06 | 0.027922 | 0.027922 | 0.027922 | 0.99385 | -0.11756 | 0.99366 | -0.12123 | 7.671
40 | 0.11745 | 0.02975 | -0.11705 | -0.029499 | 0.00039297 | 0.00025107 | 0.17596 | 0.17596 | 0.17596 | 0.99385 | -0.11756 | 0.99022 | -0.18748 | 48.3395
41 | 0.02317 | 0.0058148 | -0.023151 | -0.005803 | 1.9338e-05 | 1.1822e-05 | 0.034693 | 0.034694 | 0.034694 | 0.99387 | -0.11744 | 0.99296 | -0.13496 | 9.5312
42 | 0.0065289 | 0.0016293 | -0.0065273 | -0.0016289 | 1.5854e-06 | 4.385e-07 | 0.0097613 | 0.0097615 | 0.0097615 | 0.99502 | -0.095575 | 0.99476 | -0.10069 | 2.6817
43 | 0.0023923 | 0.00059776 | -0.0023921 | -0.00059812 | 1.7601e-07 | -3.6229e-07 | 0.0035797 | 0.0035799 | 0.0035799 | 0.99424 | -0.1108 | 0.99416 | -0.11235 | 0.98349
44 | 0.011575 | 0.0029018 | -0.011573 | -0.0029004 | 2.8362e-06 | 1.4901e-06 | 0.017347 | 0.017347 | 0.017347 | 0.99296 | -0.13496 | 0.9927 | -0.1401 | 4.7656
45 | 0.0095703 | 0.0023986 | -0.0095698 | -0.0023984 | 4.3318e-07 | 2.0439e-07 | 0.014332 | 0.014332 | 0.014332 | 0.99366 | -0.12123 | 0.99361 | -0.12218 | 3.9373
46 | 0.10457 | 0.02637 | -0.10452 | -0.02634 | 4.674e-05 | 2.9849e-05 | 0.1572 | 0.1572 | 0.1572 | 0.99022 | -0.18748 | 0.98974 | -0.19682 | 43.1863
47 | 0.087205 | 0.022 | -0.087089 | -0.021926 | 0.00011628 | 7.4186e-05 | 0.13116 | 0.13116 | 0.13116 | 0.98974 | -0.19682 | 0.9883 | -0.22471 | 36.0328
48 | -0.00054181 | -0.00013579 | 0.00054182 | 0.00013522 | 1.1614e-08 | -5.6815e-07 | 0.00082309 | 0.00082288 | 0.00082309 | 0.9795 | -0.3976 | 0.97953 | -0.39715 | 0.22612
49 | -0.0010105 | -0.00025269 | 0.0010106 | 0.00025194 | 5.4798e-08 | -7.4588e-07 | 0.0015349 | 0.0015346 | 0.0015349 | 0.97953 | -0.39715 | 0.97958 | -0.39601 | 0.42167
50 | -0.0021982 | -0.0005496 | 0.0021984 | 0.00054917 | 1.8225e-07 | -4.3232e-07 | 0.0033387 | 0.0033385 | 0.0033387 | 0.97958 | -0.39601 | 0.97967 | -0.39427 | 0.91723
51 | -0.0002023 | -5.0702e-05 | 0.00020231 | 4.7596e-05 | 8.682e-09 | -3.1056e-06 | 0.00030697 | 0.00030589 | 0.00030697 | 0.98065 | -0.37501 | 0.9807 | -0.37408 | 0.084332
52 | -0.0033932 | -0.00084104 | 0.0033948 | 0.00084008 | 1.5134e-06 | -9.5609e-07 | 0.0051453 | 0.0051446 | 0.0051453 | 0.9807 | -0.37408 | 0.98117 | -0.36464 | 1.4135
53 | 0.0025731 | 0.00063861 | -0.0025713 | -0.00064151 | 1.85e-06 | -2.8996e-06 | 0.003902 | 0.0039035 | 0.0039035 | 0.9807 | -0.37408 | 0.97993 | -0.38926 | 1.0724
54 | -0.0025707 | -0.00064247 | 0.0025713 | 0.00064151 | 6.1094e-07 | -9.5548e-07 | 0.0039039 | 0.0039035 | 0.0039039 | 0.97967 | -0.39427 | 0.97993 | -0.38926 | 1.0725
55 | -0.0041557 | -0.0010308 | 0.0041564 | 0.0010307 | 6.0872e-07 | -1.2728e-07 | 0.0062986 | 0.0062985 | 0.0062986 | 0.98117 | -0.36464 | 0.98133 | -0.36154 | 1.7304
56 | -0.00056601 | -0.00014186 | 0.00056604 | 0.00014047 | 2.9221e-08 | -1.3896e-06 | 0.00084723 | 0.00084673 | 0.00084723 | 0.9941 | -0.11344 | 0.99416 | -0.11235 | 0.23276
57 | 0.0017662 | 0.00044228 | -0.0017661 | -0.00044264 | 8.5661e-08 | -3.5945e-07 | 0.0026586 | 0.0026587 | 0.0026587 | 0.98852 | -0.22107 | 0.98846 | -0.22209 | 0.73042
58 | -0.0023883 | -0.00059464 | 0.0023885 | 0.0005944 | 1.21e-07 | -2.4288e-07 | 0.0035938 | 0.0035937 | 0.0035938 | 0.98852 | -0.22107 | 0.98857 | -0.22001 | 0.9873
59 | 0.0035245 | 0.00088305 | -0.0035244 | -0.00088311 | 1.0151e-07 | -5.3831e-08 | 0.0053547 | 0.0053548 | 0.0053548 | 0.97939 | -0.39988 | 0.97936 | -0.40049 | 1.4711
60 | -0.0057694 | -0.0014457 | 0.0057702 | 0.0014459 | 7.8934e-07 | 1.6038e-07 | 0.0087656 | 0.0087654 | 0.0087656 | 0.97939 | -0.39988 | 0.97953 | -0.39701 | 2.4081
61 | 0.0030933 | 0.00077508 | -0.0030932 | -0.00077517 | 1.1095e-07 | -9.7532e-08 | 0.0046998 | 0.0046999 | 0.0046999 | 0.97936 | -0.40049 | 0.97932 | -0.40124 | 1.2912
62 | -0.012247 | -0.0030431 | 0.012256 | 0.0030479 | 8.9162e-06 | 4.8401e-06 | 0.018595 | 0.018595 | 0.018595 | 0.97953 | -0.39701 | 0.98031 | -0.38164 | 5.1086
63 | 0.00028309 | 7.0895e-05 | -0.00028308 | -7.0948e-05 | 2.907e-10 | -5.2536e-08 | 0.00043011 | 0.00043013 | 0.00043013 | 0.97932 | -0.40124 | 0.97932 | -0.40126 | 0.11817
64 | 0.00060398 | 0.00015119 | -0.00060398 | -0.00015137 | 4.671e-09 | -1.8387e-07 | 0.00091672 | 0.00091678 | 0.00091678 | 0.98031 | -0.38164 | 0.9803 | -0.3818 | 0.25186
65 | -0.01286 | -0.0031991 | 0.012873 | 0.0032065 | 1.3325e-05 | 7.3497e-06 | 0.019512 | 0.019511 | 0.019512 | 0.98031 | -0.38164 | 0.98142 | -0.35979 | 5.3604
66 | 0.0013758 | 0.00034457 | -0.0013758 | -0.0003448 | 3.1914e-08 | -2.2421e-07 | 0.0020912 | 0.0020913 | 0.0020913 | 0.97891 | -0.40922 | 0.97889 | -0.40971 | 0.57453
67 | 0.0017638 | 0.00044031 | -0.0017637 | -0.00044075 | 1.0895e-07 | -4.3857e-07 | 0.0026805 | 0.0026807 | 0.0026807 | 0.97891 | -0.40922 | 0.97885 | -0.41052 | 0.73645
68 | -0.017565 | -0.0043713 | 0.017571 | 0.0043749 | 6.0309e-06 | 3.5729e-06 | 0.026621 | 0.026621 | 0.026621 | 0.98142 | -0.35979 | 0.98179 | -0.35255 | 7.3136
69 | 0.0046921 | 0.0011648 | -0.0046919 | -0.0011648 | 1.9138e-07 | -5.0767e-09 | 0.0071101 | 0.0071101 | 0.0071101 | 0.98142 | -0.35979 | 0.98138 | -0.36065 | 1.9533
70 | -0.017571 | -0.0043749 | 0.017575 | 0.0043769 | 3.522e-06 | 2.0865e-06 | 0.026621 | 0.026621 | 0.026621 | 0.98179 | -0.35255 | 0.982 | -0.34832 | 7.3135
71 | 0.0041565 | 0.0010306 | -0.0041564 | -0.0010307 | 1.7455e-07 | -3.6535e-08 | 0.0062984 | 0.0062985 | 0.0062985 | 0.98138 | -0.36065 | 0.98133 | -0.36154 | 1.7303
72 | -0.00052134 | -0.00013066 | 0.00052135 | 0.00013048 | 3.5285e-09 | -1.8601e-07 | 0.00079259 | 0.00079252 | 0.00079259 | 0.97878 | -0.41186 | 0.97879 | -0.41172 | 0.21774
73 | -0.00052135 | -0.00013048 | 0.00052135 | 0.0001304 | 1.4684e-09 | -7.742e-08 | 0.00079252 | 0.00079249 | 0.00079252 | 0.97879 | -0.41172 | 0.97879 | -0.41166 | 0.21773
74 | -0.00052135 | -0.0001304 | 0.00052136 | 0.00012981 | 1.1225e-08 | -5.9204e-07 | 0.00079249 | 0.00079228 | 0.00079249 | 0.97879 | -0.41166 | 0.97881 | -0.4112 | 0.21772
75 | -0.0012808 | -0.00032013 | 0.0012808 | 0.00031979 | 4.1328e-08 | -3.391e-07 | 0.0019467 | 0.0019466 | 0.0019467 | 0.97881 | -0.4112 | 0.97885 | -0.41052 | 0.53482
76 | 0.0004829 | 0.00012096 | -0.0004829 | -0.00012103 | 1.0662e-09 | -6.5638e-08 | 0.00073407 | 0.00073409 | 0.00073409 | 0.97885 | -0.41052 | 0.97884 | -0.41057 | 0.20167
77 | 0.0005746 | 0.00014394 | -0.0005746 | -0.00014401 | 1.4328e-09 | -6.312e-08 | 0.00086974 | 0.00086976 | 0.00086976 | 0.98304 | -0.32789 | 0.98304 | -0.32795 | 0.23895
78 | 0.018932 | 0.0047235 | -0.01892 | -0.0047161 | 1.226e-05 | 7.3419e-06 | 0.02865 | 0.02865 | 0.02865 | 0.98304 | -0.32789 | 0.98235 | -0.34154 | 7.8708
79 | -0.019507 | -0.0048674 | 0.019512 | 0.0048707 | 5.4531e-06 | 3.2783e-06 | 0.029519 | 0.029519 | 0.029519 | 0.98304 | -0.32789 | 0.98334 | -0.32201 | 8.1097
80 | 0.01892 | 0.0047161 | -0.018914 | -0.0047125 | 6.0805e-06 | 3.6415e-06 | 0.02865 | 0.02865 | 0.02865 | 0.98235 | -0.34154 | 0.982 | -0.34832 | 7.8709
81 | -0.02 | -0.0049925 | 0.020006 | 0.0049961 | 5.9205e-06 | 3.5702e-06 | 0.030257 | 0.030257 | 0.030257 | 0.98334 | -0.32201 | 0.98366 | -0.31578 | 8.3123
82 | 0.00048738 | 0.00012184 | -0.00048737 | -0.0001221 | 4.2961e-09 | -2.6449e-07 | 0.0007374 | 0.00073749 | 0.00073749 | 0.98334 | -0.32201 | 0.98333 | -0.32219 | 0.20261
83 | 0.0035905 | 0.0008973 | -0.0035904 | -0.00089734 | 7.957e-08 | -4.2949e-08 | 0.0053934 | 0.0053934 | 0.0053934 | 0.99043 | -0.18406 | 0.99041 | -0.18453 | 1.4817
84 | -0.0052063 | -0.0013023 | 0.0052064 | 0.0013023 | 1.4012e-07 | 1.1058e-08 | 0.0078209 | 0.0078209 | 0.0078209 | 0.99043 | -0.18406 | 0.99046 | -0.18349 | 2.1486
85 | 0.0017224 | 0.00042919 | -0.0017222 | -0.00042998 | 1.768e-07 | -7.9323e-07 | 0.0025869 | 0.0025872 | 0.0025872 | 0.99041 | -0.18453 | 0.9903 | -0.18669 | 0.71078
86 | -0.0091122 | -0.0022812 | 0.0091133 | 0.0022817 | 1.1009e-06 | 5.0289e-07 | 0.013689 | 0.013689 | 0.013689 | 0.99046 | -0.18349 | 0.99059 | -0.18096 | 3.7606
87 | 0.0014233 | 0.00035554 | -0.0014231 | -0.00035653 | 1.4331e-07 | -9.8349e-07 | 0.0021382 | 0.0021385 | 0.0021385 | 0.9903 | -0.18669 | 0.99019 | -0.18881 | 0.58751
88 | 0.00029899 | 7.444e-05 | -0.00029898 | -7.4932e-05 | 2.9065e-09 | -4.924e-07 | 0.00044908 | 0.00044926 | 0.00044926 | 0.9903 | -0.18669 | 0.99029 | -0.18689 | 0.12342
89 | -0.0091133 | -0.0022817 | 0.0091142 | 0.0022821 | 9.1717e-07 | 4.1894e-07 | 0.013689 | 0.013689 | 0.013689 | 0.99059 | -0.18096 | 0.9907 | -0.17884 | 3.7606
90 | 0.0014231 | 0.00035653 | -0.0014231 | -0.00035666 | 1.9806e-08 | -1.3587e-07 | 0.0021385 | 0.0021386 | 0.0021386 | 0.99019 | -0.18881 | 0.99017 | -0.1891 | 0.58753
91 | -0.0099571 | -0.0024933 | 0.0099588 | 0.0024941 | 1.6808e-06 | 8.1761e-07 | 0.014955 | 0.014955 | 0.014955 | 0.9907 | -0.17884 | 0.99088 | -0.1753 | 4.1084
92 | -0.0099588 | -0.0024941 | 0.0099641 | 0.0024967 | 5.2866e-06 | 2.5709e-06 | 0.014955 | 0.014954 | 0.014955 | 0.99088 | -0.1753 | 0.99146 | -0.16415 | 4.1084
93 | 0.014047 | 0.0035216 | -0.014045 | -0.0035206 | 1.7784e-06 | 1.0008e-06 | 0.021089 | 0.021089 | 0.021089 | 0.99112 | -0.17065 | 0.99099 | -0.17331 | 5.7938
94 | -0.014175 | -0.0035537 | 0.014179 | 0.0035562 | 4.3894e-06 | 2.476e-06 | 0.021281 | 0.021281 | 0.021281 | 0.99112 | -0.17065 | 0.99146 | -0.16415 | 5.8466
95 | 0.010293 | 0.0025804 | -0.010291 | -0.0025793 | 2.2458e-06 | 1.1144e-06 | 0.015456 | 0.015456 | 0.015456 | 0.99099 | -0.17331 | 0.99075 | -0.17789 | 4.2463
96 | 0.0078891 | 0.0019773 | -0.0078883 | -0.001977 | 8.2517e-07 | 3.2629e-07 | 0.011849 | 0.011849 | 0.011849 | 0.99075 | -0.17789 | 0.99064 | -0.18008 | 3.2552
97 | 0.0078883 | 0.001977 | -0.0078878 | -0.0019768 | 4.7446e-07 | 1.8764e-07 | 0.011849 | 0.011849 | 0.011849 | 0.99064 | -0.18008 | 0.99057 | -0.18135 | 3.2552
98 | 0.0053362 | 0.0013373 | -0.0053356 | -0.0013372 | 5.9481e-07 | 6.2947e-08 | 0.008016 | 0.0080161 | 0.0080161 | 0.99057 | -0.18135 | 0.99045 | -0.18369 | 2.2022
99 | 0.027409 | 0.0068997 | -0.027371 | -0.006876 | 3.8265e-05 | 2.3718e-05 | 0.041204 | 0.041205 | 0.041205 | 0.99008 | -0.19076 | 0.98857 | -0.22001 | 11.32
100 | 0.00035581 | 8.909e-05 | -0.00035581 | -8.9175e-05 | 7.0692e-10 | -8.4528e-08 | 0.00053441 | 0.00053444 | 0.00053444 | 0.99067 | -0.17944 | 0.99066 | -0.17949 | 0.14683
101 | 0.024982 | 0.0062816 | -0.024889 | -0.0062243 | 9.2989e-05 | 5.7275e-05 | 0.037611 | 0.037612 | 0.037612 | 0.98857 | -0.22001 | 0.98455 | -0.29825 | 10.3329
102 | 0.00042306 | 0.000106 | -0.00042306 | -0.00010603 | 3.4014e-10 | -2.9085e-08 | 0.00063336 | 0.00063337 | 0.00063337 | 0.99391 | -0.11707 | 0.99391 | -0.11709 | 0.174
103 | -0.0026294 | -0.00065856 | 0.0026298 | 0.00065798 | 3.8801e-07 | -5.8435e-07 | 0.0039748 | 0.0039745 | 0.0039748 | 0.98432 | -0.30281 | 0.98448 | -0.29971 | 1.092
104 | 0.0013492 | 0.0003377 | -0.0013492 | -0.00033779 | 1.0934e-08 | -8.2107e-08 | 0.0020394 | 0.0020394 | 0.0020394 | 0.98432 | -0.30281 | 0.98431 | -0.30298 | 0.56029
105 | -0.0030202 | -0.00075583 | 0.0030205 | 0.00075562 | 2.0908e-07 | -2.0648e-07 | 0.0045646 | 0.0045645 | 0.0045646 | 0.98448 | -0.29971 | 0.98455 | -0.29825 | 1.254
106 | 0.0011527 | 0.00028854 | -0.0011527 | -0.00028858 | 3.6623e-09 | -3.8543e-08 | 0.0017424 | 0.0017424 | 0.0017424 | 0.98431 | -0.30298 | 0.98431 | -0.30304 | 0.47869
107 | 0.020799 | 0.0052011 | -0.020787 | -0.0051939 | 1.1945e-05 | 7.2353e-06 | 0.031431 | 0.031431 | 0.031431 | 0.98455 | -0.29825 | 0.98394 | -0.31034 | 8.6349
108 | 0.0010698 | 0.00026756 | -0.0010697 | -0.00026809 | 4.3094e-08 | -5.3154e-07 | 0.0016166 | 0.0016168 | 0.0016168 | 0.98455 | -0.29825 | 0.98451 | -0.2991 | 0.44417
109 | 0.0010148 | 0.00025402 | -0.0010148 | -0.00025433 | 2.1946e-08 | -3.0204e-07 | 0.001534 | 0.0015341 | 0.0015341 | 0.98431 | -0.30304 | 0.98429 | -0.3035 | 0.42146
110 | 0.020485 | 0.005118 | -0.020479 | -0.0051148 | 5.2955e-06 | 3.2022e-06 | 0.030973 | 0.030973 | 0.030973 | 0.98394 | -0.31034 | 0.98366 | -0.31578 | 8.5092
111 | 0.00024393 | 6.1088e-05 | -0.00024393 | -6.1134e-05 | 1.88e-10 | -4.6554e-08 | 0.00036911 | 0.00036912 | 0.00036912 | 0.98333 | -0.32219 | 0.98333 | -0.32221 | 0.10141
112 | 0.0802 | 0.020199 | -0.080079 | -0.020122 | 0.00012081 | 7.7034e-05 | 0.12079 | 0.12079 | 0.12079 | 0.9883 | -0.22471 | 0.98667 | -0.25627 | 33.1833
113 | 0.012761 | 0.0031984 | -0.012759 | -0.0031971 | 2.4963e-06 | 1.3681e-06 | 0.019246 | 0.019246 | 0.019246 | 0.98667 | -0.25627 | 0.98646 | -0.26037 | 5.2873
114 | 0.052093 | 0.013107 | -0.05203 | -0.013067 | 6.2963e-05 | 3.9949e-05 | 0.07858 | 0.07858 | 0.07858 | 0.98667 | -0.25627 | 0.98537 | -0.2816 | 21.5879
115 | 0.015225 | 0.0038171 | -0.015222 | -0.0038151 | 3.4466e-06 | 1.9832e-06 | 0.022962 | 0.022962 | 0.022962 | 0.98667 | -0.25627 | 0.98643 | -0.26102 | 6.3082
116 | 0.0087178 | 0.0021843 | -0.0087173 | -0.0021841 | 4.1804e-07 | 1.8525e-07 | 0.01315 | 0.01315 | 0.01315 | 0.98646 | -0.26037 | 0.98641 | -0.26138 | 3.6126
117 | 0.047597 | 0.011956 | -0.047583 | -0.011947 | 1.4097e-05 | 8.9295e-06 | 0.071887 | 0.071887 | 0.071887 | 0.98537 | -0.2816 | 0.98505 | -0.2878 | 19.7491
118 | 0.0095385 | 0.0023907 | -0.0095379 | -0.0023904 | 5.5571e-07 | 2.6429e-07 | 0.014389 | 0.014389 | 0.014389 | 0.98643 | -0.26102 | 0.98637 | -0.26224 | 3.953
119 | 0.0054534 | 0.0013668 | -0.0054534 | -0.0013667 | 6.8749e-08 | 9.4264e-09 | 0.008227 | 0.008227 | 0.008227 | 0.98637 | -0.26224 | 0.98635 | -0.26251 | 2.2602
120 | 0.0030415 | 0.00076159 | -0.0030409 | -0.00076213 | 5.5767e-07 | -5.4472e-07 | 0.0045879 | 0.0045882 | 0.0045882 | 0.98641 | -0.26138 | 0.98621 | -0.26523 | 1.2605
121 | 0.011732 | 0.0029415 | -0.011729 | -0.0029394 | 3.9457e-06 | 2.099e-06 | 0.017723 | 0.017724 | 0.017724 | 0.98505 | -0.2878 | 0.98469 | -0.29486 | 4.8691
122 | 0.035851 | 0.0090053 | -0.035838 | -0.0089973 | 1.2772e-05 | 8.0264e-06 | 0.054163 | 0.054164 | 0.054164 | 0.98505 | -0.2878 | 0.98467 | -0.29527 | 14.8801
123 | 0.030632 | 0.0076925 | -0.030614 | -0.0076813 | 1.7867e-05 | 1.1152e-05 | 0.046296 | 0.046296 | 0.046296 | 0.98467 | -0.29527 | 0.98404 | -0.30751 | 12.7187
124 | 0.026509 | 0.0066524 | -0.026499 | -0.0066462 | 9.9758e-06 | 6.1743e-06 | 0.040088 | 0.040088 | 0.040088 | 0.98404 | -0.30751 | 0.98364 | -0.3154 | 11.0132
125 | 0.020575 | 0.0051616 | -0.020571 | -0.0051592 | 3.9093e-06 | 2.3654e-06 | 0.031127 | 0.031127 | 0.031127 | 0.98364 | -0.3154 | 0.98343 | -0.31939 | 8.5514
126 | 0.020571 | 0.0051592 | -0.020567 | -0.005157 | 3.7111e-06 | 2.2455e-06 | 0.031127 | 0.031127 | 0.031127 | 0.98343 | -0.31939 | 0.98324 | -0.32317 | 8.5514
127 | 0.01973 | 0.0049471 | -0.019726 | -0.0049447 | 3.9313e-06 | 2.3669e-06 | 0.029859 | 0.029859 | 0.029859 | 0.98324 | -0.32317 | 0.98303 | -0.32735 | 8.2031
128 | 0.01595 | 0.003999 | -0.015948 | -0.0039975 | 2.6506e-06 | 1.5427e-06 | 0.024145 | 0.024145 | 0.024145 | 0.98303 | -0.32735 | 0.98285 | -0.33084 | 6.6332
129 | 0.0037753 | 0.00094569 | -0.0037752 | -0.00094573 | 1.0998e-07 | -4.3461e-08 | 0.0057146 | 0.0057146 | 0.0057146 | 0.98303 | -0.32735 | 0.98299 | -0.32797 | 1.57
130 | 0.0020125 | 0.00050418 | -0.0020125 | -0.00050418 | 1.643e-09 | -4.9317e-09 | 0.0030466 | 0.0030466 | 0.0030466 | 0.98293 | -0.32923 | 0.98293 | -0.32925 | 0.83697
131 | -0.0030005 | -0.00075179 | 0.0030007 | 0.00075161 | 1.8094e-07 | -1.8065e-07 | 0.0045422 | 0.0045421 | 0.0045422 | 0.98293 | -0.32923 | 0.98299 | -0.32797 | 1.2479
132 | 0.0012412 | 0.00031087 | -0.0012412 | -0.00031107 | 2.1772e-08 | -1.9451e-07 | 0.0018789 | 0.001879 | 0.001879 | 0.98293 | -0.32925 | 0.98291 | -0.32962 | 0.51621
133 | 0.01559 | 0.0039078 | -0.015588 | -0.0039067 | 1.7651e-06 | 1.0226e-06 | 0.023603 | 0.023603 | 0.023603 | 0.98285 | -0.33084 | 0.98273 | -0.33322 | 6.4843
134 | 0.0040432 | 0.0010133 | -0.0040432 | -0.0010133 | 5.912e-09 | -1.5456e-09 | 0.0061221 | 0.0061221 | 0.0061221 | 0.98273 | -0.33322 | 0.98272 | -0.33325 | 1.6819

## res_trafo
| p_hv_mw | q_hv_mvar | p_lv_mw | q_lv_mvar | pl_mw | ql_mvar | i_hv_ka | i_lv_ka | vm_hv_pu | va_hv_degree | vm_lv_pu | va_lv_degree | loading_percent
0 | -1.2729e-15 | -1.3162e-15 | 0.00165 | 1.2699e-07 | 0.00165 | 1.2699e-07 | 5.2857e-17 | 0.0023815 | 0.99998 | 149.9956 | 1 | 0 | 0.2619

## res_ext_grid
| p_mw | q_mvar
0 | 0.47709 | 0.12037

## res_load
| p_mw | q_mvar
0 | 0.00077525 | 0.0001943
1 | 0.00025651 | 6.4287e-05
2 | 0.00036554 | 9.1614e-05
3 | 0.0008267 | 0.00020719
4 | 0.00056656 | 0.00014199
5 | 0.00015092 | 3.7825e-05
6 | 0.0010093 | 0.00025295
7 | 0.00065021 | 0.00016296
8 | 0.0021572 | 0.00054065
9 | 0.00064666 | 0.00016207
10 | 0.079281 | 0.01987
11 | 0.02684 | 0.0067267
12 | 0.00013953 | 3.4969e-05
13 | 0.073002 | 0.018296
14 | 0.0098352 | 0.0024649
15 | 0.0092509 | 0.0023185
16 | 0.0084707 | 0.002123
17 | 0.018644 | 0.0046726
18 | 0.02331 | 0.0058421
19 | 0.0053137 | 0.0013317
20 | 0.00025457 | 6.3802e-05
21 | 0.011576 | 0.0029011
22 | 0.011573 | 0.0029004
23 | 0.0090756 | 0.0022746
24 | 0.012483 | 0.0031284
25 | 0.0095698 | 0.0023984
26 | 0.01732 | 0.0043407
27 | 0.00054181 | 0.00013579
28 | 0.0004687 | 0.00011747
29 | 0.0011877 | 0.00029766
30 | 0.0002023 | 5.0702e-05
31 | 0.00061779 | 0.00015483
32 | 0.00037226 | 9.3298e-05
33 | 0.00076098 | 0.00019072
34 | 0.00056601 | 0.00014186
35 | 0.0018261 | 0.00045765
36 | 0.0022449 | 0.00056264
37 | 0.00043105 | 0.00010803
38 | 0.0028101 | 0.00070428
39 | 0.00028308 | 7.0948e-05
40 | 0.00060398 | 0.00015137
41 | 0.00053535 | 0.00013417
42 | 0.00052134 | 0.00013066
43 | 0.00075941 | 0.00019032
44 | 0.0004829 | 0.00012103
45 | 0.0013758 | 0.0003448
46 | 0.0005746 | 0.00014401
47 | 0.0013389 | 0.00033555
48 | 0.0016158 | 0.00040496
49 | 0.001868 | 0.00046816
50 | 0.0039058 | 0.00097888
51 | 0.00029898 | 7.4932e-05
52 | 0.00084291 | 0.00021125
53 | 0.0014231 | 0.00035666
54 | 0.00012802 | 3.2084e-05
55 | 0.0037515 | 0.00094021
56 | 0.0024021 | 0.00060201
57 | 0.0025516 | 0.00063948
58 | 0.00030884 | 7.7403e-05
59 | 0.0011 | 0.00027569
60 | 0.0053356 | 0.0013372
61 | 0.00035581 | 8.9175e-05
62 | 0.00042306 | 0.00010603
63 | 0.0012802 | 0.00032086
64 | 0.00039044 | 9.7855e-05
65 | 0.00019649 | 4.9246e-05
66 | 0.00013787 | 3.4554e-05
67 | 0.00030263 | 7.5845e-05
68 | 0.0010697 | 0.00026809
69 | 0.0010148 | 0.00025433
70 | 0.00047372 | 0.00011873
71 | 0.00024344 | 6.1012e-05
72 | 0.0068888 | 0.0017265
73 | 0.0040411 | 0.0010128
74 | 0.0044321 | 0.0011108
75 | 0.0056833 | 0.0014244
76 | 0.00024393 | 6.1134e-05
77 | 0.0017661 | 0.00044264
78 | 0.0040845 | 0.0010237
79 | 0.0054534 | 0.0013667
80 | 0.0056759 | 0.0014225
81 | 0.0030409 | 0.00076213
82 | 0.011729 | 0.0029394
83 | 0.0052062 | 0.0013048
84 | 0.0041054 | 0.0010289
85 | 0.0059237 | 0.0014846
86 | 0.00083764 | 0.00020993
87 | 0.00098797 | 0.00024761
88 | 0.00077131 | 0.00019331
89 | 0.00077457 | 0.00019413
90 | 0.0012412 | 0.00031107
91 | 0.00035796 | 8.9713e-05
92 | 0.011545 | 0.0028934
93 | 0.0040432 | 0.0010133

## dtypes
| element | column | dtype
0 | bus | name | object
1 | bus | vn_kv | float64
2 | bus | type | object
3 | bus | zone | object
4 | bus | in_service | bool
5 | load | name | object
6 | load | bus | uint32
7 | load | p_mw | float64
8 | load | q_mvar | float64
9 | load | const_z_percent | float64
10 | load | const_i_percent | float64
11 | load | sn_mva | float64
12 | load | scaling | float64
13 | load | in_service | bool
14 | load | type | object
15 | ext_grid | name | object
16 | ext_grid | bus | uint32
17 | ext_grid | vm_pu | float64
18 | ext_grid | va_degree | float64
19 | ext_grid | slack_weight | float64
20 | ext_grid | in_service | bool
21 | line | name | object
22 | line | std_type | object
23 | line | from_bus | uint32
24 | line | to_bus | uint32
25 | line | length_km | float64
26 | line | r_ohm_per_km | float64
27 | line | x_ohm_per_km | float64
28 | line | c_nf_per_km | float64
29 | line | g_us_per_km | float64
30 | line | max_i_ka | float64
31 | line | df | float64
32 | line | parallel | uint32
33 | line | type | object
34 | line | in_service | bool
35 | trafo | name | object
36 | trafo | std_type | object
37 | trafo | hv_bus | uint32
38 | trafo | lv_bus | uint32
39 | trafo | sn_mva | float64
40 | trafo | vn_hv_kv | float64
41 | trafo | vn_lv_kv | float64
42 | trafo | vk_percent | float64
43 | trafo | vkr_percent | float64
44 | trafo | pfe_kw | float64
45 | trafo | i0_percent | float64
46 | trafo | shift_degree | float64
47 | trafo | tap_side | object
48 | trafo | tap_neutral | int32
49 | trafo | tap_min | int32
50 | trafo | tap_max | int32
51 | trafo | tap_step_percent | float64
52 | trafo | tap_step_degree | float64
53 | trafo | tap_pos | int32
54 | trafo | tap_phase_shifter | bool
55 | trafo | parallel | uint32
56 | trafo | df | float64
57 | trafo | in_service | bool
58 | line_geodata | coords | object
59 | bus_geodata | x | float64
60 | bus_geodata | y | float64
61 | bus_geodata | coords | object
62 | res_bus | vm_pu | float64
63 | res_bus | va_degree | float64
64 | res_bus | p_mw | float64
65 | res_bus | q_mvar | float64
66 | res_line | p_from_mw | float64
67 | res_line | q_from_mvar | float64
68 | res_line | p_to_mw | float64
69 | res_line | q_to_mvar | float64
70 | res_line | pl_mw | float64
71 | res_line | ql_mvar | float64
72 | res_line | i_from_ka | float64
73 | res_line | i_to_ka | float64
74 | res_line | i_ka | float64
75 | res_line | vm_from_pu | float64
76 | res_line | va_from_degree | float64
77 | res_line | vm_to_pu | float64
78 | res_line | va_to_degree | float64
79 | res_line | loading_percent | float64
80 | res_trafo | p_hv_mw | float64
81 | res_trafo | q_hv_mvar | float64
82 | res_trafo | p_lv_mw | float64
83 | res_trafo | q_lv_mvar | float64
84 | res_trafo | pl_mw | float64
85 | res_trafo | ql_mvar | float64
86 | res_trafo | i_hv_ka | float64
87 | res_trafo | i_lv_ka | float64
88 | res_trafo | vm_hv_pu | float64
89 | res_trafo | va_hv_degree | float64
90 | res_trafo | vm_lv_pu | float64
91 | res_trafo | va_lv_degree | float64
92 | res_trafo | loading_percent | float64
93 | res_ext_grid | p_mw | float64
94 | res_ext_grid | q_mvar | float64
95 | res_load | p_mw | float64
96 | res_load | q_mvar | float64

## parameters
| version | format_version | converged | OPF_converged | name | f_hz | sn_mva
0 | 2.14.6 | 2.14.0 | TRUE | FALSE |  | 50 | 1