## bus
| name | vn_kv | type | zone | in_service
0 | bus_LV_1301-21_0_3_node_0 | 0.4 | n |  | TRUE
1 | bus_LV_1301-21_0_3_node_1 | 0.4 | n |  | TRUE
2 | bus_LV_1301-21_0_3_node_2 | 0.4 | n |  | TRUE
3 | bus_LV_1301-21_0_3_node_3 | 0.4 | n |  | TRUE
4 | bus_LV_1301-21_0_3_node_5 | 0.4 | n |  | TRUE
5 | bus_LV_1301-21_0_3_node_6 | 0.4 | n |  | TRUE
6 | bus_LV_1301-21_0_3_node_7 | 0.4 | n |  | TRUE
7 | bus_LV_1301-21_0_3_node_4 | 0.4 | n |  | TRUE
8 | bus_LV_1301-21_0_3_node_8 | 0.4 | n |  | TRUE
9 | bus_LV_1301-21_0_3_node_9 | 0.4 | n |  | TRUE
10 | bus_LV_1301-21_0_3_node_10 | 0.4 | n |  | TRUE
11 | bus_LV_1301-21_0_3_node_11 | 0.4 | n |  | TRUE
12 | bus_LV_1301-21_0_3_node_50 | 0.4 | n |  | TRUE
13 | bus_LV_1301-21_0_3_node_57 | 0.4 | n |  | TRUE
14 | bus_LV_1301-21_0_3_node_78 | 0.4 | n |  | TRUE
15 | bus_LV_1301-21_0_3_node_49 | 0.4 | n |  | TRUE
16 | bus_LV_1301-21_0_3_node_58 | 0.4 | n |  | TRUE
17 | bus_LV_1301-21_0_3_node_56 | 0.4 | n |  | TRUE
18 | bus_LV_1301-21_0_3_node_32 | 0.4 | n |  | TRUE
19 | bus_LV_1301-21_0_3_node_12 | 0.4 | n |  | TRUE
20 | bus_LV_1301-21_0_3_node_13 | 0.4 | n |  | TRUE
21 | bus_LV_1301-21_0_3_node_14 | 0.4 | n |  | TRUE
22 | bus_LV_1301-21_0_3_node_15 | 0.4 | n |  | TRUE
23 | bus_LV_1301-21_0_3_node_16 | 0.4 | n |  | TRUE
24 | bus_LV_1301-21_0_3_node_17 | 0.4 | n |  | TRUE
25 | bus_LV_1301-21_0_3_node_18 | 0.4 | n |  | TRUE
26 | bus_LV_1301-21_0_3_node_22 | 0.4 | n |  | TRUE
27 | bus_LV_1301-21_0_3_node_40 | 0.4 | n |  | TRUE
28 | bus_LV_1301-21_0_3_node_21 | 0.4 | n |  | TRUE
29 | bus_LV_1301-21_0_3_node_38 | 0.4 | n |  | TRUE
30 | bus_LV_1301-21_0_3_node_19 | 0.4 | n |  | TRUE
31 | bus_LV_1301-21_0_3_node_20 | 0.4 | n |  | TRUE
32 | bus_LV_1301-21_0_3_node_87 | 0.4 | n |  | TRUE
33 | bus_LV_1301-21_0_3_node_86 | 0.4 | n |  | TRUE
34 | bus_LV_1301-21_0_3_node_23 | 0.4 | n |  | TRUE
35 | bus_LV_1301-21_0_3_node_24 | 0.4 | n |  | TRUE
36 | bus_LV_1301-21_0_3_node_25 | 0.4 | n |  | TRUE
37 | bus_LV_1301-21_0_3_node_26 | 0.4 | n |  | TRUE
38 | bus_LV_1301-21_0_3_node_27 | 0.4 | n |  | TRUE
39 | bus_LV_1301-21_0_3_node_48 | 0.4 | n |  | TRUE
40 | bus_LV_1301-21_0_3_node_47 | 0.4 | n |  | TRUE
41 | bus_LV_1301-21_0_3_node_28 | 0.4 | n |  | TRUE
42 | bus_LV_1301-21_0_3_node_29 | 0.4 | n |  | TRUE
43 | bus_LV_1301-21_0_3_node_30 | 0.4 | n |  | TRUE
44 | bus_LV_1301-21_0_3_node_31 | 0.4 | n |  | TRUE
45 | bus_LV_1301-21_0_3_node_33 | 0.4 | n |  | TRUE
46 | bus_LV_1301-21_0_3_node_79 | 0.4 | n |  | TRUE
47 | bus_LV_1301-21_0_3_node_53 | 0.4 | n |  | TRUE
48 | bus_LV_1301-21_0_3_node_108 | 0.4 | n |  | TRUE
49 | bus_LV_1301-21_0_3_node_54 | 0.4 | n |  | TRUE
50 | bus_LV_1301-21_0_3_node_34 | 0.4 | n |  | TRUE
51 | bus_LV_1301-21_0_3_node_35 | 0.4 | n |  | TRUE
52 | bus_LV_1301-21_0_3_node_36 | 0.4 | n |  | TRUE
53 | bus_LV_1301-21_0_3_node_37 | 0.4 | n |  | TRUE
54 | bus_LV_1301-21_0_3_node_39 | 0.4 | n |  | TRUE
55 | bus_LV_1301-21_0_3_node_41 | 0.4 | n |  | TRUE
56 | bus_LV_1301-21_0_3_node_42 | 0.4 | n |  | TRUE
57 | bus_LV_1301-21_0_3_node_43 | 0.4 | n |  | TRUE
58 | bus_LV_1301-21_0_3_node_44 | 0.4 | n |  | TRUE
59 | bus_LV_1301-21_0_3_node_45 | 0.4 | n |  | TRUE
60 | bus_LV_1301-21_0_3_node_46 | 0.4 | n |  | TRUE
61 | bus_LV_1301-21_0_3_node_51 | 0.4 | n |  | TRUE
62 | bus_LV_1301-21_0_3_node_52 | 0.4 | n |  | TRUE
63 | bus_LV_1301-21_0_3_node_63 | 0.4 | n |  | TRUE
64 | bus_LV_1301-21_0_3_node_60 | 0.4 | n |  | TRUE
65 | bus_LV_1301-21_0_3_node_71 | 0.4 | n |  | TRUE
66 | bus_LV_1301-21_0_3_node_65 | 0.4 | n |  | TRUE
67 | bus_LV_1301-21_0_3_node_66 | 0.4 | n |  | TRUE
68 | bus_LV_1301-21_0_3_node_59 | 0.4 | n |  | TRUE
69 | bus_LV_1301-21_0_3_node_72 | 0.4 | n |  | TRUE
70 | bus_LV_1301-21_0_3_node_73 | 0.4 | n |  | TRUE
71 | bus_LV_1301-21_0_3_node_55 | 0.4 | n |  | TRUE
72 | bus_LV_1301-21_0_3_node_81 | 0.4 | n |  | TRUE
73 | bus_LV_1301-21_0_3_node_76 | 0.4 | n |  | TRUE
74 | bus_LV_1301-21_0_3_node_88 | 0.4 | n |  | TRUE
75 | bus_LV_1301-21_0_3_node_61 | 0.4 | n |  | TRUE
76 | bus_LV_1301-21_0_3_node_62 | 0.4 | n |  | TRUE
77 | bus_LV_1301-21_0_3_node_64 | 0.4 | n |  | TRUE
78 | bus_LV_1301-21_0_3_node_91 | 0.4 | n |  | TRUE
79 | bus_LV_1301-21_0_3_node_93 | 0.4 | n |  | TRUE
80 | bus_LV_1301-21_0_3_node_89 | 0.4 | n |  | TRUE
81 | bus_LV_1301-21_0_3_node_67 | 0.4 | n |  | TRUE
82 | bus_LV_1301-21_0_3_node_68 | 0.4 | n |  | TRUE
83 | bus_LV_1301-21_0_3_node_69 | 0.4 | n |  | TRUE
84 | bus_LV_1301-21_0_3_node_70 | 0.4 | n |  | TRUE
85 | bus_LV_1301-21_0_3_node_82 | 0.4 | n |  | TRUE
86 | bus_LV_1301-21_0_3_node_83 | 0.4 | n |  | TRUE
87 | bus_LV_1301-21_0_3_node_74 | 0.4 | n |  | TRUE
88 | bus_LV_1301-21_0_3_node_75 | 0.4 | n |  | TRUE
89 | bus_LV_1301-21_0_3_node_77 | 0.4 | n |  | TRUE
90 | bus_LV_1301-21_0_3_node_101 | 0.4 | n |  | TRUE
91 | bus_LV_1301-21_0_3_node_80 | 0.4 | n |  | TRUE
92 | bus_LV_1301-21_0_3_node_106 | 0.4 | n |  | TRUE
93 | bus_LV_1301-21_0_3_node_109 | 0.4 | n |  | TRUE
94 | bus_LV_1301-21_0_3_node_100 | 0.4 | n |  | TRUE
95 | bus_LV_1301-21_0_3_node_84 | 0.4 | n |  | TRUE
96 | bus_LV_1301-21_0_3_node_85 | 0.4 | n |  | TRUE
97 | bus_LV_1301-21_0_3_node_129 | 0.4 | n |  | TRUE
98 | bus_LV_1301-21_0_3_node_99 | 0.4 | n |  | TRUE
99 | bus_LV_1301-21_0_3_node_90 | 0.4 | n |  | TRUE
100 | bus_LV_1301-21_0_3_node_92 | 0.4 | n |  | TRUE
101 | bus_LV_1301-21_0_3_node_94 | 0.4 | n |  | TRUE
102 | bus_LV_1301-21_0_3_node_95 | 0.4 | n |  | TRUE
103 | bus_LV_1301-21_0_3_node_128 | 0.4 | n |  | TRUE
104 | bus_LV_1301-21_0_3_node_96 | 0.4 | n |  | TRUE
105 | bus_LV_1301-21_0_3_node_97 | 0.4 | n |  | TRUE
106 | bus_LV_1301-21_0_3_node_98 | 0.4 | n |  | TRUE
107 | bus_LV_1301-21_0_3_node_127 | 0.4 | n |  | TRUE
108 | bus_LV_1301-21_0_3_node_125 | 0.4 | n |  | TRUE
109 | bus_LV_1301-21_0_3_node_104 | 0.4 | n |  | TRUE
110 | bus_LV_1301-21_0_3_node_102 | 0.4 | n |  | TRUE
111 | bus_LV_1301-21_0_3_node_103 | 0.4 | n |  | TRUE
112 | bus_LV_1301-21_0_3_node_105 | 0.4 | n |  | TRUE
113 | bus_LV_1301-21_0_3_node_107 | 0.4 | n |  | TRUE
114 | bus_LV_1301-21_0_3_node_122 | 0.4 | n |  | TRUE
115 | bus_LV_1301-21_0_3_node_113 | 0.4 | n |  | TRUE
116 | bus_LV_1301-21_0_3_node_114 | 0.4 | n |  | TRUE
117 | bus_LV_1301-21_0_3_node_115 | 0.4 | n |  | TRUE
118 | bus_LV_1301-21_0_3_node_116 | 0.4 | n |  | TRUE
119 | bus_LV_1301-21_0_3_node_117 | 0.4 | n |  | TRUE
120 | bus_LV_1301-21_0_3_node_119 | 0.4 | n |  | TRUE
121 | bus_LV_1301-21_0_3_node_120 | 0.4 | n |  | TRUE
122 | bus_LV_1301-21_0_3_node_121 | 0.4 | n |  | TRUE
123 | bus_LV_1301-21_0_3_node_124 | 0.4 | n |  | TRUE
124 | bus_LV_1301-21_0_3_node_123 | 0.4 | n |  | TRUE
125 | bus_LV_1301-21_0_3_node_126 | 0.4 | n |  | TRUE
126 | bus_LV_1301-21_0_3_node_110 | 0.4 | n |  | TRUE
127 | bus_LV_1301-21_0_3_node_111 | 0.4 | n |  | TRUE
128 | bus_LV_1301-21_0_3_node_112 | 0.4 | n |  | TRUE
129 | bus_MV_16_0_node_8 | 20 | n |  | TRUE

## load
| name | bus | p_mw | q_mvar | const_z_percent | const_i_percent | sn_mva | scaling | in_service | type
0 | LV_1301-21_0_3_load_0 | 0 | 0.0030532 | 0.00076522 | 0 | 0 |  | 1 | TRUE | wye
1 | LV_1301-21_0_3_load_1 | 1 | 0.00091621 | 0.00022962 | 0 | 0 |  | 1 | TRUE | wye
2 | LV_1301-21_0_3_load_3 | 3 | 0.00060923 | 0.00015269 | 0 | 0 |  | 1 | TRUE | wye
3 | LV_1301-21_0_3_load_7 | 6 | 0.00081497 | 0.00020425 | 0 | 0 |  | 1 | TRUE | wye
4 | LV_1301-21_0_3_load_8 | 8 | 0.00088703 | 0.00022231 | 0 | 0 |  | 1 | TRUE | wye
5 | LV_1301-21_0_3_load_9 | 9 | 0.0015767 | 0.00039515 | 0 | 0 |  | 1 | TRUE | wye
6 | LV_1301-21_0_3_load_10 | 10 | 0.0021486 | 0.00053849 | 0 | 0 |  | 1 | TRUE | wye
7 | LV_1301-21_0_3_load_11 | 11 | 0.00073674 | 0.00018464 | 0 | 0 |  | 1 | TRUE | wye
8 | LV_1301-21_0_3_load_50 | 12 | 0.0033089 | 0.00082928 | 0 | 0 |  | 1 | TRUE | wye
9 | LV_1301-21_0_3_load_78 | 14 | 0.0016689 | 0.00041827 | 0 | 0 |  | 1 | TRUE | wye
10 | LV_1301-21_0_3_load_49 | 15 | 0.0011054 | 0.00027705 | 0 | 0 |  | 1 | TRUE | wye
11 | LV_1301-21_0_3_load_56 | 17 | 0.0045462 | 0.0011394 | 0 | 0 |  | 1 | TRUE | wye
12 | LV_1301-21_0_3_load_12 | 19 | 0.0031181 | 0.00078146 | 0 | 0 |  | 1 | TRUE | wye
13 | LV_1301-21_0_3_load_13 | 20 | 0.0023511 | 0.00058924 | 0 | 0 |  | 1 | TRUE | wye
14 | LV_1301-21_0_3_load_14 | 21 | 0.0028758 | 0.00072075 | 0 | 0 |  | 1 | TRUE | wye
15 | LV_1301-21_0_3_load_15 | 22 | 0.002154 | 0.00053985 | 0 | 0 |  | 1 | TRUE | wye
16 | LV_1301-21_0_3_load_16 | 23 | 0.0029615 | 0.00074223 | 0 | 0 |  | 1 | TRUE | wye
17 | LV_1301-21_0_3_load_17 | 24 | 0.0025475 | 0.00063846 | 0 | 0 |  | 1 | TRUE | wye
18 | LV_1301-21_0_3_load_18 | 25 | 0.002204 | 0.00055237 | 0 | 0 |  | 1 | TRUE | wye
19 | LV_1301-21_0_3_load_22 | 26 | 0.0024097 | 0.00060394 | 0 | 0 |  | 1 | TRUE | wye
20 | LV_1301-21_0_3_load_40 | 27 | 0.0023318 | 0.00058441 | 0 | 0 |  | 1 | TRUE | wye
21 | LV_1301-21_0_3_load_21 | 28 | 0.0022495 | 0.00056378 | 0 | 0 |  | 1 | TRUE | wye
22 | LV_1301-21_0_3_load_38 | 29 | 0.0039141 | 0.00098096 | 0 | 0 |  | 1 | TRUE | wye
23 | LV_1301-21_0_3_load_19 | 30 | 0.0031164 | 0.00078103 | 0 | 0 |  | 1 | TRUE | wye
24 | LV_1301-21_0_3_load_20 | 31 | 0.0023667 | 0.00059315 | 0 | 0 |  | 1 | TRUE | wye
25 | LV_1301-21_0_3_load_87 | 32 | 0.0051125 | 0.0012813 | 0 | 0 |  | 1 | TRUE | wye
26 | LV_1301-21_0_3_load_86 | 33 | 0.001735 | 0.00043483 | 0 | 0 |  | 1 | TRUE | wye
27 | LV_1301-21_0_3_load_23 | 34 | 0.00885 | 0.002218 | 0 | 0 |  | 1 | TRUE | wye
28 | LV_1301-21_0_3_load_24 | 35 | 0.0055097 | 0.0013809 | 0 | 0 |  | 1 | TRUE | wye
29 | LV_1301-21_0_3_load_25 | 36 | 0.0035601 | 0.00089225 | 0 | 0 |  | 1 | TRUE | wye
30 | LV_1301-21_0_3_load_26 | 37 | 0.0055392 | 0.0013883 | 0 | 0 |  | 1 | TRUE | wye
31 | LV_1301-21_0_3_load_48 | 39 | 0.0009179 | 0.00023005 | 0 | 0 |  | 1 | TRUE | wye
32 | LV_1301-21_0_3_load_47 | 40 | 0.00096585 | 0.00024206 | 0 | 0 |  | 1 | TRUE | wye
33 | LV_1301-21_0_3_load_28 | 41 | 0.0010338 | 0.0002591 | 0 | 0 |  | 1 | TRUE | wye
34 | LV_1301-21_0_3_load_29 | 42 | 0.0012612 | 0.00031609 | 0 | 0 |  | 1 | TRUE | wye
35 | LV_1301-21_0_3_load_30 | 43 | 0.00081306 | 0.00020377 | 0 | 0 |  | 1 | TRUE | wye
36 | LV_1301-21_0_3_load_33 | 45 | 0.0012568 | 0.000315 | 0 | 0 |  | 1 | TRUE | wye
37 | LV_1301-21_0_3_load_79 | 46 | 0.0024514 | 0.00061438 | 0 | 0 |  | 1 | TRUE | wye
38 | LV_1301-21_0_3_load_53 | 47 | 0.00054998 | 0.00013784 | 0 | 0 |  | 1 | TRUE | wye
39 | LV_1301-21_0_3_load_108 | 48 | 0.0016767 | 0.00042022 | 0 | 0 |  | 1 | TRUE | wye
40 | LV_1301-21_0_3_load_54 | 49 | 0.00055156 | 0.00013824 | 0 | 0 |  | 1 | TRUE | wye
41 | LV_1301-21_0_3_load_34 | 50 | 0.00097224 | 0.00024367 | 0 | 0 |  | 1 | TRUE | wye
42 | LV_1301-21_0_3_load_35 | 51 | 0.0010055 | 0.00025201 | 0 | 0 |  | 1 | TRUE | wye
43 | LV_1301-21_0_3_load_36 | 52 | 0.0038174 | 0.00095672 | 0 | 0 |  | 1 | TRUE | wye
44 | LV_1301-21_0_3_load_37 | 53 | 0.0021795 | 0.00054624 | 0 | 0 |  | 1 | TRUE | wye
45 | LV_1301-21_0_3_load_39 | 54 | 0.00061774 | 0.00015482 | 0 | 0 |  | 1 | TRUE | wye
46 | LV_1301-21_0_3_load_41 | 55 | 0.0033674 | 0.00084396 | 0 | 0 |  | 1 | TRUE | wye
47 | LV_1301-21_0_3_load_42 | 56 | 0.0042711 | 0.0010704 | 0 | 0 |  | 1 | TRUE | wye
48 | LV_1301-21_0_3_load_43 | 57 | 0.0018773 | 0.00047049 | 0 | 0 |  | 1 | TRUE | wye
49 | LV_1301-21_0_3_load_45 | 59 | 0.0046738 | 0.0011714 | 0 | 0 |  | 1 | TRUE | wye
50 | LV_1301-21_0_3_load_46 | 60 | 0.0028417 | 0.00071219 | 0 | 0 |  | 1 | TRUE | wye
51 | LV_1301-21_0_3_load_52 | 62 | 0.0014187 | 0.00035555 | 0 | 0 |  | 1 | TRUE | wye
52 | LV_1301-21_0_3_load_60 | 64 | 0.0014174 | 0.00035524 | 0 | 0 |  | 1 | TRUE | wye
53 | LV_1301-21_0_3_load_65 | 66 | 0.00068536 | 0.00017177 | 0 | 0 |  | 1 | TRUE | wye
54 | LV_1301-21_0_3_load_66 | 67 | 0.0032096 | 0.0008044 | 0 | 0 |  | 1 | TRUE | wye
55 | LV_1301-21_0_3_load_59 | 68 | 0.00057374 | 0.00014379 | 0 | 0 |  | 1 | TRUE | wye
56 | LV_1301-21_0_3_load_55 | 71 | 0.0016602 | 0.00041609 | 0 | 0 |  | 1 | TRUE | wye
57 | LV_1301-21_0_3_load_81 | 72 | 0.0074286 | 0.0018618 | 0 | 0 |  | 1 | TRUE | wye
58 | LV_1301-21_0_3_load_76 | 73 | 0.0016351 | 0.00040978 | 0 | 0 |  | 1 | TRUE | wye
59 | LV_1301-21_0_3_load_88 | 74 | 0.00069173 | 0.00017336 | 0 | 0 |  | 1 | TRUE | wye
60 | LV_1301-21_0_3_load_61 | 75 | 0.00047689 | 0.00011952 | 0 | 0 |  | 1 | TRUE | wye
61 | LV_1301-21_0_3_load_62 | 76 | 0.00016502 | 4.1358e-05 | 0 | 0 |  | 1 | TRUE | wye
62 | LV_1301-21_0_3_load_89 | 80 | 0.0010776 | 0.00027008 | 0 | 0 |  | 1 | TRUE | wye
63 | LV_1301-21_0_3_load_68 | 82 | 0.00032203 | 8.0709e-05 | 0 | 0 |  | 1 | TRUE | wye
64 | LV_1301-21_0_3_load_69 | 83 | 6.5791e-05 | 1.6489e-05 | 0 | 0 |  | 1 | TRUE | wye
65 | LV_1301-21_0_3_load_70 | 84 | 7.152e-05 | 1.7925e-05 | 0 | 0 |  | 1 | TRUE | wye
66 | LV_1301-21_0_3_load_82 | 85 | 0.00014742 | 3.6948e-05 | 0 | 0 |  | 1 | TRUE | wye
67 | LV_1301-21_0_3_load_74 | 87 | 0.00060748 | 0.00015225 | 0 | 0 |  | 1 | TRUE | wye
68 | LV_1301-21_0_3_load_75 | 88 | 0.0030317 | 0.00075982 | 0 | 0 |  | 1 | TRUE | wye
69 | LV_1301-21_0_3_load_77 | 89 | 0.0052276 | 0.0013102 | 0 | 0 |  | 1 | TRUE | wye
70 | LV_1301-21_0_3_load_101 | 90 | 0.00035988 | 9.0193e-05 | 0 | 0 |  | 1 | TRUE | wye
71 | LV_1301-21_0_3_load_80 | 91 | 0.0053831 | 0.0013491 | 0 | 0 |  | 1 | TRUE | wye
72 | LV_1301-21_0_3_load_106 | 92 | 0.00065563 | 0.00016432 | 0 | 0 |  | 1 | TRUE | wye
73 | LV_1301-21_0_3_load_109 | 93 | 0.0032809 | 0.00082228 | 0 | 0 |  | 1 | TRUE | wye
74 | LV_1301-21_0_3_load_100 | 94 | 0.0018359 | 0.00046011 | 0 | 0 |  | 1 | TRUE | wye
75 | LV_1301-21_0_3_load_84 | 95 | 0.00054865 | 0.00013751 | 0 | 0 |  | 1 | TRUE | wye
76 | LV_1301-21_0_3_load_129 | 97 | 0.00021804 | 5.4646e-05 | 0 | 0 |  | 1 | TRUE | wye
77 | LV_1301-21_0_3_load_99 | 98 | 0.0006221 | 0.00015591 | 0 | 0 |  | 1 | TRUE | wye
78 | LV_1301-21_0_3_load_90 | 99 | 0.00051619 | 0.00012937 | 0 | 0 |  | 1 | TRUE | wye
79 | LV_1301-21_0_3_load_92 | 100 | 0.00053617 | 0.00013438 | 0 | 0 |  | 1 | TRUE | wye
80 | LV_1301-21_0_3_load_94 | 101 | 0.003116 | 0.00078095 | 0 | 0 |  | 1 | TRUE | wye
81 | LV_1301-21_0_3_load_95 | 102 | 0.00086183 | 0.00021599 | 0 | 0 |  | 1 | TRUE | wye
82 | LV_1301-21_0_3_load_128 | 103 | 0.0026543 | 0.00066522 | 0 | 0 |  | 1 | TRUE | wye
83 | LV_1301-21_0_3_load_96 | 104 | 0.0016377 | 0.00041044 | 0 | 0 |  | 1 | TRUE | wye
84 | LV_1301-21_0_3_load_97 | 105 | 0.00085495 | 0.00021427 | 0 | 0 |  | 1 | TRUE | wye
85 | LV_1301-21_0_3_load_98 | 106 | 0.0010561 | 0.00026468 | 0 | 0 |  | 1 | TRUE | wye
86 | LV_1301-21_0_3_load_127 | 107 | 0.00077638 | 0.00019458 | 0 | 0 |  | 1 | TRUE | wye
87 | LV_1301-21_0_3_load_104 | 109 | 0.00076649 | 0.0001921 | 0 | 0 |  | 1 | TRUE | wye
88 | LV_1301-21_0_3_load_102 | 110 | 0.0011671 | 0.0002925 | 0 | 0 |  | 1 | TRUE | wye
89 | LV_1301-21_0_3_load_107 | 113 | 0.0048183 | 0.0012076 | 0 | 0 |  | 1 | TRUE | wye
90 | LV_1301-21_0_3_load_122 | 114 | 0.0012009 | 0.00030099 | 0 | 0 |  | 1 | TRUE | wye
91 | LV_1301-21_0_3_load_113 | 115 | 0.001391 | 0.00034862 | 0 | 0 |  | 1 | TRUE | wye
92 | LV_1301-21_0_3_load_116 | 118 | 0.0036042 | 0.00090329 | 0 | 0 |  | 1 | TRUE | wye
93 | LV_1301-21_0_3_load_117 | 119 | 0.0028083 | 0.00070382 | 0 | 0 |  | 1 | TRUE | wye
94 | LV_1301-21_0_3_load_120 | 121 | 0.00093539 | 0.00023443 | 0 | 0 |  | 1 | TRUE | wye
95 | LV_1301-21_0_3_load_121 | 122 | 0.0015194 | 0.00038079 | 0 | 0 |  | 1 | TRUE | wye
96 | LV_1301-21_0_3_load_124 | 123 | 0.0016753 | 0.00041987 | 0 | 0 |  | 1 | TRUE | wye
97 | LV_1301-21_0_3_load_123 | 124 | 0.0003843 | 9.6315e-05 | 0 | 0 |  | 1 | TRUE | wye
98 | LV_1301-21_0_3_load_126 | 125 | 0.0004406 | 0.00011043 | 0 | 0 |  | 1 | TRUE | wye
99 | LV_1301-21_0_3_load_110 | 126 | 0.0013971 | 0.00035015 | 0 | 0 |  | 1 | TRUE | wye
100 | LV_1301-21_0_3_load_111 | 127 | 0.0030684 | 0.00076902 | 0 | 0 |  | 1 | TRUE | wye
101 | LV_1301-21_0_3_load_112 | 128 | 0.0024111 | 0.00060427 | 0 | 0 |  | 1 | TRUE | wye

## ext_grid
| name | bus | vm_pu | va_degree | slack_weight | in_service
0 |  | 17 | 1 | 0 | 1 | TRUE

## line
| name | std_type | from_bus | to_bus | length_km | r_ohm_per_km | x_ohm_per_km | c_nf_per_km | g_us_per_km | max_i_ka | df | parallel | type | in_service
0 | LV_1301-21_0_3_line_0 |  | 0 | 1 | 0.029196 | 0.125 | 0.08 | 261 | 0 | 0.364 | 1 | 1 | cs | TRUE
1 | LV_1301-21_0_3_line_1 |  | 0 | 2 | 0.027269 | 0.125 | 0.08 | 261 | 0 | 0.364 | 1 | 1 | cs | TRUE
2 | LV_1301-21_0_3_line_2 |  | 1 | 3 | 0.017317 | 0.125 | 0.08 | 261 | 0 | 0.364 | 1 | 1 | cs | TRUE
3 | LV_1301-21_0_3_line_3 |  | 2 | 4 | 0.018548 | 0.125 | 0.08 | 261 | 0 | 0.364 | 1 | 1 | cs | TRUE
4 | LV_1301-21_0_3_line_4 |  | 2 | 5 | 0.006198 | 0.125 | 0.08 | 261 | 0 | 0.364 | 1 | 1 | cs | TRUE
5 | LV_1301-21_0_3_line_5 |  | 3 | 6 | 0.010054 | 0.125 | 0.08 | 261 | 0 | 0.364 | 1 | 1 | cs | TRUE
6 | LV_1301-21_0_3_line_6 |  | 4 | 9 | 0.0031341 | 0.125 | 0.08 | 261 | 0 | 0.364 | 1 | 1 | cs | TRUE
7 | LV_1301-21_0_3_line_7 |  | 4 | 7 | 0.009123 | 0.125 | 0.08 | 261 | 0 | 0.364 | 1 | 1 | cs | TRUE
8 | LV_1301-21_0_3_line_8 |  | 5 | 10 | 0.041276 | 0.125 | 0.08 | 261 | 0 | 0.364 | 1 | 1 | cs | TRUE
9 | LV_1301-21_0_3_line_9 |  | 5 | 11 | 0.014753 | 0.125 | 0.08 | 261 | 0 | 0.364 | 1 | 1 | cs | TRUE
10 | LV_1301-21_0_3_line_10 |  | 6 | 12 | 0.0053299 | 0.125 | 0.08 | 261 | 0 | 0.364 | 1 | 1 | cs | TRUE
11 | LV_1301-21_0_3_line_11 |  | 7 | 8 | 0.002654 | 0.125 | 0.08 | 261 | 0 | 0.364 | 1 | 1 | cs | TRUE
12 | LV_1301-21_0_3_line_12 |  | 9 | 13 | 0.085014 | 0.125 | 0.08 | 261 | 0 | 0.364 | 1 | 2 | cs | TRUE
13 | LV_1301-21_0_3_line_13 |  | 11 | 14 | 0.016518 | 0.125 | 0.08 | 261 | 0 | 0.364 | 1 | 1 | cs | TRUE
14 | LV_1301-21_0_3_line_14 |  | 12 | 15 | 0.008401 | 0.125 | 0.08 | 261 | 0 | 0.364 | 1 | 1 | cs | TRUE
15 | LV_1301-21_0_3_line_15 |  | 13 | 16 | 0.013048 | 0.125 | 0.08 | 261 | 0 | 0.364 | 1 | 1 | cs | TRUE
16 | LV_1301-21_0_3_line_16 |  | 13 | 17 | 0.064045 | 0.125 | 0.08 | 261 | 0 | 0.364 | 1 | 2 | cs | TRUE
17 | LV_1301-21_0_3_line_17 |  | 14 | 18 | 0.021815 | 0.125 | 0.08 | 261 | 0 | 0.364 | 1 | 1 | cs | TRUE
18 | LV_1301-21_0_3_line_18 |  | 15 | 38 | 0.011446 | 0.125 | 0.08 | 261 | 0 | 0.364 | 1 | 1 | cs | TRUE
19 | LV_1301-21_0_3_line_19 |  | 16 | 72 | 0.027202 | 0.125 | 0.08 | 261 | 0 | 0.364 | 1 | 1 | cs | TRUE
20 | LV_1301-21_0_3_line_20 |  | 16 | 73 | 0.018018 | 0.125 | 0.08 | 261 | 0 | 0.364 | 1 | 1 | cs | TRUE
21 | LV_1301-21_0_3_line_21 |  | 17 | 71 | 0.082405 | 0.125 | 0.08 | 261 | 0 | 0.364 | 1 | 1 | cs | TRUE
22 | LV_1301-21_0_3_line_22 |  | 18 | 46 | 0.016921 | 0.125 | 0.08 | 261 | 0 | 0.364 | 1 | 1 | cs | TRUE
23 | LV_1301-21_0_3_line_23 |  | 18 | 44 | 0.15436 | 0.125 | 0.08 | 261 | 0 | 0.364 | 1 | 1 | cs | TRUE
24 | LV_1301-21_0_3_line_24 |  | 19 | 20 | 0.0018468 | 0.125 | 0.08 | 261 | 0 | 0.364 | 1 | 1 | cs | TRUE
25 | LV_1301-21_0_3_line_25 |  | 19 | 21 | 0.0043126 | 0.125 | 0.08 | 261 | 0 | 0.364 | 1 | 1 | cs | TRUE
26 | LV_1301-21_0_3_line_26 |  | 20 | 22 | 0.0012049 | 0.125 | 0.08 | 261 | 0 | 0.364 | 1 | 1 | cs | TRUE
27 | LV_1301-21_0_3_line_27 |  | 21 | 23 | 0.0054289 | 0.125 | 0.08 | 261 | 0 | 0.364 | 1 | 1 | cs | TRUE
28 | LV_1301-21_0_3_line_28 |  | 22 | 24 | 0.014714 | 0.125 | 0.08 | 261 | 0 | 0.364 | 1 | 1 | cs | TRUE
29 | LV_1301-21_0_3_line_29 |  | 23 | 25 | 0.0072034 | 0.125 | 0.08 | 261 | 0 | 0.364 | 1 | 1 | cs | TRUE
30 | LV_1301-21_0_3_line_30 |  | 24 | 26 | 0.011243 | 0.125 | 0.08 | 261 | 0 | 0.364 | 1 | 1 | cs | TRUE
31 | LV_1301-21_0_3_line_31 |  | 25 | 27 | 0.0010992 | 0.125 | 0.08 | 261 | 0 | 0.364 | 1 | 1 | cs | TRUE
32 | LV_1301-21_0_3_line_32 |  | 26 | 28 | 0.0049463 | 0.125 | 0.08 | 261 | 0 | 0.364 | 1 | 1 | cs | TRUE
33 | LV_1301-21_0_3_line_33 |  | 27 | 29 | 0.01427 | 0.125 | 0.08 | 261 | 0 | 0.364 | 1 | 1 | cs | TRUE
34 | LV_1301-21_0_3_line_34 |  | 28 | 31 | 0.00012198 | 0.125 | 0.08 | 261 | 0 | 0.364 | 1 | 1 | cs | TRUE
35 | LV_1301-21_0_3_line_35 |  | 29 | 52 | 0.00022599 | 0.125 | 0.08 | 261 | 0 | 0.364 | 1 | 1 | cs | TRUE
36 | LV_1301-21_0_3_line_36 |  | 30 | 31 | 0.0032315 | 0.125 | 0.08 | 261 | 0 | 0.364 | 1 | 1 | cs | TRUE
37 | LV_1301-21_0_3_line_37 |  | 30 | 32 | 0.24007 | 0.125 | 0.08 | 261 | 0 | 0.364 | 1 | 1 | cs | TRUE
38 | LV_1301-21_0_3_line_38 |  | 32 | 33 | 0.15809 | 0.125 | 0.08 | 261 | 0 | 0.364 | 1 | 1 | cs | TRUE
39 | LV_1301-21_0_3_line_39 |  | 33 | 82 | 0.3676 | 0.125 | 0.08 | 261 | 0 | 0.364 | 1 | 1 | cs | TRUE
40 | LV_1301-21_0_3_line_40 |  | 34 | 35 | 0.028325 | 0.125 | 0.08 | 261 | 0 | 0.364 | 1 | 1 | cs | TRUE
41 | LV_1301-21_0_3_line_41 |  | 34 | 36 | 0.01307 | 0.125 | 0.08 | 261 | 0 | 0.364 | 1 | 1 | cs | TRUE
42 | LV_1301-21_0_3_line_42 |  | 35 | 37 | 0.030164 | 0.125 | 0.08 | 261 | 0 | 0.364 | 1 | 1 | cs | TRUE
43 | LV_1301-21_0_3_line_43 |  | 37 | 38 | 0.01181 | 0.125 | 0.08 | 261 | 0 | 0.364 | 1 | 1 | cs | TRUE
44 | LV_1301-21_0_3_line_44 |  | 38 | 39 | 0.0088619 | 0.125 | 0.08 | 261 | 0 | 0.364 | 1 | 1 | cs | TRUE
45 | LV_1301-21_0_3_line_45 |  | 39 | 40 | 0.032042 | 0.125 | 0.08 | 261 | 0 | 0.364 | 1 | 1 | cs | TRUE
46 | LV_1301-21_0_3_line_46 |  | 40 | 54 | 0.0040796 | 0.125 | 0.08 | 261 | 0 | 0.364 | 1 | 1 | cs | TRUE
47 | LV_1301-21_0_3_line_47 |  | 41 | 42 | 0.034123 | 0.125 | 0.08 | 261 | 0 | 0.364 | 1 | 1 | cs | TRUE
48 | LV_1301-21_0_3_line_48 |  | 41 | 43 | 0.012041 | 0.125 | 0.08 | 261 | 0 | 0.364 | 1 | 1 | cs | TRUE
49 | LV_1301-21_0_3_line_49 |  | 43 | 44 | 0.080967 | 0.125 | 0.08 | 261 | 0 | 0.364 | 1 | 1 | cs | TRUE
50 | LV_1301-21_0_3_line_50 |  | 44 | 45 | 0.052491 | 0.125 | 0.08 | 261 | 0 | 0.364 | 1 | 1 | cs | TRUE
51 | LV_1301-21_0_3_line_51 |  | 45 | 47 | 0.16323 | 0.125 | 0.08 | 261 | 0 | 0.364 | 1 | 1 | cs | TRUE
52 | LV_1301-21_0_3_line_52 |  | 46 | 48 | 0.016956 | 0.125 | 0.08 | 261 | 0 | 0.364 | 1 | 1 | cs | TRUE
53 | LV_1301-21_0_3_line_53 |  | 47 | 49 | 0.14314 | 0.125 | 0.08 | 261 | 0 | 0.364 | 1 | 1 | cs | TRUE
54 | LV_1301-21_0_3_line_54 |  | 48 | 93 | 0.015158 | 0.125 | 0.08 | 261 | 0 | 0.364 | 1 | 1 | cs | TRUE
55 | LV_1301-21_0_3_line_55 |  | 50 | 51 | 0.00089996 | 0.125 | 0.08 | 261 | 0 | 0.364 | 1 | 1 | cs | TRUE
56 | LV_1301-21_0_3_line_56 |  | 50 | 52 | 0.012067 | 0.125 | 0.08 | 261 | 0 | 0.364 | 1 | 1 | cs | TRUE
57 | LV_1301-21_0_3_line_57 |  | 51 | 53 | 0.01552 | 0.125 | 0.08 | 261 | 0 | 0.364 | 1 | 1 | cs | TRUE
58 | LV_1301-21_0_3_line_58 |  | 53 | 54 | 0.00080195 | 0.125 | 0.08 | 261 | 0 | 0.364 | 1 | 1 | cs | TRUE
59 | LV_1301-21_0_3_line_59 |  | 55 | 56 | 0.0055964 | 0.125 | 0.08 | 261 | 0 | 0.364 | 1 | 1 | cs | TRUE
60 | LV_1301-21_0_3_line_60 |  | 55 | 57 | 0.026333 | 0.125 | 0.08 | 261 | 0 | 0.364 | 1 | 1 | cs | TRUE
61 | LV_1301-21_0_3_line_61 |  | 57 | 58 | 0.018127 | 0.125 | 0.08 | 261 | 0 | 0.364 | 1 | 1 | cs | TRUE
62 | LV_1301-21_0_3_line_62 |  | 58 | 59 | 0.02199 | 0.125 | 0.08 | 261 | 0 | 0.364 | 1 | 1 | cs | TRUE
63 | LV_1301-21_0_3_line_63 |  | 58 | 60 | 0.021873 | 0.125 | 0.08 | 261 | 0 | 0.364 | 1 | 1 | cs | TRUE
64 | LV_1301-21_0_3_line_64 |  | 59 | 61 | 0.018272 | 0.125 | 0.08 | 261 | 0 | 0.364 | 1 | 1 | cs | TRUE
65 | LV_1301-21_0_3_line_65 |  | 60 | 62 | 0.015026 | 0.125 | 0.08 | 261 | 0 | 0.364 | 1 | 1 | cs | TRUE
66 | LV_1301-21_0_3_line_66 |  | 61 | 63 | 0.090406 | 0.125 | 0.08 | 261 | 0 | 0.364 | 1 | 1 | cs | TRUE
67 | LV_1301-21_0_3_line_67 |  | 61 | 64 | 0.05652 | 0.125 | 0.08 | 261 | 0 | 0.364 | 1 | 1 | cs | TRUE
68 | LV_1301-21_0_3_line_68 |  | 62 | 65 | 0.045679 | 0.125 | 0.08 | 261 | 0 | 0.364 | 1 | 1 | cs | TRUE
69 | LV_1301-21_0_3_line_69 |  | 63 | 66 | 0.018646 | 0.125 | 0.08 | 261 | 0 | 0.364 | 1 | 1 | cs | TRUE
70 | LV_1301-21_0_3_line_70 |  | 63 | 67 | 0.041686 | 0.125 | 0.08 | 261 | 0 | 0.364 | 1 | 1 | cs | TRUE
71 | LV_1301-21_0_3_line_71 |  | 64 | 68 | 0.07781 | 0.125 | 0.08 | 261 | 0 | 0.364 | 1 | 1 | cs | TRUE
72 | LV_1301-21_0_3_line_72 |  | 65 | 69 | 0.008218 | 0.125 | 0.08 | 261 | 0 | 0.364 | 1 | 1 | cs | TRUE
73 | LV_1301-21_0_3_line_73 |  | 65 | 70 | 0.0161 | 0.125 | 0.08 | 261 | 0 | 0.364 | 1 | 1 | cs | TRUE
74 | LV_1301-21_0_3_line_74 |  | 68 | 75 | 0.081304 | 0.125 | 0.08 | 261 | 0 | 0.364 | 1 | 1 | cs | TRUE
75 | LV_1301-21_0_3_line_75 |  | 69 | 87 | 0.019141 | 0.125 | 0.08 | 261 | 0 | 0.364 | 1 | 1 | cs | TRUE
76 | LV_1301-21_0_3_line_76 |  | 69 | 88 | 0.020377 | 0.125 | 0.08 | 261 | 0 | 0.364 | 1 | 1 | cs | TRUE
77 | LV_1301-21_0_3_line_77 |  | 70 | 89 | 0.025124 | 0.125 | 0.08 | 261 | 0 | 0.364 | 1 | 1 | cs | TRUE
78 | LV_1301-21_0_3_line_78 |  | 70 | 73 | 0.020329 | 0.125 | 0.08 | 261 | 0 | 0.364 | 1 | 1 | cs | TRUE
79 | LV_1301-21_0_3_line_79 |  | 72 | 74 | 0.008429 | 0.125 | 0.08 | 261 | 0 | 0.364 | 1 | 1 | cs | TRUE
80 | LV_1301-21_0_3_line_80 |  | 74 | 94 | 0.0079659 | 0.125 | 0.08 | 261 | 0 | 0.364 | 1 | 1 | cs | TRUE
81 | LV_1301-21_0_3_line_81 |  | 75 | 76 | 0.012976 | 0.125 | 0.08 | 261 | 0 | 0.364 | 1 | 1 | cs | TRUE
82 | LV_1301-21_0_3_line_82 |  | 76 | 77 | 0.00036542 | 0.125 | 0.08 | 261 | 0 | 0.364 | 1 | 1 | cs | TRUE
83 | LV_1301-21_0_3_line_83 |  | 77 | 78 | 0.020863 | 0.125 | 0.08 | 261 | 0 | 0.364 | 1 | 1 | cs | TRUE
84 | LV_1301-21_0_3_line_84 |  | 78 | 79 | 0.1255 | 0.125 | 0.08 | 261 | 0 | 0.364 | 1 | 1 | cs | TRUE
85 | LV_1301-21_0_3_line_85 |  | 78 | 80 | 0.033117 | 0.125 | 0.08 | 261 | 0 | 0.364 | 1 | 1 | cs | TRUE
86 | LV_1301-21_0_3_line_86 |  | 79 | 102 | 0.06018 | 0.125 | 0.08 | 261 | 0 | 0.364 | 1 | 1 | cs | TRUE
87 | LV_1301-21_0_3_line_87 |  | 80 | 99 | 0.10894 | 0.125 | 0.08 | 261 | 0 | 0.364 | 1 | 1 | cs | TRUE
88 | LV_1301-21_0_3_line_88 |  | 81 | 82 | 0.047175 | 0.125 | 0.08 | 261 | 0 | 0.364 | 1 | 1 | cs | TRUE
89 | LV_1301-21_0_3_line_89 |  | 81 | 83 | 0.080878 | 0.125 | 0.08 | 261 | 0 | 0.364 | 1 | 1 | cs | TRUE
90 | LV_1301-21_0_3_line_90 |  | 83 | 84 | 0.15866 | 0.125 | 0.08 | 261 | 0 | 0.364 | 1 | 1 | cs | TRUE
91 | LV_1301-21_0_3_line_91 |  | 84 | 85 | 0.0046877 | 0.125 | 0.08 | 261 | 0 | 0.364 | 1 | 1 | cs | TRUE
92 | LV_1301-21_0_3_line_92 |  | 85 | 86 | 0.021959 | 0.125 | 0.08 | 261 | 0 | 0.364 | 1 | 1 | cs | TRUE
93 | LV_1301-21_0_3_line_93 |  | 86 | 95 | 0.028762 | 0.125 | 0.08 | 261 | 0 | 0.364 | 1 | 1 | cs | TRUE
94 | LV_1301-21_0_3_line_94 |  | 86 | 96 | 0.11052 | 0.125 | 0.08 | 261 | 0 | 0.364 | 1 | 1 | cs | TRUE
95 | LV_1301-21_0_3_line_95 |  | 87 | 90 | 0.016946 | 0.125 | 0.08 | 261 | 0 | 0.364 | 1 | 1 | cs | TRUE
96 | LV_1301-21_0_3_line_96 |  | 89 | 91 | 0.081896 | 0.125 | 0.08 | 261 | 0 | 0.364 | 1 | 1 | cs | TRUE
97 | LV_1301-21_0_3_line_97 |  | 90 | 92 | 0.021192 | 0.125 | 0.08 | 261 | 0 | 0.364 | 1 | 1 | cs | TRUE
98 | LV_1301-21_0_3_line_98 |  | 92 | 109 | 0.027506 | 0.125 | 0.08 | 261 | 0 | 0.364 | 1 | 1 | cs | TRUE
99 | LV_1301-21_0_3_line_99 |  | 93 | 126 | 0.0077225 | 0.125 | 0.08 | 261 | 0 | 0.364 | 1 | 1 | cs | TRUE
100 | LV_1301-21_0_3_line_100 |  | 94 | 98 | 0.008697 | 0.125 | 0.08 | 261 | 0 | 0.364 | 1 | 1 | cs | TRUE
101 | LV_1301-21_0_3_line_101 |  | 96 | 97 | 0.012453 | 0.125 | 0.08 | 261 | 0 | 0.364 | 1 | 1 | cs | TRUE
102 | LV_1301-21_0_3_line_102 |  | 98 | 106 | 0.04702 | 0.125 | 0.08 | 261 | 0 | 0.364 | 1 | 1 | cs | TRUE
103 | LV_1301-21_0_3_line_103 |  | 99 | 100 | 0.027588 | 0.125 | 0.08 | 261 | 0 | 0.364 | 1 | 1 | cs | TRUE
104 | LV_1301-21_0_3_line_104 |  | 100 | 101 | 0.025383 | 0.125 | 0.08 | 261 | 0 | 0.364 | 1 | 1 | cs | TRUE
105 | LV_1301-21_0_3_line_105 |  | 102 | 103 | 0.47837 | 0.125 | 0.08 | 261 | 0 | 0.364 | 1 | 1 | cs | TRUE
106 | LV_1301-21_0_3_line_106 |  | 104 | 105 | 0.0073328 | 0.125 | 0.08 | 261 | 0 | 0.364 | 1 | 1 | cs | TRUE
107 | LV_1301-21_0_3_line_107 |  | 105 | 106 | 0.016879 | 0.125 | 0.08 | 261 | 0 | 0.364 | 1 | 1 | cs | TRUE
108 | LV_1301-21_0_3_line_108 |  | 107 | 108 | 0.072576 | 0.125 | 0.08 | 261 | 0 | 0.364 | 1 | 1 | cs | TRUE
109 | LV_1301-21_0_3_line_109 |  | 108 | 125 | 0.025027 | 0.125 | 0.08 | 261 | 0 | 0.364 | 1 | 1 | cs | TRUE
110 | LV_1301-21_0_3_line_110 |  | 109 | 111 | 0.10072 | 0.125 | 0.08 | 261 | 0 | 0.364 | 1 | 1 | cs | TRUE
111 | LV_1301-21_0_3_line_111 |  | 110 | 111 | 0.026684 | 0.125 | 0.08 | 261 | 0 | 0.364 | 1 | 1 | cs | TRUE
112 | LV_1301-21_0_3_line_112 |  | 111 | 112 | 0.060502 | 0.125 | 0.08 | 261 | 0 | 0.364 | 1 | 1 | cs | TRUE
113 | LV_1301-21_0_3_line_113 |  | 112 | 113 | 0.019477 | 0.125 | 0.08 | 261 | 0 | 0.364 | 1 | 1 | cs | TRUE
114 | LV_1301-21_0_3_line_114 |  | 112 | 114 | 0.24132 | 0.125 | 0.08 | 261 | 0 | 0.364 | 1 | 1 | cs | TRUE
115 | LV_1301-21_0_3_line_115 |  | 114 | 120 | 0.043641 | 0.125 | 0.08 | 261 | 0 | 0.364 | 1 | 1 | cs | TRUE
116 | LV_1301-21_0_3_line_116 |  | 115 | 116 | 0.020778 | 0.125 | 0.08 | 261 | 0 | 0.364 | 1 | 1 | cs | TRUE
117 | LV_1301-21_0_3_line_117 |  | 115 | 117 | 0.13022 | 0.125 | 0.08 | 261 | 0 | 0.364 | 1 | 1 | cs | TRUE
118 | LV_1301-21_0_3_line_118 |  | 116 | 118 | 0.051031 | 0.125 | 0.08 | 261 | 0 | 0.364 | 1 | 1 | cs | TRUE
119 | LV_1301-21_0_3_line_119 |  | 116 | 119 | 0.010303 | 0.125 | 0.08 | 261 | 0 | 0.364 | 1 | 1 | cs | TRUE
120 | LV_1301-21_0_3_line_120 |  | 117 | 120 | 0.15564 | 0.125 | 0.08 | 261 | 0 | 0.364 | 1 | 1 | cs | TRUE
121 | LV_1301-21_0_3_line_121 |  | 118 | 121 | 0.0051274 | 0.125 | 0.08 | 261 | 0 | 0.364 | 1 | 1 | cs | TRUE
122 | LV_1301-21_0_3_line_122 |  | 119 | 122 | 0.038019 | 0.125 | 0.08 | 261 | 0 | 0.364 | 1 | 1 | cs | TRUE
123 | LV_1301-21_0_3_line_123 |  | 121 | 123 | 0.16418 | 0.125 | 0.08 | 261 | 0 | 0.364 | 1 | 1 | cs | TRUE
124 | LV_1301-21_0_3_line_124 |  | 123 | 125 | 0.34315 | 0.125 | 0.08 | 261 | 0 | 0.364 | 1 | 1 | cs | TRUE
125 | LV_1301-21_0_3_line_125 |  | 123 | 124 | 0.097206 | 0.125 | 0.08 | 261 | 0 | 0.364 | 1 | 1 | cs | TRUE
126 | LV_1301-21_0_3_line_126 |  | 126 | 127 | 0.012346 | 0.125 | 0.08 | 261 | 0 | 0.364 | 1 | 1 | cs | TRUE
127 | LV_1301-21_0_3_line_127 |  | 127 | 128 | 0.011454 | 0.125 | 0.08 | 261 | 0 | 0.364 | 1 | 1 | cs | TRUE

## trafo
| name | std_type | hv_bus | lv_bus | sn_mva | vn_hv_kv | vn_lv_kv | vk_percent | vkr_percent | pfe_kw | i0_percent | shift_degree | tap_side | tap_neutral | tap_min | tap_max | tap_step_percent | tap_step_degree | tap_pos | tap_phase_shifter | parallel | df | in_service
0 | LV_1301-21_0_3_trafo_56 | 0.63 MVA 20/0.4 kV | 129 | 17 | 0.63 | 20 | 0.4 | 6 | 1.206 | 1.65 | 0.2619 | 150 | hv | 0 | -2 | 2 | 2.5 | 0 | 0 | FALSE | 1 | 1 | TRUE

## line_geodata
| x0 | y0 | x1 | y1 | x2 | y2 | x3 | y3 | x4 | y4 | x5 | y5 | x6 | y6 | x7 | y7 | x8 | y8 | x9 | y9 | x10 | y10
0 | 2701789.5122 | 1224240.7161 | 2701788.248 | 1224234.8786 | 2701788.3958 | 1224226.2415 | 2701792.1122 | 1224219.1332 | 2701796.3972 | 1224214.1614
1 | 2701795.2836 | 1224267.3669 | 2701789.5122 | 1224240.7161
2 | 2701796.3972 | 1224214.1614 | 2701802.6895 | 1224206.8607 | 2701804.9311 | 1224199.5159
3 | 2701813.8525 | 1224268.4853 | 2701795.2836 | 1224267.3669
4 | 2701789.0748 | 1224267.6721 | 2701795.2836 | 1224267.3669
5 | 2701802.6024 | 1224189.8298 | 2701803.3846 | 1224191.0611 | 2701804.9311 | 1224199.5159 | 2701804.9311 | 1224199.5159
6 | 2701813.8525 | 1224268.4853 | 2701816.9358 | 1224269.0476
7 | 2701807.872 | 1224275.388 | 2701813.8525 | 1224268.4853
8 | 2701789.0748 | 1224267.6721 | 2701794.8661 | 1224284.6724 | 2701794.8334 | 1224295.4463 | 2701790.1319 | 1224307.0745
9 | 2701789.0748 | 1224267.6721 | 2701774.9043 | 1224271.7775
10 | 2701802.6024 | 1224189.8298 | 2701799.7444 | 1224185.331
11 | 2701807.872 | 1224275.388 | 2701809.5046 | 1224277.4841
12 | 2701898.8955 | 1224291.2125 | 2701870.1383 | 1224282.3138 | 2701839.3533 | 1224273.136 | 2701816.9358 | 1224269.0476
13 | 2701774.9043 | 1224271.7775 | 2701759.0391 | 1224276.374
14 | 2701799.7444 | 1224185.331 | 2701795.2396 | 1224178.2399
15 | 2701911.3958 | 1224295.0737 | 2701898.8955 | 1224291.2125
16 | 2701898.8955 | 1224291.2125 | 2701899.1297 | 1224277.5399 | 2701892.5893 | 1224279.0512 | 2701884.2361 | 1224280.1313 | 2701873.882 | 1224278.931 | 2701872.5017 | 1224276.2721 | 2701873.6272 | 1224254.486
17 | 2701738.0861 | 1224282.4445 | 2701759.0391 | 1224276.374
18 | 2701789.1019 | 1224168.5783 | 2701795.2396 | 1224178.2399
19 | 2701911.3958 | 1224295.0737 | 2701905.7473 | 1224321.683
20 | 2701911.3958 | 1224295.0737 | 2701929.1007 | 1224298.4179
21 | 2701879.4167 | 1224173.3102 | 2701880.7069 | 1224224.4971 | 2701875.6407 | 1224235.574 | 2701873.7156 | 1224252.7758 | 2701873.6272 | 1224254.486
22 | 2701738.0861 | 1224282.4445 | 2701743.5262 | 1224298.4674
23 | 2701591.8681 | 1224333.1509 | 2701608.3224 | 1224327.5277 | 2701738.0861 | 1224282.4445
24 | 2701801.1553 | 1224062.993 | 2701801.1944 | 1224061.1467
25 | 2701801.1553 | 1224062.993 | 2701801.0638 | 1224067.3046
26 | 2701801.1944 | 1224061.1467 | 2701801.22 | 1224059.942
27 | 2701800.6358 | 1224072.7135 | 2701801.0347 | 1224068.6765 | 2701801.0638 | 1224067.3046
28 | 2701801.532 | 1224045.2315 | 2701801.22 | 1224059.942
29 | 2701799.9274 | 1224079.882 | 2701800.6358 | 1224072.7135
30 | 2701801.7704 | 1224033.9906 | 2701801.532 | 1224045.2315
31 | 2701799.9274 | 1224079.882 | 2701799.8193 | 1224080.976
32 | 2701801.7704 | 1224033.9906 | 2701801.8753 | 1224029.0454
33 | 2701799.8193 | 1224080.976 | 2701798.4756 | 1224094.5738 | 2701798.4157 | 1224095.1771
34 | 2701801.8779 | 1224028.9235 | 2701801.8753 | 1224029.0454
35 | 2701798.4157 | 1224095.1771 | 2701798.3933 | 1224095.4019
36 | 2701801.9465 | 1224025.6927 | 2701801.8779 | 1224028.9235
37 | 2701801.9465 | 1224025.6927 | 2701634.8335 | 1223853.3369
38 | 2701503.3151 | 1223773.0979 | 2701511.1844 | 1223787.8012 | 2701542.7641 | 1223815.0261 | 2701634.8335 | 1223853.3369
39 | 2701203.0012 | 1223985.0862 | 2701503.3151 | 1223773.0979
40 | 2701753.5771 | 1224148.5952 | 2701741.3304 | 1224147.7355 | 2701726.1209 | 1224142.6163
41 | 2701713.0885 | 1224141.6233 | 2701726.1209 | 1224142.6163 | 2701726.1209 | 1224142.6163
42 | 2701753.5771 | 1224148.5952 | 2701756.6165 | 1224148.8086 | 2701764.4481 | 1224150.2991 | 2701771.9199 | 1224154.1964 | 2701779.3413 | 1224161.9289
43 | 2701789.1019 | 1224168.5783 | 2701779.3413 | 1224161.9289
44 | 2701789.1019 | 1224168.5783 | 2701788.6762 | 1224159.7267
45 | 2701793.5646 | 1224128.3447 | 2701788.2125 | 1224150.083 | 2701788.6762 | 1224159.7267
46 | 2701793.5646 | 1224128.3447 | 2701794.5399 | 1224124.3833
47 | 2701659.9387 | 1224383.0395 | 2701659.7876 | 1224383.7916 | 2701645.8061 | 1224405.8133 | 2701639.158 | 1224408.7575
48 | 2701660.5712 | 1224371.2698 | 2701661.5199 | 1224375.1705 | 2701659.9387 | 1224383.0395
49 | 2701591.8681 | 1224333.1509 | 2701652.6692 | 1224359.6637 | 2701659.217 | 1224365.7021 | 2701660.5712 | 1224371.2698
50 | 2701591.8681 | 1224333.1509 | 2701550.4342 | 1224300.9242
51 | 2701442.917 | 1224187.6274 | 2701442.917 | 1224187.6274 | 2701476.7629 | 1224209.4868 | 2701497.7569 | 1224220.0524 | 2701510.2176 | 1224240.4797 | 2701518.6313 | 1224268.2878 | 2701525.9903 | 1224281.9121 | 2701550.4342 | 1224300.9242
52 | 2701748.9773 | 1224314.5228 | 2701743.5262 | 1224298.4674
53 | 2701442.917 | 1224187.6274 | 2701302.1709 | 1224161.534
54 | 2701748.9773 | 1224314.5228 | 2701752.0714 | 1224323.6357 | 2701756.2873 | 1224327.2215
55 | 2701797.2011 | 1224107.4103 | 2701797.1122 | 1224108.3059
56 | 2701798.3933 | 1224095.4019 | 2701797.2011 | 1224107.4103
57 | 2701794.7317 | 1224123.6046 | 2701796.1755 | 1224117.7401 | 2701797.1122 | 1224108.3059
58 | 2701794.7317 | 1224123.6046 | 2701794.5399 | 1224124.3833
59 | 2702064.5543 | 1224268.5837 | 2702059.5459 | 1224266.0867
60 | 2702035.9796 | 1224254.3377 | 2702059.5459 | 1224266.0867
61 | 2702019.7568 | 1224246.2498 | 2702035.9796 | 1224254.3377
62 | 2702019.7568 | 1224246.2498 | 2702029.5715 | 1224226.5716
63 | 2702019.7568 | 1224246.2498 | 2702009.7658 | 1224265.7079
64 | 2702037.7268 | 1224210.2205 | 2702029.5715 | 1224226.5716
65 | 2702000.8825 | 1224277.7784 | 2702008.6077 | 1224267.9634 | 2702009.7658 | 1224265.7079
66 | 2702037.7268 | 1224210.2205 | 2702026.0308 | 1224204.5603 | 2702005.2152 | 1224169.9229 | 2701997.9509 | 1224133.5831
67 | 2702037.7268 | 1224210.2205 | 2702063.3733 | 1224159.8544
68 | 2701965.0814 | 1224304.3887 | 2701989.4894 | 1224292.2535 | 2702000.8825 | 1224277.7784
69 | 2701997.9509 | 1224133.5831 | 2701979.7163 | 1224137.7182
70 | 2701997.9509 | 1224133.5831 | 2701989.7781 | 1224092.7058
71 | 2702098.6804 | 1224090.5164 | 2702063.3733 | 1224159.8544
72 | 2701965.0814 | 1224304.3887 | 2701973.1441 | 1224306.0947
73 | 2701965.0814 | 1224304.3887 | 2701949.1384 | 1224301.836
74 | 2702098.6804 | 1224090.5164 | 2702126.0623 | 1224036.7424 | 2702135.7243 | 1224018.1423
75 | 2701973.1441 | 1224306.0947 | 2701991.8724 | 1224310.0491
76 | 2701973.1441 | 1224306.0947 | 2701969.4366 | 1224326.1312
77 | 2701949.1384 | 1224301.836 | 2701955.1523 | 1224284.582 | 2701957.4078 | 1224278.1124
78 | 2701949.1384 | 1224301.836 | 2701936.6441 | 1224299.8428 | 2701929.1007 | 1224298.4179
79 | 2701903.997 | 1224329.9283 | 2701905.7473 | 1224321.683
80 | 2701903.997 | 1224329.9283 | 2701903.4679 | 1224332.4207 | 2701902.0299 | 1224337.6443
81 | 2702135.7243 | 1224018.1423 | 2702141.7062 | 1224006.6269
82 | 2702141.7062 | 1224006.6269 | 2702141.8746 | 1224006.3027
83 | 2702150.3551 | 1223987.2343 | 2702141.8746 | 1224006.3027
84 | 2702150.3551 | 1223987.2343 | 2702163.3889 | 1223968.8891 | 2702170.5791 | 1223963.1305 | 2702179.6344 | 1223958.2935 | 2702190.3453 | 1223951.1166 | 2702199.0941 | 1223941.6043 | 2702222.5206 | 1223908.5825 | 2702232.6302 | 1223894.4792
85 | 2702150.3551 | 1223987.2343 | 2702124.4978 | 1223966.542
86 | 2702232.6302 | 1223894.4792 | 2702241.8149 | 1223901.0973 | 2702250.0827 | 1223910.7574 | 2702260.8826 | 1223926.6544 | 2702266.829 | 1223935.0182 | 2702272.1129 | 1223939.0772
87 | 2702124.4978 | 1223966.542 | 2702116.1348 | 1223959.8495 | 2702099.8131 | 1223953.2426 | 2702080.333 | 1223947.2709 | 2702043.6813 | 1223946.6421 | 2702020.8955 | 1223950.7768 | 2702020.5617 | 1223950.4987
88 | 2701182.656 | 1224027.2598 | 2701187.4791 | 1224011.6749 | 2701193.5197 | 1223998.9795 | 2701203.0012 | 1223985.0862
89 | 2701182.656 | 1224027.2598 | 2701169.5544 | 1224027.037 | 2701144.7858 | 1224025.6262 | 2701118.6245 | 1224022.2682 | 2701102.0978 | 1224020.8172
90 | 2701102.0978 | 1224020.8172 | 2701094.5958 | 1224020.1586 | 2701083.8865 | 1224020.6327 | 2701060.4368 | 1224023.7257 | 2701037.9996 | 1224027.492 | 2701024.5007 | 1224026.5511 | 2701014.0725 | 1224023.8722 | 2700992.2442 | 1224013.2164 | 2700970.8625 | 1224001.712 | 2700955.3902 | 1223991.0197 | 2700953.6581 | 1223989.4652
91 | 2700950.1693 | 1223986.3343 | 2700953.6581 | 1223989.4652
92 | 2700935.2795 | 1223970.3081 | 2700942.3319 | 1223979.3009 | 2700950.1693 | 1223986.3343
93 | 2700935.2795 | 1223970.3081 | 2700924.7281 | 1223979.8028 | 2700916.1237 | 1223991.5579
94 | 2700935.2795 | 1223970.3081 | 2700926.6013 | 1223959.2419 | 2700934.2917 | 1223954.3243 | 2700947.36 | 1223944.0051 | 2700962.5508 | 1223933.3105 | 2700975.4138 | 1223922.5764 | 2700986.8237 | 1223910.3278 | 2700989.2514 | 1223904.4758 | 2700981.3793 | 1223895.0688
95 | 2701991.8724 | 1224310.0491 | 2702008.453 | 1224313.5499
96 | 2701932.5067 | 1224216.8783 | 2701946.2316 | 1224223.1957 | 2701958.7706 | 1224227.458 | 2701962.5399 | 1224233.2045 | 2701965.6118 | 1224243.7981 | 2701965.2021 | 1224255.7554 | 2701957.4078 | 1224278.1124
97 | 2702029.1877 | 1224317.9279 | 2702008.453 | 1224313.5499
98 | 2702029.1877 | 1224317.9279 | 2702034.7594 | 1224319.1044 | 2702045.6779 | 1224320.5592 | 2702051.0459 | 1224320.6402 | 2702056.4736 | 1224320.596
99 | 2701756.2873 | 1224327.2215 | 2701756.2873 | 1224327.2215 | 2701758.8735 | 1224334.498
100 | 2701899.7215 | 1224346.0294 | 2701902.0299 | 1224337.6443
101 | 2700981.3793 | 1223895.0688 | 2700990.3136 | 1223886.3936
102 | 2701899.7215 | 1224346.0294 | 2701897.338 | 1224354.6875 | 2701893.9913 | 1224360.1342 | 2701891.0335 | 1224365.0093 | 2701880.9998 | 1224381.4162 | 2701877.3319 | 1224387.0387
103 | 2702012.67 | 1223927.4298 | 2702010.0275 | 1223933.0666 | 2702013.0068 | 1223944.2035 | 2702020.5617 | 1223950.4987
104 | 2702012.67 | 1223927.4298 | 2702017.7738 | 1223916.5428 | 2702025.5423 | 1223905.6742
105 | 2702272.1129 | 1223939.0772 | 2702631.3241 | 1224255.001
106 | 2701871.5351 | 1224409.3563 | 2701871.2241 | 1224402.0301
107 | 2701877.3319 | 1224387.0387 | 2701870.9998 | 1224396.7451 | 2701871.2241 | 1224402.0301
108 | 2702010.4411 | 1225102.4803 | 2702003.5975 | 1225106.6883 | 2701995.4445 | 1225107.6604 | 2701977.6308 | 1225105.9873 | 2701949.5553 | 1225106.6624 | 2701939.4211 | 1225108.791
109 | 2701990.2994 | 1225087.5465 | 2702010.4411 | 1225102.4803
110 | 2702078.9702 | 1224371.4226 | 2702104.3941 | 1224337.6563 | 2702102.1088 | 1224326.3199 | 2702088.3862 | 1224320.3358 | 2702056.4736 | 1224320.596
111 | 2702078.9702 | 1224371.4226 | 2702091.9356 | 1224372.9127 | 2702104.983 | 1224368.9595
112 | 2702103.5433 | 1224410.6392 | 2702097.2006 | 1224409.9188 | 2702079.0965 | 1224403.8372 | 2702072.3185 | 1224388.6989 | 2702078.9702 | 1224371.4226
113 | 2702119.1099 | 1224398.8755 | 2702103.5433 | 1224410.6392
114 | 2702103.5433 | 1224410.6392 | 2702231.2832 | 1224615.3807
115 | 2702231.2832 | 1224615.3807 | 2702255.0109 | 1224652.0483
116 | 2702213.8942 | 1224731.4556 | 2702217.194 | 1224727.4204 | 2702226.2339 | 1224722.9724 | 2702231.4086 | 1224724.808
117 | 2702356.3432 | 1224752.7967 | 2702349.9751 | 1224755.7783 | 2702319.1569 | 1224744.7404 | 2702267.938 | 1224737.7662 | 2702231.4086 | 1224724.808
118 | 2702213.8942 | 1224731.4556 | 2702203.1919 | 1224726.7351 | 2702184.806 | 1224722.5497 | 2702172.7005 | 1224714.3137 | 2702168.21 | 1224710.5862
119 | 2702213.8942 | 1224731.4556 | 2702213.6901 | 1224737.1563 | 2702215.1484 | 1224741.518
120 | 2702255.0109 | 1224652.0483 | 2702249.6129 | 1224653.2899 | 2702248.5011 | 1224659.2974 | 2702250.2809 | 1224666.4887 | 2702302.1715 | 1224712.0468 | 2702356.3432 | 1224752.7967
121 | 2702168.21 | 1224710.5862 | 2702164.2647 | 1224707.3113
122 | 2702227.7151 | 1224777.3967 | 2702220.0804 | 1224756.2688 | 2702215.1484 | 1224741.518
123 | 2702164.2647 | 1224707.3113 | 2702004.3895 | 1224744.6818
124 | 2702004.3895 | 1224744.6818 | 2701990.2994 | 1225087.5465
125 | 2702004.3895 | 1224744.6818 | 2701995.8957 | 1224731.9944 | 2701993.9233 | 1224710.8119 | 2701986.8828 | 1224688.4416 | 2701998.0701 | 1224652.9519 | 2701998.0701 | 1224652.9519
126 | 2701758.8735 | 1224334.498 | 2701763.008 | 1224346.1309
127 | 2701766.8439 | 1224356.9235 | 2701763.008 | 1224346.1309

## bus_geodata
| x | y | coords
0 | 2701789.5122 | 1224240.7161
1 | 2701796.3973 | 1224214.1614
2 | 2701795.2836 | 1224267.3669
3 | 2701804.9311 | 1224199.5159
4 | 2701813.8525 | 1224268.4853
5 | 2701789.0748 | 1224267.6721
6 | 2701802.6024 | 1224189.8298
7 | 2701807.872 | 1224275.388
8 | 2701809.5046 | 1224277.4841
9 | 2701816.9358 | 1224269.0476
10 | 2701790.1319 | 1224307.0745
11 | 2701774.9043 | 1224271.7775
12 | 2701799.7444 | 1224185.331
13 | 2701898.8955 | 1224291.2125
14 | 2701759.0391 | 1224276.374
15 | 2701795.2396 | 1224178.2399
16 | 2701911.3958 | 1224295.0737
17 | 2701873.6272 | 1224254.486
18 | 2701738.0861 | 1224282.4445
19 | 2701801.1553 | 1224062.993
20 | 2701801.1944 | 1224061.1467
21 | 2701801.0638 | 1224067.3046
22 | 2701801.22 | 1224059.942
23 | 2701800.6358 | 1224072.7135
24 | 2701801.532 | 1224045.2315
25 | 2701799.9274 | 1224079.882
26 | 2701801.7704 | 1224033.9906
27 | 2701799.8193 | 1224080.976
28 | 2701801.8753 | 1224029.0454
29 | 2701798.4157 | 1224095.1771
30 | 2701801.9465 | 1224025.6927
31 | 2701801.8779 | 1224028.9235
32 | 2701634.8335 | 1223853.3369
33 | 2701503.3151 | 1223773.0979
34 | 2701726.1209 | 1224142.6163
35 | 2701753.5771 | 1224148.5952
36 | 2701713.0885 | 1224141.6233
37 | 2701779.3413 | 1224161.9289
38 | 2701789.1019 | 1224168.5783
39 | 2701788.6762 | 1224159.7267
40 | 2701793.5646 | 1224128.3447
41 | 2701659.9387 | 1224383.0395
42 | 2701639.158 | 1224408.7575
43 | 2701660.5712 | 1224371.2698
44 | 2701591.8681 | 1224333.1509
45 | 2701550.4342 | 1224300.9242
46 | 2701743.5262 | 1224298.4674
47 | 2701442.917 | 1224187.6274
48 | 2701748.9773 | 1224314.5228
49 | 2701302.1709 | 1224161.534
50 | 2701797.2011 | 1224107.4103
51 | 2701797.1122 | 1224108.3059
52 | 2701798.3933 | 1224095.4019
53 | 2701794.7317 | 1224123.6046
54 | 2701794.5399 | 1224124.3833
55 | 2702059.5459 | 1224266.0867
56 | 2702064.5543 | 1224268.5837
57 | 2702035.9796 | 1224254.3377
58 | 2702019.7568 | 1224246.2498
59 | 2702029.5715 | 1224226.5716
60 | 2702009.7658 | 1224265.7079
61 | 2702037.7268 | 1224210.2205
62 | 2702000.8825 | 1224277.7784
63 | 2701997.9509 | 1224133.5831
64 | 2702063.3733 | 1224159.8544
65 | 2701965.0814 | 1224304.3887
66 | 2701979.7163 | 1224137.7182
67 | 2701989.7781 | 1224092.7058
68 | 2702098.6804 | 1224090.5164
69 | 2701973.1441 | 1224306.0947
70 | 2701949.1384 | 1224301.836
71 | 2701879.4167 | 1224173.3102
72 | 2701905.7473 | 1224321.683
73 | 2701929.1007 | 1224298.4179
74 | 2701903.997 | 1224329.9283
75 | 2702135.7243 | 1224018.1423
76 | 2702141.7062 | 1224006.6269
77 | 2702141.8746 | 1224006.3027
78 | 2702150.3551 | 1223987.2343
79 | 2702232.6302 | 1223894.4792
80 | 2702124.4978 | 1223966.542
81 | 2701182.656 | 1224027.2598
82 | 2701203.0012 | 1223985.0862
83 | 2701102.0978 | 1224020.8172
84 | 2700953.6581 | 1223989.4652
85 | 2700950.1693 | 1223986.3343
86 | 2700935.2795 | 1223970.3081
87 | 2701991.8724 | 1224310.0491
88 | 2701969.4366 | 1224326.1312
89 | 2701957.4078 | 1224278.1124
90 | 2702008.453 | 1224313.5499
91 | 2701932.5067 | 1224216.8783
92 | 2702029.1877 | 1224317.9279
93 | 2701756.2873 | 1224327.2215
94 | 2701902.0299 | 1224337.6443
95 | 2700916.1237 | 1223991.5579
96 | 2700981.3793 | 1223895.0688
97 | 2700990.3136 | 1223886.3936
98 | 2701899.7215 | 1224346.0294
99 | 2702020.5617 | 1223950.4987
100 | 2702012.67 | 1223927.4298
101 | 2702025.5423 | 1223905.6742
102 | 2702272.1129 | 1223939.0772
103 | 2702631.3241 | 1224255.001
104 | 2701871.5352 | 1224409.3563
105 | 2701871.2241 | 1224402.0301
106 | 2701877.3319 | 1224387.0387
107 | 2701939.4211 | 1225108.791
108 | 2702010.4411 | 1225102.4803
109 | 2702056.4736 | 1224320.596
110 | 2702104.983 | 1224368.9595
111 | 2702078.9702 | 1224371.4226
112 | 2702103.5433 | 1224410.6392
113 | 2702119.1099 | 1224398.8755
114 | 2702231.2832 | 1224615.3807
115 | 2702231.4086 | 1224724.808
116 | 2702213.8942 | 1224731.4556
117 | 2702356.3432 | 1224752.7967
118 | 2702168.21 | 1224710.5862
119 | 2702215.1484 | 1224741.518
120 | 2702255.0109 | 1224652.0483
121 | 2702164.2647 | 1224707.3113
122 | 2702227.7151 | 1224777.3967
123 | 2702004.3895 | 1224744.6818
124 | 2701998.0701 | 1224652.9519
125 | 2701990.2994 | 1225087.5465
126 | 2701758.8735 | 1224334.498
127 | 2701763.008 | 1224346.1309
128 | 2701766.8439 | 1224356.9235
129 | 2701898.8955 | 1224291.2125

## line_std_types
| c_nf_per_km | r_ohm_per_km | x_ohm_per_km | max_i_ka | type | q_mm2 | alpha | voltage_rating
NAYY 4x50 SE | 210 | 0.642 | 0.083 | 0.142 | cs | 50 | 0.00403 | LV
NAYY 4x120 SE | 264 | 0.225 | 0.08 | 0.242 | cs | 120 | 0.00403 | LV
NAYY 4x150 SE | 261 | 0.208 | 0.08 | 0.27 | cs | 150 | 0.00403 | LV
NA2XS2Y 1x95 RM/25 12/20 kV | 216 | 0.313 | 0.132 | 0.252 | cs | 95 | 0.00403 | MV
NA2XS2Y 1x185 RM/25 12/20 kV | 273 | 0.161 | 0.117 | 0.362 | cs | 185 | 0.00403 | MV
NA2XS2Y 1x240 RM/25 12/20 kV | 304 | 0.122 | 0.112 | 0.421 | cs | 240 | 0.00403 | MV
NA2XS2Y 1x95 RM/25 6/10 kV | 315 | 0.313 | 0.123 | 0.249 | cs | 95 | 0.00403 | MV
NA2XS2Y 1x185 RM/25 6/10 kV | 406 | 0.161 | 0.11 | 0.358 | cs | 185 | 0.00403 | MV
NA2XS2Y 1x240 RM/25 6/10 kV | 456 | 0.122 | 0.105 | 0.416 | cs | 240 | 0.00403 | MV
NA2XS2Y 1x150 RM/25 12/20 kV | 250 | 0.206 | 0.116 | 0.319 | cs | 150 | 0.00403 | MV
NA2XS2Y 1x120 RM/25 12/20 kV | 230 | 0.253 | 0.119 | 0.283 | cs | 120 | 0.00403 | MV
NA2XS2Y 1x70 RM/25 12/20 kV | 190 | 0.443 | 0.132 | 0.22 | cs | 70 | 0.00403 | MV
NA2XS2Y 1x150 RM/25 6/10 kV | 360 | 0.206 | 0.11 | 0.315 | cs | 150 | 0.00403 | MV
NA2XS2Y 1x120 RM/25 6/10 kV | 340 | 0.253 | 0.113 | 0.28 | cs | 120 | 0.00403 | MV
NA2XS2Y 1x70 RM/25 6/10 kV | 280 | 0.443 | 0.123 | 0.217 | cs | 70 | 0.00403 | MV
N2XS(FL)2Y 1x120 RM/35 64/110 kV | 112 | 0.153 | 0.166 | 0.366 | cs | 120 | 0.00393 | HV
N2XS(FL)2Y 1x185 RM/35 64/110 kV | 125 | 0.099 | 0.156 | 0.457 | cs | 185 | 0.00393 | HV
N2XS(FL)2Y 1x240 RM/35 64/110 kV | 135 | 0.075 | 0.149 | 0.526 | cs | 240 | 0.00393 | HV
N2XS(FL)2Y 1x300 RM/35 64/110 kV | 144 | 0.06 | 0.144 | 0.588 | cs | 300 | 0.00393 | HV
15-AL1/3-ST1A 0.4 | 11 | 1.8769 | 0.35 | 0.105 | ol | 16 | 0.00403 | LV
24-AL1/4-ST1A 0.4 | 11.25 | 1.2012 | 0.335 | 0.14 | ol | 24 | 0.00403 | LV
48-AL1/8-ST1A 0.4 | 12.2 | 0.5939 | 0.3 | 0.21 | ol | 48 | 0.00403 | LV
94-AL1/15-ST1A 0.4 | 13.2 | 0.306 | 0.29 | 0.35 | ol | 94 | 0.00403 | LV
34-AL1/6-ST1A 10.0 | 9.7 | 0.8342 | 0.36 | 0.17 | ol | 34 | 0.00403 | MV
48-AL1/8-ST1A 10.0 | 10.1 | 0.5939 | 0.35 | 0.21 | ol | 48 | 0.00403 | MV
70-AL1/11-ST1A 10.0 | 10.4 | 0.4132 | 0.339 | 0.29 | ol | 70 | 0.00403 | MV
94-AL1/15-ST1A 10.0 | 10.75 | 0.306 | 0.33 | 0.35 | ol | 94 | 0.00403 | MV
122-AL1/20-ST1A 10.0 | 11.1 | 0.2376 | 0.323 | 0.41 | ol | 122 | 0.00403 | MV
149-AL1/24-ST1A 10.0 | 11.25 | 0.194 | 0.315 | 0.47 | ol | 149 | 0.00403 | MV
34-AL1/6-ST1A 20.0 | 9.15 | 0.8342 | 0.382 | 0.17 | ol | 34 | 0.00403 | MV
48-AL1/8-ST1A 20.0 | 9.5 | 0.5939 | 0.372 | 0.21 | ol | 48 | 0.00403 | MV
70-AL1/11-ST1A 20.0 | 9.7 | 0.4132 | 0.36 | 0.29 | ol | 70 | 0.00403 | MV
94-AL1/15-ST1A 20.0 | 10 | 0.306 | 0.35 | 0.35 | ol | 94 | 0.00403 | MV
122-AL1/20-ST1A 20.0 | 10.3 | 0.2376 | 0.344 | 0.41 | ol | 122 | 0.00403 | MV
149-AL1/24-ST1A 20.0 | 10.5 | 0.194 | 0.337 | 0.47 | ol | 149 | 0.00403 | MV
184-AL1/30-ST1A 20.0 | 10.75 | 0.1571 | 0.33 | 0.535 | ol | 184 | 0.00403 | MV
243-AL1/39-ST1A 20.0 | 11 | 0.1188 | 0.32 | 0.645 | ol | 243 | 0.00403 | MV
48-AL1/8-ST1A 110.0 | 8 | 0.5939 | 0.46 | 0.21 | ol | 48 | 0.00403 | HV
70-AL1/11-ST1A 110.0 | 8.4 | 0.4132 | 0.45 | 0.29 | ol | 70 | 0.00403 | HV
94-AL1/15-ST1A 110.0 | 8.65 | 0.306 | 0.44 | 0.35 | ol | 94 | 0.00403 | HV
122-AL1/20-ST1A 110.0 | 8.5 | 0.2376 | 0.43 | 0.41 | ol | 122 | 0.00403 | HV
149-AL1/24-ST1A 110.0 | 8.75 | 0.194 | 0.41 | 0.47 | ol | 149 | 0.00403 | HV
184-AL1/30-ST1A 110.0 | 8.8 | 0.1571 | 0.4 | 0.535 | ol | 184 | 0.00403 | HV
243-AL1/39-ST1A 110.0 | 9 | 0.1188 | 0.39 | 0.645 | ol | 243 | 0.00403 | HV
305-AL1/39-ST1A 110.0 | 9.2 | 0.0949 | 0.38 | 0.74 | ol | 305 | 0.00403 | HV
490-AL1/64-ST1A 110.0 | 9.75 | 0.059 | 0.37 | 0.96 | ol | 490 | 0.00403 | HV
679-AL1/86-ST1A 110.0 | 9.95 | 0.042 | 0.36 | 1.15 | ol | 679 | 0.00403 | HV
490-AL1/64-ST1A 220.0 | 10 | 0.059 | 0.285 | 0.96 | ol | 490 | 0.00403 | HV
679-AL1/86-ST1A 220.0 | 11.7 | 0.042 | 0.275 | 1.15 | ol | 679 | 0.00403 | HV
490-AL1/64-ST1A 380.0 | 11 | 0.059 | 0.253 | 0.96 | ol | 490 | 0.00403 | HV
679-AL1/86-ST1A 380.0 | 14.6 | 0.042 | 0.25 | 1.15 | ol | 679 | 0.00403 | HV

## trafo_std_types
| i0_percent | pfe_kw | vkr_percent | sn_mva | vn_lv_kv | vn_hv_kv | vk_percent | shift_degree | vector_group | tap_side | tap_neutral | tap_min | tap_max | tap_step_degree | tap_step_percent | tap_phase_shifter
160 MVA 380/110 kV | 0.06 | 60 | 0.25 | 160 | 110 | 380 | 12.2 | 0 | Yy0 | hv | 0 | -9 | 9 | 0 | 1.5 | FALSE
100 MVA 220/110 kV | 0.06 | 55 | 0.26 | 100 | 110 | 220 | 12 | 0 | Yy0 | hv | 0 | -9 | 9 | 0 | 1.5 | FALSE
63 MVA 110/20 kV | 0.04 | 22 | 0.32 | 63 | 20 | 110 | 18 | 150 | YNd5 | hv | 0 | -9 | 9 | 0 | 1.5 | FALSE
40 MVA 110/20 kV | 0.05 | 18 | 0.34 | 40 | 20 | 110 | 16.2 | 150 | YNd5 | hv | 0 | -9 | 9 | 0 | 1.5 | FALSE
25 MVA 110/20 kV | 0.07 | 14 | 0.41 | 25 | 20 | 110 | 12 | 150 | YNd5 | hv | 0 | -9 | 9 | 0 | 1.5 | FALSE
63 MVA 110/10 kV | 0.04 | 22 | 0.32 | 63 | 10 | 110 | 18 | 150 | YNd5 | hv | 0 | -9 | 9 | 0 | 1.5 | FALSE
40 MVA 110/10 kV | 0.05 | 18 | 0.34 | 40 | 10 | 110 | 16.2 | 150 | YNd5 | hv | 0 | -9 | 9 | 0 | 1.5 | FALSE
25 MVA 110/10 kV | 0.07 | 14 | 0.41 | 25 | 10 | 110 | 12 | 150 | YNd5 | hv | 0 | -9 | 9 | 0 | 1.5 | FALSE
0.25 MVA 20/0.4 kV | 0.32 | 0.8 | 1.44 | 0.25 | 0.4 | 20 | 6 | 150 | Yzn5 | hv | 0 | -2 | 2 | 0 | 2.5 | FALSE
0.4 MVA 20/0.4 kV | 0.3375 | 1.35 | 1.425 | 0.4 | 0.4 | 20 | 6 | 150 | Dyn5 | hv | 0 | -2 | 2 | 0 | 2.5 | FALSE
0.63 MVA 20/0.4 kV | 0.2619 | 1.65 | 1.206 | 0.63 | 0.4 | 20 | 6 | 150 | Dyn5 | hv | 0 | -2 | 2 | 0 | 2.5 | FALSE
0.25 MVA 10/0.4 kV | 0.24 | 0.6 | 1.2 | 0.25 | 0.4 | 10 | 4 | 150 | Dyn5 | hv | 0 | -2 | 2 | 0 | 2.5 | FALSE
0.4 MVA 10/0.4 kV | 0.2375 | 0.95 | 1.325 | 0.4 | 0.4 | 10 | 4 | 150 | Dyn5 | hv | 0 | -2 | 2 | 0 | 2.5 | FALSE
0.63 MVA 10/0.4 kV | 0.1873 | 1.18 | 1.0794 | 0.63 | 0.4 | 10 | 4 | 150 | Dyn5 | hv | 0 | -2 | 2 | 0 | 2.5 | FALSE

## trafo3w_std_types
| sn_hv_mva | sn_mv_mva | sn_lv_mva | vn_hv_kv | vn_mv_kv | vn_lv_kv | vk_hv_percent | vk_mv_percent | vk_lv_percent | vkr_hv_percent | vkr_mv_percent | vkr_lv_percent | pfe_kw | i0_percent | shift_mv_degree | shift_lv_degree | vector_group | tap_side | tap_neutral | tap_min | tap_max | tap_step_percent
63/25/38 MVA 110/20/10 kV | 63 | 25 | 38 | 110 | 20 | 10 | 10.4 | 10.4 | 10.4 | 0.28 | 0.32 | 0.35 | 35 | 0.89 | 0 | 0 | YN0yn0yn0 | hv | 0 | -10 | 10 | 1.2
63/25/38 MVA 110/10/10 kV | 63 | 25 | 38 | 110 | 10 | 10 | 10.4 | 10.4 | 10.4 | 0.28 | 0.32 | 0.35 | 35 | 0.89 | 0 | 0 | YN0yn0yn0 | hv | 0 | -10 | 10 | 1.2

## fuse_std_types
| fuse_type | i_rated_a | t_avg | t_min | t_total | x_avg | x_min | x_total
HV 100A | HV 100A | 100 | 0 | [10.0, 3.64, 0.854, 0.281, 0.1, 0.0531, 0.022, 0.01] | [10.0, 4.267, 1.21, 0.403, 0.1, 0.058, 0.022, 0.01] | 0 | [300.0, 350.0, 450.0, 550.0, 700.0, 850.0, 1200.0, 1752.0] | [600.0, 700.0, 900.0, 1150.0, 1665.0, 2000.0, 3000.0, 4313.0]
HV 10A | HV 10A | 10 | 0 | [10.0, 1675.0, 0.344, 0.156, 0.1, 0.0417, 0.0171, 0.01] | [10.0, 1.3, 0.3, 0.155, 0.1, 0.0555, 0.023, 0.01] | 0 | [30.0, 32.0, 35.0, 37.0, 39.0, 50.0, 70.0, 88.0] | [60.0, 70.0, 80.0, 87.0, 94.0, 110.0, 150.0, 216.0]
HV 125A | HV 125A | 125 | 0 | [10.0, 1.82, 0.344, 0.1, 0.0467, 0.0269, 0.01] | [10.0, 2.478, 0.426, 0.1, 0.0427, 0.0211, 0.01] | 0 | [375.0, 500.0, 700.0, 925.0, 1200.0, 1500.0, 2341.0] | [750.0, 1000.0, 1500.0, 2200.0, 3000.0, 4000.0, 5765.0]
HV 160A | HV 160A | 160 | 0 | [10.0, 4.15, 1.03, 0.198, 0.1, 0.051, 0.0172, 0.01] | [10.0, 2.3, 0.734, 0.274, 0.1, 0.046, 0.0177, 0.01] | 0 | [480.0, 550.0, 700.0, 1000.0, 1260.0, 1600.0, 2500.0, 3227.0] | [960.0, 1300.0, 1700.0, 2200.0, 2996.0, 4000.0, 6000.0, 7946.0]
HV 16A | HV 16A | 16 | 0 | [10.0, 0.352, 0.164, 0.1, 0.0649, 0.0342, 0.01] | [10.0, 2.34, 0.722, 0.181, 0.1, 0.055, 0.0296, 0.01] | 0 | [48.0, 60.0, 65.0, 71.0, 80.0, 100.0, 162.0] | [96.0, 110.0, 125.0, 150.0, 168.0, 200.0, 250.0, 398.0]
HV 200A | HV 200A | 200 | 0 | [10.0, 4.267, 1.21, 0.403, 0.1, 0.058, 0.022, 0.01] | [10.0, 3.73, 1.654, 0.328, 0.1, 0.0531, 0.019, 0.01] | 0 | [600.0, 700.0, 900.0, 1150.0, 1665.0, 2000.0, 3000.0, 4313.0] | [1200.0, 1500.0, 1800.0, 2700.0, 3960.0, 5000.0, 7500.0, 10620.0]
HV 20A | HV 20A | 20 | 0 | [10.0, 1.3, 0.3, 0.155, 0.1, 0.0555, 0.023, 0.01] | [10.0, 1.3, 0.161, 0.1, 0.0611, 0.0399, 0.0141, 0.01] | 0 | [60.0, 70.0, 80.0, 87.0, 94.0, 110.0, 150.0, 216.0] | [120.0, 150.0, 200.0, 223.0, 260.0, 300.0, 450.0, 532.0]
HV 25A | HV 25A | 25 | 0 | [10.0, 2.512, 0.833, 0.299, 0.1, 0.0372, 0.0223, 0.01] | [10.0, 3.125, 0.597, 0.198, 0.1, 0.0378, 0.022, 0.01] | 0 | [75.0, 82.0, 90.0, 100.0, 124.0, 170.0, 200.0, 289.0] | [150.0, 170.0, 210.0, 250.0, 294.0, 400.0, 500.0, 711.0]
HV 31.5A | HV 31.5A | 31.5 | 0 | [10.0, 2.34, 0.722, 0.181, 0.1, 0.055, 0.0296, 0.01] | [10.0, 2.84, 0.368, 0.164, 0.1, 0.0621, 0.0378, 0.0195, 0.01] | 0 | [95.0, 110.0, 125.0, 150.0, 165.0, 200.0, 250.0, 390.0] | [189.0, 220.0, 300.0, 350.0, 393.0, 450.0, 530.0, 700.0, 960.0]
HV 40A | HV 40A | 40 | 0 | [10.0, 1.3, 0.161, 0.1, 0.0611, 0.0399, 0.0141, 0.01] | [10.0, 2.05, 0.369, 0.198, 0.1, 0.051, 0.0298, 0.01] | 0 | [120.0, 150.0, 200.0, 223.0, 260.0, 300.0, 450.0, 532.0] | [240.0, 300.0, 400.0, 450.0, 530.0, 650.0, 800.0, 1311.0]
HV 50A | HV 50A | 50 | 0 | [10.0, 3.215, 0.597, 0.198, 0.1, 0.0378, 0.022, 0.01] | [10.0, 3.64, 0.854, 0.281, 0.1, 0.0531, 0.022, 0.01] | 0 | [150.0, 170.0, 210.0, 250.0, 294.0, 400.0, 500.0, 711.0] | [300.0, 350.0, 450.0, 550.0, 700.0, 850.0, 1200.0, 1752.0]
HV 6.3A | HV 6.3A | 6.3 | 0 | [10.0, 1.39, 0.344, 0.168, 0.1, 0.056, 0.0263, 0.01] | [10.0, 1.711, 0.516, 0.198, 0.1, 0.0634, 0.0303, 0.01] | 0 | [19.0, 19.5, 20.4, 20.8, 22.0, 25.0, 32.0, 48.0] | [38.0, 40.0, 43.0, 48.0, 53.0, 60.0, 75.0, 118.0]
HV 63A | HV 63A | 63 | 0 | [10.0, 2.84, 0.368, 0.164, 0.1, 0.0621, 0.0378, 0.0195, 0.01] | [10.0, 1.82, 0.344, 0.1, 0.0467, 0.0269, 0.01] | 0 | [189.0, 220.0, 300.0, 350.0, 393.0, 450.0, 530.0, 700.0, 961.0] | [378.0, 500.0, 700.0, 934.0, 1200.0, 1500.0, 2366.0]
HV 80A | HV 80A | 80 | 0 | [10.0, 2.05, 0.369, 0.198, 0.1, 0.051, 0.0298, 0.01] | [10.0, 4.15, 1.03, 0.198, 0.1, 0.051, 0.0172, 0.01] | 0 | [240.0, 300.0, 400.0, 450.0, 530.0, 650.0, 800.0, 1311.0] | [480.0, 550.0, 700.0, 1000.0, 1260.0, 1600.0, 2500.0, 3227.0]
Siemens NH-1-100 | Siemens NH-1-100 | 100 | [5400.0, 2000.0, 400.0, 20.0, 1.0, 0.2, 0.012, 0.004] | 0 | 0 | [150.0, 190.0, 250.0, 430.0, 900.0, 1250.0, 2700.0, 3600.0] | 0 | 0
Siemens NH-1-125 | Siemens NH-1-125 | 125 | [4800.0, 120.0, 7.0, 0.1, 0.004] | 0 | 0 | [180.0, 400.0, 740.0, 2000.0, 4250.0] | 0 | 0
Siemens NH-1-16 | Siemens NH-1-16 | 16 | [4000.0, 400.0, 2.0, 0.1, 0.04, 0.01] | 0 | 0 | [26.0, 35.0, 75.0, 150.0, 200.0, 300.0] | 0 | 0
Siemens NH-1-160 | Siemens NH-1-160 | 160 | [4800.0, 120.0, 7.0, 0.1, 0.004] | 0 | 0 | [210.0, 500.0, 900.0, 2300.0, 5000.0] | 0 | 0
Siemens NH-1-25 | Siemens NH-1-25 | 25 | [4000.0, 1000.0, 10.0, 0.2, 0.02, 0.01] | 0 | 0 | [40.0, 50.0, 100.0, 210.0, 400.0, 500.0] | 0 | 0
Siemens NH-1-50 | Siemens NH-1-50 | 50 | [4000.0, 40.0, 4.0, 1.0, 0.02, 0.01] | 0 | 0 | [86.0, 200.0, 300.0, 400.0, 1000.0, 1280.0] | 0 | 0
Siemens NH-1-63 | Siemens NH-1-63 | 63 | [4000.0, 100.0, 10.0, 2.0, 0.04, 0.01] | 0 | 0 | [100.0, 200.0, 300.0, 400.0, 1000.0, 1500.0] | 0 | 0
Siemens NH-1-80 | Siemens NH-1-80 | 80 | [4800.0, 120.0, 7.0, 0.1, 0.01] | 0 | 0 | [150.58, 250.0, 450.0, 1150.0, 2470.0] | 0 | 0
Siemens NH-2-1000 | Siemens NH-2-1000 | 1000 | [4800.0, 120.0, 7.0, 0.1, 0.004] | 0 | 0 | [1900.0, 3500.0, 8400.0, 24000.0, 52000.0] | 0 | 0
Siemens NH-2-200 | Siemens NH-2-200 | 200 | [4800.0, 120.0, 7.0, 0.1, 0.004] | 0 | 0 | [280.0, 650.0, 1200.0, 3000.0, 7000.0] | 0 | 0
Siemens NH-2-224 | Siemens NH-2-224 | 224 | [4800.0, 120.0, 7.0, 0.2, 0.04, 0.004] | 0 | 0 | [400.0, 750.0, 1453.0, 3025.0, 4315.0, 7600.0] | 0 | 0
Siemens NH-2-250 | Siemens NH-2-250 | 250 | [4800.0, 120.0, 7.0, 0.1, 0.004] | 0 | 0 | [450.0, 800.0, 1650.0, 4000.0, 8500.0] | 0 | 0
Siemens NH-2-315 | Siemens NH-2-315 | 315 | [4800.0, 120.0, 7.0, 0.1, 0.004] | 0 | 0 | [550.0, 920.0, 1900.0, 5000.0, 11000.0] | 0 | 0
Siemens NH-2-355 | Siemens NH-2-355 | 355 | [4800.0, 120.0, 6.0, 0.1, 0.004] | 0 | 0 | [650.0, 1116.27, 2350.0, 5840.0, 12790.0] | 0 | 0
Siemens NH-2-400 | Siemens NH-2-400 | 400 | [4800.0, 120.0, 7.0, 0.1, 0.004] | 0 | 0 | [720.0, 1350.0, 2800.0, 6500.0, 15000.0] | 0 | 0
Siemens NH-2-425 | Siemens NH-2-425 | 425 | [4800.0, 120.0, 7.0, 0.1, 0.004] | 0 | 0 | [850.0, 1500.0, 3050.0, 7500.0, 16500.0] | 0 | 0
Siemens NH-2-630 | Siemens NH-2-630 | 630 | [4800.0, 120.0, 7.0, 0.1, 0.004] | 0 | 0 | [1200.0, 2000.0, 4800.0, 12000.0, 26000.0] | 0 | 0

## res_bus
| vm_pu | va_degree | p_mw | q_mvar
0 | 0.98519 | -0.28286 | 0.0030532 | 0.00076522
1 | 0.98293 | -0.32677 | 0.00091621 | 0.00022962
2 | 0.98739 | -0.24054 | 0 | 0
3 | 0.9816 | -0.35262 | 0.00060923 | 0.00015269
4 | 0.9893 | -0.20382 | 0 | 0
5 | 0.98725 | -0.24324 | 0 | 0
6 | 0.98083 | -0.36755 | 0.00081497 | 0.00020425
7 | 0.98929 | -0.20397 | 0 | 0
8 | 0.98929 | -0.20401 | 0.00088703 | 0.00022231
9 | 0.98962 | -0.19758 | 0.0015767 | 0.00039515
10 | 0.98717 | -0.24482 | 0.0021486 | 0.00053849
11 | 0.98695 | -0.24909 | 0.00073674 | 0.00018464
12 | 0.98043 | -0.3754 | 0.0033089 | 0.00082928
13 | 0.99409 | -0.11217 | 0 | 0
14 | 0.98662 | -0.25543 | 0.0016689 | 0.00041827
15 | 0.97982 | -0.38727 | 0.0011054 | 0.00027705
16 | 0.99305 | -0.13207 | 0 | 0
17 | 1 | 0 | -0.20627 | -0.052518
18 | 0.98623 | -0.26316 | 0 | 0
19 | 0.97444 | -0.49299 | 0.0031181 | 0.00078146
20 | 0.97439 | -0.49385 | 0.0023511 | 0.00058924
21 | 0.97455 | -0.49073 | 0.0028758 | 0.00072075
22 | 0.97437 | -0.49436 | 0.002154 | 0.00053985
23 | 0.97471 | -0.4876 | 0.0029615 | 0.00074223
24 | 0.97408 | -0.50002 | 0.0025475 | 0.00063846
25 | 0.97494 | -0.48305 | 0.002204 | 0.00055237
26 | 0.97389 | -0.50383 | 0.0024097 | 0.00060394
27 | 0.97498 | -0.48231 | 0.0023318 | 0.00058441
28 | 0.97382 | -0.50528 | 0.0022495 | 0.00056378
29 | 0.9755 | -0.47213 | 0.0039141 | 0.00098096
30 | 0.97378 | -0.50599 | 0.0031164 | 0.00078103
31 | 0.97381 | -0.50531 | 0.0023667 | 0.00059315
32 | 0.97194 | -0.54249 | 0.0051125 | 0.0012813
33 | 0.97148 | -0.55164 | 0.001735 | 0.00043483
34 | 0.97792 | -0.42453 | 0.00885 | 0.002218
35 | 0.97825 | -0.41813 | 0.0055097 | 0.0013809
36 | 0.97788 | -0.42538 | 0.0035601 | 0.00089225
37 | 0.97875 | -0.40829 | 0.0055392 | 0.0013883
38 | 0.97901 | -0.40324 | 0 | 0
39 | 0.97857 | -0.41184 | 0.0009179 | 0.00023005
40 | 0.977 | -0.44247 | 0.00096585 | 0.00024206
41 | 0.9852 | -0.28336 | 0.0010338 | 0.0002591
42 | 0.98516 | -0.28413 | 0.0012612 | 0.00031609
43 | 0.98522 | -0.28286 | 0.00081306 | 0.00020377
44 | 0.98545 | -0.27834 | 0 | 0
45 | 0.98534 | -0.28058 | 0.0012568 | 0.000315
46 | 0.98601 | -0.26749 | 0.0024514 | 0.00061438
47 | 0.98517 | -0.28383 | 0.00054998 | 0.00013784
48 | 0.98582 | -0.27109 | 0.0016767 | 0.00042022
49 | 0.9851 | -0.28525 | 0.00055156 | 0.00013824
50 | 0.97603 | -0.46164 | 0.00097224 | 0.00024367
51 | 0.97607 | -0.46085 | 0.0010055 | 0.00025201
52 | 0.97551 | -0.47195 | 0.0038174 | 0.00095672
53 | 0.97677 | -0.44705 | 0.0021795 | 0.00054624
54 | 0.97681 | -0.4463 | 0.00061774 | 0.00015482
55 | 0.98685 | -0.25215 | 0.0033674 | 0.00084396
56 | 0.98683 | -0.25257 | 0.0042711 | 0.0010704
57 | 0.98703 | -0.24855 | 0.0018773 | 0.00047049
58 | 0.98719 | -0.24546 | 0 | 0
59 | 0.98679 | -0.25333 | 0.0046738 | 0.0011714
60 | 0.98779 | -0.23392 | 0.0028417 | 0.00071219
61 | 0.98653 | -0.25835 | 0 | 0
62 | 0.98823 | -0.22523 | 0.0014187 | 0.00035555
63 | 0.98621 | -0.26466 | 0 | 0
64 | 0.98594 | -0.26992 | 0.0014174 | 0.00035524
65 | 0.98965 | -0.19773 | 0 | 0
66 | 0.9862 | -0.26489 | 0.00068536 | 0.00017177
67 | 0.98608 | -0.26706 | 0.0032096 | 0.0008044
68 | 0.98522 | -0.2839 | 0.00057374 | 0.00014379
69 | 0.98945 | -0.20156 | 0 | 0
70 | 0.99054 | -0.18056 | 0 | 0
71 | 0.99988 | -0.0023868 | 0.0016602 | 0.00041609
72 | 0.9927 | -0.13886 | 0.0074286 | 0.0018618
73 | 0.99186 | -0.1551 | 0.0016351 | 0.00040978
74 | 0.99265 | -0.13986 | 0.00069173 | 0.00017336
75 | 0.98452 | -0.29768 | 0.00047689 | 0.00011952
76 | 0.98441 | -0.29977 | 0.00016502 | 4.1358e-05
77 | 0.98441 | -0.29983 | 0 | 0
78 | 0.98424 | -0.30313 | 0 | 0
79 | 0.98383 | -0.31112 | 0 | 0
80 | 0.98408 | -0.30626 | 0.0010776 | 0.00027008
81 | 0.97097 | -0.56204 | 0 | 0
82 | 0.97101 | -0.56111 | 0.00032203 | 8.0709e-05
83 | 0.97089 | -0.56363 | 6.5791e-05 | 1.6489e-05
84 | 0.97074 | -0.56655 | 7.152e-05 | 1.7925e-05
85 | 0.97074 | -0.56663 | 0.00014742 | 3.6948e-05
86 | 0.97072 | -0.56694 | 0 | 0
87 | 0.98904 | -0.20946 | 0.00060748 | 0.00015225
88 | 0.98939 | -0.20266 | 0.0030317 | 0.00075982
89 | 0.99029 | -0.1853 | 0.0052276 | 0.0013102
90 | 0.98869 | -0.21627 | 0.00035988 | 9.0193e-05
91 | 0.98989 | -0.19314 | 0.0053831 | 0.0013491
92 | 0.98825 | -0.22466 | 0.00065563 | 0.00016432
93 | 0.98568 | -0.27385 | 0.0032809 | 0.00082228
94 | 0.99261 | -0.14071 | 0.0018359 | 0.00046011
95 | 0.97071 | -0.56723 | 0.00054865 | 0.00013751
96 | 0.9707 | -0.56739 | 0 | 0
97 | 0.9707 | -0.56744 | 0.00021804 | 5.4646e-05
98 | 0.99258 | -0.14135 | 0.0006221 | 0.00015591
99 | 0.98366 | -0.31444 | 0.00051619 | 0.00012937
100 | 0.98357 | -0.31626 | 0.00053617 | 0.00013438
101 | 0.9835 | -0.31769 | 0.003116 | 0.00078095
102 | 0.98364 | -0.31495 | 0.00086183 | 0.00021599
103 | 0.98247 | -0.33791 | 0.0026543 | 0.00066522
104 | 0.99237 | -0.14526 | 0.0016377 | 0.00041044
105 | 0.99238 | -0.14505 | 0.00085495 | 0.00021427
106 | 0.99242 | -0.1443 | 0.0010561 | 0.00026468
107 | 0.97566 | -0.47085 | 0.00077638 | 0.00019458
108 | 0.97571 | -0.46981 | 0 | 0
109 | 0.98771 | -0.23524 | 0.00076649 | 0.0001921
110 | 0.98575 | -0.27325 | 0.0011671 | 0.0002925
111 | 0.98577 | -0.27269 | 0 | 0
112 | 0.98468 | -0.29399 | 0 | 0
113 | 0.98459 | -0.29567 | 0.0048183 | 0.0012076
114 | 0.98138 | -0.3583 | 0.0012009 | 0.00030099
115 | 0.97724 | -0.43955 | 0.001391 | 0.00034862
116 | 0.97701 | -0.44416 | 0 | 0
117 | 0.97888 | -0.40736 | 0 | 0
118 | 0.97664 | -0.45147 | 0.0036042 | 0.00090329
119 | 0.97696 | -0.44498 | 0.0028083 | 0.00070382
120 | 0.98083 | -0.36903 | 0 | 0
121 | 0.97662 | -0.45187 | 0.00093539 | 0.00023443
122 | 0.97691 | -0.44603 | 0.0015194 | 0.00038079
123 | 0.97612 | -0.46176 | 0.0016753 | 0.00041987
124 | 0.97608 | -0.46245 | 0.0003843 | 9.6315e-05
125 | 0.97573 | -0.46946 | 0.0004406 | 0.00011043
126 | 0.98563 | -0.27481 | 0.0013971 | 0.00035015
127 | 0.98557 | -0.27602 | 0.0030684 | 0.00076902
128 | 0.98554 | -0.27652 | 0.0024111 | 0.00060427
129 | 0.99998 | 149.9956 | 0 | 0

## res_line
| p_from_mw | q_from_mvar | p_to_mw | q_to_mvar | pl_mw | ql_mvar | i_from_ka | i_to_ka | i_ka | vm_from_pu | va_from_degree | vm_to_pu | va_to_degree | loading_percent
0 | 0.084234 | 0.021373 | -0.084056 | -0.02126 | 0.00017747 | 0.00011321 | 0.12732 | 0.12732 | 0.12732 | 0.98519 | -0.28286 | 0.98293 | -0.32677 | 34.9776
1 | -0.087287 | -0.022138 | 0.087465 | 0.022252 | 0.00017798 | 0.00011356 | 0.13193 | 0.13193 | 0.13193 | 0.98519 | -0.28286 | 0.98739 | -0.24054 | 36.2445
2 | 0.08314 | 0.02103 | -0.083037 | -0.020965 | 0.00010299 | 6.5692e-05 | 0.12593 | 0.12593 | 0.12593 | 0.98293 | -0.32677 | 0.9816 | -0.35262 | 34.5966
3 | -0.11181 | -0.028356 | 0.112 | 0.028482 | 0.00019775 | 0.00012632 | 0.16861 | 0.16861 | 0.16861 | 0.98739 | -0.24054 | 0.9893 | -0.20382 | 46.3227
4 | 0.024342 | 0.0061039 | -0.024339 | -0.006102 | 3.1279e-06 | 1.9226e-06 | 0.036685 | 0.036685 | 0.036685 | 0.98739 | -0.24054 | 0.98725 | -0.24324 | 10.0782
5 | 0.082428 | 0.020812 | -0.082369 | -0.020774 | 5.8917e-05 | 3.758e-05 | 0.12501 | 0.12501 | 0.12501 | 0.9816 | -0.35262 | 0.98083 | -0.36755 | 34.3429
6 | -0.11289 | -0.028704 | 0.11293 | 0.028726 | 3.3945e-05 | 2.1685e-05 | 0.16995 | 0.16995 | 0.16995 | 0.9893 | -0.20382 | 0.98962 | -0.19758 | 46.6892
7 | 0.00088703 | 0.00022216 | -0.00088703 | -0.00022228 | 6.0896e-09 | -1.1324e-07 | 0.0013341 | 0.0013342 | 0.0013342 | 0.9893 | -0.20382 | 0.98929 | -0.20397 | 0.36654
8 | 0.0021488 | 0.00053807 | -0.0021486 | -0.00053849 | 1.6235e-07 | -4.2385e-07 | 0.0032385 | 0.0032387 | 0.0032387 | 0.98725 | -0.24324 | 0.98717 | -0.24482 | 0.88975
9 | 0.02219 | 0.005564 | -0.022184 | -0.0055602 | 6.1889e-06 | 3.7723e-06 | 0.033446 | 0.033446 | 0.033446 | 0.98725 | -0.24324 | 0.98695 | -0.24909 | 9.1886
10 | 0.081554 | 0.02057 | -0.081523 | -0.020551 | 3.0619e-05 | 1.9529e-05 | 0.12377 | 0.12377 | 0.12377 | 0.98083 | -0.36755 | 0.98043 | -0.3754 | 34.0032
11 | 0.00088703 | 0.00022228 | -0.00088703 | -0.00022231 | 1.7717e-09 | -3.2943e-08 | 0.0013342 | 0.0013342 | 0.0013342 | 0.98929 | -0.20397 | 0.98929 | -0.20401 | 0.36654
12 | -0.1145 | -0.029121 | 0.11498 | 0.029422 | 0.00047332 | 0.00030073 | 0.17232 | 0.17232 | 0.17232 | 0.98962 | -0.19758 | 0.99409 | -0.11217 | 23.6702
13 | 0.021447 | 0.0053755 | -0.021441 | -0.0053716 | 6.4765e-06 | 3.934e-06 | 0.032336 | 0.032336 | 0.032336 | 0.98695 | -0.24909 | 0.98662 | -0.25543 | 8.8834
14 | 0.078214 | 0.019721 | -0.07817 | -0.019693 | 4.4425e-05 | 2.8326e-05 | 0.11875 | 0.11875 | 0.11875 | 0.98043 | -0.3754 | 0.97982 | -0.38727 | 32.6236
15 | 0.086888 | 0.021979 | -0.086805 | -0.021926 | 8.2859e-05 | 5.2861e-05 | 0.13013 | 0.13013 | 0.13013 | 0.99409 | -0.11217 | 0.99305 | -0.13207 | 35.7504
16 | -0.20186 | -0.051401 | 0.20296 | 0.052102 | 0.0010985 | 0.00070135 | 0.30245 | 0.30245 | 0.30245 | 0.99409 | -0.11217 | 1 | 0 | 41.5453
17 | 0.019772 | 0.0049533 | -0.019764 | -0.004949 | 7.2737e-06 | 4.3767e-06 | 0.029819 | 0.029819 | 0.029819 | 0.98662 | -0.25543 | 0.98623 | -0.26316 | 8.1919
18 | 0.077064 | 0.019416 | -0.077006 | -0.019378 | 5.883e-05 | 3.7507e-05 | 0.11707 | 0.11707 | 0.11707 | 0.97982 | -0.38727 | 0.97901 | -0.40324 | 32.1624
19 | 0.014133 | 0.0035427 | -0.014128 | -0.0035401 | 4.5748e-06 | 2.5761e-06 | 0.021177 | 0.021177 | 0.021177 | 0.99305 | -0.13207 | 0.9927 | -0.13886 | 5.8179
20 | 0.072672 | 0.018383 | -0.072592 | -0.018332 | 8.021e-05 | 5.1102e-05 | 0.10895 | 0.10895 | 0.10895 | 0.99305 | -0.13207 | 0.99186 | -0.1551 | 29.9326
21 | 0.0016604 | 0.00041513 | -0.0016602 | -0.00041609 | 1.8862e-07 | -9.6025e-07 | 0.0024704 | 0.0024708 | 0.0024708 | 1 | 0 | 0.99988 | -0.0023868 | 0.67878
22 | 0.014293 | 0.0035838 | -0.01429 | -0.0035821 | 2.951e-06 | 1.6728e-06 | 0.021565 | 0.021565 | 0.021565 | 0.98623 | -0.26316 | 0.98601 | -0.26749 | 5.9245
23 | 0.0054717 | 0.0013652 | -0.0054677 | -0.0013646 | 3.9435e-06 | 5.5564e-07 | 0.0082534 | 0.0082541 | 0.0082541 | 0.98623 | -0.26316 | 0.98545 | -0.27834 | 2.2676
24 | 0.025444 | 0.0063724 | -0.025443 | -0.0063718 | 1.0454e-06 | 6.4608e-07 | 0.038853 | 0.038853 | 0.038853 | 0.97444 | -0.49299 | 0.97439 | -0.49385 | 10.674
25 | -0.028563 | -0.0071539 | 0.028566 | 0.0071558 | 3.0763e-06 | 1.9151e-06 | 0.043615 | 0.043615 | 0.043615 | 0.97444 | -0.49299 | 0.97455 | -0.49073 | 11.9821
26 | 0.023092 | 0.0057825 | -0.023092 | -0.0057822 | 5.6186e-07 | 3.4458e-07 | 0.035263 | 0.035263 | 0.035263 | 0.97439 | -0.49385 | 0.97437 | -0.49436 | 9.6876
27 | -0.031441 | -0.0078765 | 0.031446 | 0.0078795 | 4.6917e-06 | 2.935e-06 | 0.048006 | 0.048006 | 0.048006 | 0.97455 | -0.49073 | 0.97471 | -0.4876 | 13.1884
28 | 0.020938 | 0.0052423 | -0.020932 | -0.0052389 | 5.6407e-06 | 3.4268e-06 | 0.031973 | 0.031973 | 0.031973 | 0.97437 | -0.49436 | 0.97408 | -0.50002 | 8.7839
29 | -0.034408 | -0.0086217 | 0.034415 | 0.0086264 | 7.453e-06 | 4.6801e-06 | 0.052527 | 0.052527 | 0.052527 | 0.97471 | -0.4876 | 0.97494 | -0.48305 | 14.4305
30 | 0.018385 | 0.0046004 | -0.018381 | -0.0045984 | 3.3249e-06 | 1.988e-06 | 0.028082 | 0.028082 | 0.028082 | 0.97408 | -0.50002 | 0.97389 | -0.50383 | 7.7148
31 | -0.036619 | -0.0091787 | 0.03662 | 0.0091795 | 1.2877e-06 | 8.104e-07 | 0.055891 | 0.055891 | 0.055891 | 0.97494 | -0.48305 | 0.97498 | -0.48231 | 15.3546
32 | 0.015972 | 0.0039945 | -0.01597 | -0.0039939 | 1.1043e-06 | 6.4523e-07 | 0.0244 | 0.0244 | 0.0244 | 0.97389 | -0.50383 | 0.97382 | -0.50528 | 6.7033
33 | -0.038952 | -0.009764 | 0.038971 | 0.0097759 | 1.8913e-05 | 1.1926e-05 | 0.059449 | 0.059449 | 0.059449 | 0.97498 | -0.48231 | 0.9755 | -0.47213 | 16.3323
34 | 0.013721 | 0.0034301 | -0.013721 | -0.0034301 | 2.0102e-08 | 1.1347e-08 | 0.020963 | 0.020963 | 0.020963 | 0.97382 | -0.50528 | 0.97381 | -0.50531 | 5.759
35 | -0.042885 | -0.010757 | 0.042886 | 0.010757 | 3.6269e-07 | 2.293e-07 | 0.06542 | 0.06542 | 0.06542 | 0.9755 | -0.47213 | 0.97551 | -0.47195 | 17.9725
36 | -0.011354 | -0.0028367 | 0.011354 | 0.0028369 | 3.6463e-07 | 1.9316e-07 | 0.017346 | 0.017346 | 0.017346 | 0.97378 | -0.50599 | 0.97381 | -0.50531 | 4.7655
37 | 0.0082375 | 0.0020557 | -0.0082232 | -0.0020495 | 1.4258e-05 | 6.1444e-06 | 0.012584 | 0.012585 | 0.012585 | 0.97378 | -0.50599 | 0.97194 | -0.54249 | 3.4575
38 | 0.0031107 | 0.00076823 | -0.0031094 | -0.00076933 | 1.3425e-06 | -1.0992e-06 | 0.0047583 | 0.004759 | 0.004759 | 0.97194 | -0.54249 | 0.97148 | -0.55164 | 1.3074
39 | 0.0013744 | 0.0003345 | -0.0013738 | -0.00033866 | 6.0928e-07 | -4.1593e-06 | 0.0021016 | 0.0021032 | 0.0021032 | 0.97148 | -0.55164 | 0.97101 | -0.56111 | 0.57779
40 | -0.01241 | -0.0031102 | 0.012414 | 0.0031123 | 3.7875e-06 | 2.0685e-06 | 0.018883 | 0.018883 | 0.018883 | 0.97792 | -0.42453 | 0.97825 | -0.41813 | 5.1878
41 | 0.0035602 | 0.00089217 | -0.0035601 | -0.00089225 | 1.4384e-07 | -7.1919e-08 | 0.0054173 | 0.0054173 | 0.0054173 | 0.97792 | -0.42453 | 0.97788 | -0.42538 | 1.4883
42 | -0.017924 | -0.0044931 | 0.017932 | 0.0044981 | 8.4082e-06 | 5.0024e-06 | 0.027264 | 0.027264 | 0.027264 | 0.97825 | -0.41813 | 0.97875 | -0.40829 | 7.4902
43 | -0.023471 | -0.0058864 | 0.023477 | 0.0058898 | 5.64e-06 | 3.4611e-06 | 0.035685 | 0.035685 | 0.035685 | 0.97875 | -0.40829 | 0.97901 | -0.40324 | 9.8037
44 | 0.053529 | 0.013489 | -0.053507 | -0.013475 | 2.2012e-05 | 1.3976e-05 | 0.081386 | 0.081386 | 0.081386 | 0.97901 | -0.40324 | 0.97857 | -0.41184 | 22.3587
45 | 0.052589 | 0.013245 | -0.052512 | -0.013196 | 7.6883e-05 | 4.8803e-05 | 0.07999 | 0.07999 | 0.07999 | 0.97857 | -0.41184 | 0.977 | -0.44247 | 21.9753
46 | 0.051546 | 0.012954 | -0.051537 | -0.012948 | 9.432e-06 | 5.9854e-06 | 0.078519 | 0.078519 | 0.078519 | 0.977 | -0.44247 | 0.97681 | -0.4463 | 21.5712
47 | 0.0012612 | 0.00031568 | -0.0012612 | -0.00031609 | 4.6432e-08 | -4.0478e-07 | 0.0019048 | 0.001905 | 0.001905 | 0.9852 | -0.28336 | 0.98516 | -0.28413 | 0.52334
48 | -0.0022951 | -0.00057478 | 0.0022951 | 0.00057467 | 5.4251e-08 | -1.1861e-07 | 0.0034663 | 0.0034662 | 0.0034663 | 0.9852 | -0.28336 | 0.98522 | -0.28286 | 0.95228
49 | -0.0031082 | -0.00077844 | 0.0031089 | 0.00077783 | 6.6901e-07 | -6.0314e-07 | 0.0046942 | 0.0046939 | 0.0046942 | 0.98522 | -0.28286 | 0.98545 | -0.27834 | 1.2896
50 | 0.0023589 | 0.00058679 | -0.0023586 | -0.0005873 | 2.4952e-07 | -5.0899e-07 | 0.0035603 | 0.0035605 | 0.0035605 | 0.98545 | -0.27834 | 0.98534 | -0.28058 | 0.97816
51 | 0.0011018 | 0.0002723 | -0.0011016 | -0.00027428 | 1.6925e-07 | -1.9704e-06 | 0.0016625 | 0.0016632 | 0.0016632 | 0.98534 | -0.28058 | 0.98517 | -0.28383 | 0.45692
52 | 0.011838 | 0.0029677 | -0.011836 | -0.0029666 | 2.0295e-06 | 1.0827e-06 | 0.017866 | 0.017866 | 0.017866 | 0.98601 | -0.26749 | 0.98582 | -0.27109 | 4.9082
53 | 0.0005516 | 0.00013644 | -0.00055156 | -0.00013824 | 3.7232e-08 | -1.7987e-06 | 0.00083251 | 0.00083315 | 0.00083315 | 0.98517 | -0.28383 | 0.9851 | -0.28525 | 0.22889
54 | 0.01016 | 0.0025464 | -0.010158 | -0.0025458 | 1.3368e-06 | 6.623e-07 | 0.015335 | 0.015335 | 0.015335 | 0.98582 | -0.27109 | 0.98568 | -0.27385 | 4.213
55 | -0.047698 | -0.011972 | 0.0477 | 0.011973 | 1.7849e-06 | 1.1311e-06 | 0.072725 | 0.072725 | 0.072725 | 0.97603 | -0.46164 | 0.97607 | -0.46085 | 19.9794
56 | 0.046726 | 0.011728 | -0.046703 | -0.011714 | 2.2968e-05 | 1.4549e-05 | 0.071243 | 0.071243 | 0.071243 | 0.97603 | -0.46164 | 0.97551 | -0.47195 | 19.5722
57 | -0.048705 | -0.012225 | 0.048737 | 0.012245 | 3.2093e-05 | 2.0346e-05 | 0.074258 | 0.074258 | 0.074258 | 0.97607 | -0.46085 | 0.97677 | -0.44705 | 20.4005
58 | -0.050917 | -0.012792 | 0.050919 | 0.012793 | 1.8099e-06 | 1.1483e-06 | 0.077578 | 0.077578 | 0.077578 | 0.97677 | -0.44705 | 0.97681 | -0.4463 | 21.3127
59 | 0.0042712 | 0.0010704 | -0.0042711 | -0.0010704 | 8.7048e-08 | -1.579e-08 | 0.0064403 | 0.0064404 | 0.0064404 | 0.98685 | -0.25215 | 0.98683 | -0.25257 | 1.7693
60 | -0.0076387 | -0.0019144 | 0.00764 | 0.0019149 | 1.31e-06 | 5.0189e-07 | 0.011518 | 0.011518 | 0.011518 | 0.98685 | -0.25215 | 0.98703 | -0.24855 | 3.1643
61 | -0.0095172 | -0.0023854 | 0.0095186 | 0.002386 | 1.3994e-06 | 6.6387e-07 | 0.014348 | 0.014348 | 0.014348 | 0.98703 | -0.24855 | 0.98719 | -0.24546 | 3.9417
62 | 0.020006 | 0.0050137 | -0.019998 | -0.0050092 | 7.4985e-06 | 4.518e-06 | 0.030155 | 0.030155 | 0.030155 | 0.98719 | -0.24546 | 0.98679 | -0.25333 | 8.2844
63 | -0.029524 | -0.0073998 | 0.029541 | 0.0074099 | 1.6245e-05 | 1.0117e-05 | 0.044503 | 0.044503 | 0.044503 | 0.98719 | -0.24546 | 0.98779 | -0.23392 | 12.2261
64 | 0.015325 | 0.0038378 | -0.015321 | -0.0038357 | 3.6587e-06 | 2.1082e-06 | 0.023107 | 0.023107 | 0.023107 | 0.98679 | -0.25333 | 0.98653 | -0.25835 | 6.3482
65 | -0.032382 | -0.0081221 | 0.032396 | 0.0081305 | 1.341e-05 | 8.3898e-06 | 0.048783 | 0.048783 | 0.048783 | 0.98779 | -0.23392 | 0.98823 | -0.22523 | 13.4021
66 | 0.0038965 | 0.00097523 | -0.0038953 | -0.00097564 | 1.1709e-06 | -4.0455e-07 | 0.0058767 | 0.0058771 | 0.0058771 | 0.98653 | -0.25835 | 0.98621 | -0.26466 | 1.6146
67 | 0.011424 | 0.0028605 | -0.011418 | -0.0028572 | 6.2928e-06 | 3.3062e-06 | 0.017231 | 0.017231 | 0.017231 | 0.98653 | -0.25835 | 0.98594 | -0.26992 | 4.7338
68 | -0.033814 | -0.008486 | 0.033859 | 0.0085138 | 4.4414e-05 | 2.7839e-05 | 0.05092 | 0.050919 | 0.05092 | 0.98823 | -0.22523 | 0.98965 | -0.19773 | 13.9889
69 | 0.00068537 | 0.00017153 | -0.00068536 | -0.00017177 | 7.4767e-09 | -2.3313e-07 | 0.001034 | 0.0010341 | 0.0010341 | 0.98621 | -0.26466 | 0.9862 | -0.26489 | 0.28409
70 | 0.00321 | 0.0008041 | -0.0032096 | -0.0008044 | 3.6669e-07 | -2.9717e-07 | 0.0048431 | 0.0048433 | 0.0048433 | 0.98621 | -0.26466 | 0.98608 | -0.26706 | 1.3306
71 | 0.010001 | 0.002502 | -0.009994 | -0.0024987 | 6.646e-06 | 3.2618e-06 | 0.015092 | 0.015092 | 0.015092 | 0.98594 | -0.26992 | 0.98522 | -0.2839 | 4.1462
72 | 0.026347 | 0.0066614 | -0.026342 | -0.0066584 | 4.8415e-06 | 2.993e-06 | 0.039636 | 0.039636 | 0.039636 | 0.98965 | -0.19773 | 0.98945 | -0.20156 | 10.889
73 | -0.060206 | -0.015175 | 0.060256 | 0.015207 | 4.9509e-05 | 3.1479e-05 | 0.090555 | 0.090555 | 0.090555 | 0.98965 | -0.19773 | 0.99054 | -0.18056 | 24.8778
74 | 0.0094203 | 0.0023549 | -0.0094141 | -0.002352 | 6.1702e-06 | 2.9143e-06 | 0.014226 | 0.014226 | 0.014226 | 0.98522 | -0.2839 | 0.98452 | -0.29768 | 3.9082
75 | 0.023311 | 0.0058987 | -0.023302 | -0.0058933 | 8.8315e-06 | 5.4064e-06 | 0.035076 | 0.035077 | 0.035077 | 0.98945 | -0.20156 | 0.98904 | -0.20946 | 9.6364
76 | 0.0030319 | 0.00075966 | -0.0030317 | -0.00075982 | 1.5886e-07 | -1.6003e-07 | 0.0045595 | 0.0045596 | 0.0045596 | 0.98945 | -0.20156 | 0.98939 | -0.20266 | 1.2526
77 | 0.010615 | 0.0026607 | -0.010613 | -0.0026595 | 2.3958e-06 | 1.21e-06 | 0.015946 | 0.015947 | 0.015947 | 0.99054 | -0.18056 | 0.99029 | -0.1853 | 4.3809
78 | -0.070871 | -0.017867 | 0.070957 | 0.017923 | 8.6469e-05 | 5.5078e-05 | 0.1065 | 0.1065 | 0.1065 | 0.99054 | -0.18056 | 0.99186 | -0.1551 | 29.2587
79 | 0.0066997 | 0.0016784 | -0.0066993 | -0.0016783 | 3.1876e-07 | 9.504e-08 | 0.010042 | 0.010042 | 0.010042 | 0.9927 | -0.13886 | 0.99265 | -0.13986 | 2.7589
80 | 0.0060076 | 0.0015049 | -0.0060074 | -0.0015048 | 2.4225e-07 | 5.2069e-08 | 0.0090053 | 0.0090054 | 0.0090054 | 0.99265 | -0.13986 | 0.99261 | -0.14071 | 2.474
81 | 0.0089372 | 0.0022325 | -0.0089363 | -0.0022321 | 8.8754e-07 | 4.0303e-07 | 0.013505 | 0.013505 | 0.013505 | 0.98452 | -0.29768 | 0.98441 | -0.29977 | 3.7102
82 | 0.0087713 | 0.0021907 | -0.0087713 | -0.0021907 | 2.4079e-08 | 1.0765e-08 | 0.013256 | 0.013256 | 0.013256 | 0.98441 | -0.29977 | 0.98441 | -0.29983 | 3.6417
83 | 0.0087713 | 0.0021907 | -0.0087699 | -0.0021901 | 1.3748e-06 | 6.1465e-07 | 0.013256 | 0.013256 | 0.013256 | 0.98441 | -0.29983 | 0.98424 | -0.30313 | 3.6417
84 | 0.003521 | 0.00087591 | -0.0035196 | -0.00087665 | 1.3325e-06 | -7.4148e-07 | 0.0053208 | 0.0053214 | 0.0053214 | 0.98424 | -0.30313 | 0.98383 | -0.31112 | 1.4619
85 | 0.0052489 | 0.0013142 | -0.0052482 | -0.0013141 | 7.8199e-07 | 7.965e-08 | 0.0079351 | 0.0079352 | 0.0079352 | 0.98424 | -0.30313 | 0.98408 | -0.30626 | 2.18
86 | 0.0035196 | 0.00087665 | -0.003519 | -0.00087701 | 6.3908e-07 | -3.5503e-07 | 0.0053214 | 0.0053217 | 0.0053217 | 0.98383 | -0.31112 | 0.98364 | -0.31495 | 1.462
87 | 0.0041705 | 0.001044 | -0.0041689 | -0.0010444 | 1.6246e-06 | -3.4379e-07 | 0.0063058 | 0.0063063 | 0.0063063 | 0.98408 | -0.30626 | 0.98366 | -0.31444 | 1.7325
88 | -0.0010517 | -0.0002585 | 0.0010517 | 0.00025795 | 4.5843e-08 | -5.5417e-07 | 0.0016099 | 0.0016097 | 0.0016099 | 0.97097 | -0.56204 | 0.97101 | -0.56111 | 0.44227
89 | 0.0010517 | 0.0002585 | -0.0010516 | -0.00025945 | 7.8622e-08 | -9.4995e-07 | 0.0016099 | 0.0016102 | 0.0016102 | 0.97097 | -0.56204 | 0.97089 | -0.56363 | 0.44237
90 | 0.0009858 | 0.00024296 | -0.00098567 | -0.00024484 | 1.3561e-07 | -1.875e-06 | 0.0015094 | 0.0015101 | 0.0015101 | 0.97089 | -0.56363 | 0.97074 | -0.56655 | 0.41486
91 | 0.00091414 | 0.00022691 | -0.00091414 | -0.00022697 | 3.4478e-09 | -5.5746e-08 | 0.0014005 | 0.0014005 | 0.0014005 | 0.97074 | -0.56655 | 0.97074 | -0.56663 | 0.38475
92 | 0.00076672 | 0.00019002 | -0.0007667 | -0.00019028 | 1.136e-08 | -2.642e-07 | 0.0011745 | 0.0011746 | 0.0011746 | 0.97074 | -0.56663 | 0.97072 | -0.56694 | 0.32269
93 | 0.00054866 | 0.00013715 | -0.00054865 | -0.00013751 | 7.6281e-09 | -3.5068e-07 | 0.00084091 | 0.00084104 | 0.00084104 | 0.97072 | -0.56694 | 0.97071 | -0.56723 | 0.23105
94 | 0.00021805 | 5.3129e-05 | -0.00021804 | -5.4492e-05 | 4.6216e-09 | -1.3632e-06 | 0.0003337 | 0.00033419 | 0.00033419 | 0.97072 | -0.56694 | 0.9707 | -0.56739 | 0.091809
95 | 0.022694 | 0.0057411 | -0.022687 | -0.0057366 | 7.4166e-06 | 4.5292e-06 | 0.034163 | 0.034163 | 0.034163 | 0.98904 | -0.20946 | 0.98869 | -0.21627 | 9.3853
96 | 0.0053851 | 0.0013494 | -0.0053831 | -0.0013491 | 2.0109e-06 | 2.3373e-07 | 0.0080916 | 0.008092 | 0.008092 | 0.99029 | -0.1853 | 0.98989 | -0.19314 | 2.2231
97 | 0.022327 | 0.0056464 | -0.022318 | -0.0056409 | 8.9831e-06 | 5.4775e-06 | 0.033621 | 0.033621 | 0.033621 | 0.98869 | -0.21627 | 0.98825 | -0.22466 | 9.2366
98 | 0.021662 | 0.0054766 | -0.021651 | -0.0054699 | 1.0985e-05 | 6.6781e-06 | 0.032634 | 0.032634 | 0.032634 | 0.98825 | -0.22466 | 0.98771 | -0.23524 | 8.9654
99 | 0.0068773 | 0.0017235 | -0.006877 | -0.0017234 | 3.1215e-07 | 1.0135e-07 | 0.010382 | 0.010382 | 0.010382 | 0.98568 | -0.27385 | 0.98563 | -0.27481 | 2.8523
100 | 0.0041715 | 0.0010447 | -0.0041714 | -0.0010448 | 1.2753e-07 | -3.0795e-08 | 0.0062532 | 0.0062533 | 0.0062533 | 0.99261 | -0.14071 | 0.99258 | -0.14135 | 1.7179
101 | 0.00021804 | 5.4492e-05 | -0.00021804 | -5.4646e-05 | 5.2162e-10 | -1.5361e-07 | 0.00033419 | 0.00033424 | 0.00033424 | 0.9707 | -0.56739 | 0.9707 | -0.56744 | 0.091825
102 | 0.0035493 | 0.00088885 | -0.0035488 | -0.00088914 | 4.9919e-07 | -2.8817e-07 | 0.0053207 | 0.0053209 | 0.0053209 | 0.99258 | -0.14135 | 0.99242 | -0.1443 | 1.4618
103 | 0.0036527 | 0.00091499 | -0.0036524 | -0.00091514 | 3.1586e-07 | -1.4802e-07 | 0.0055254 | 0.0055255 | 0.0055255 | 0.98366 | -0.31444 | 0.98357 | -0.31626 | 1.518
104 | 0.0031162 | 0.00078076 | -0.003116 | -0.00078095 | 2.1156e-07 | -1.8673e-07 | 0.0047144 | 0.0047145 | 0.0047145 | 0.98357 | -0.31626 | 0.9835 | -0.31769 | 1.2952
105 | 0.0026572 | 0.00066101 | -0.0026543 | -0.00066522 | 2.8976e-06 | -4.2106e-06 | 0.0040179 | 0.0040201 | 0.0040201 | 0.98364 | -0.31495 | 0.98247 | -0.33791 | 1.1044
106 | -0.0016377 | -0.00041044 | 0.0016377 | 0.00041035 | 1.6581e-08 | -8.4129e-08 | 0.0024556 | 0.0024556 | 0.0024556 | 0.99237 | -0.14526 | 0.99238 | -0.14505 | 0.67461
107 | -0.0024926 | -0.00062462 | 0.0024927 | 0.00062446 | 8.8416e-08 | -1.615e-07 | 0.0037375 | 0.0037374 | 0.0037375 | 0.99238 | -0.14505 | 0.99242 | -0.1443 | 1.0268
108 | -0.00077638 | -0.00019458 | 0.00077642 | 0.0001937 | 3.8148e-08 | -8.8198e-07 | 0.0011841 | 0.0011838 | 0.0011841 | 0.97566 | -0.47085 | 0.97571 | -0.46981 | 0.3253
109 | -0.00077642 | -0.0001937 | 0.00077643 | 0.00019339 | 1.315e-08 | -3.0417e-07 | 0.0011838 | 0.0011837 | 0.0011838 | 0.97571 | -0.46981 | 0.97573 | -0.46946 | 0.32521
110 | 0.020885 | 0.0052778 | -0.020847 | -0.0052551 | 3.7427e-05 | 2.2667e-05 | 0.031479 | 0.03148 | 0.03148 | 0.98771 | -0.23524 | 0.98577 | -0.27269 | 8.6483
111 | -0.0011671 | -0.0002925 | 0.0011671 | 0.00029218 | 3.1055e-08 | -3.203e-07 | 0.0017617 | 0.0017616 | 0.0017617 | 0.98575 | -0.27325 | 0.98577 | -0.27269 | 0.48399
112 | 0.01968 | 0.0049629 | -0.01966 | -0.0049509 | 2.0038e-05 | 1.2054e-05 | 0.029718 | 0.029718 | 0.029718 | 0.98577 | -0.27269 | 0.98468 | -0.29399 | 8.1644
113 | 0.0048187 | 0.0012076 | -0.0048183 | -0.0012076 | 3.8729e-07 | 1.3395e-10 | 0.0072818 | 0.0072819 | 0.0072819 | 0.98468 | -0.29399 | 0.98459 | -0.29567 | 2.0005
114 | 0.014842 | 0.0037433 | -0.014796 | -0.0037172 | 4.5558e-05 | 2.6098e-05 | 0.022437 | 0.022438 | 0.022438 | 0.98468 | -0.29399 | 0.98138 | -0.3583 | 6.1642
115 | 0.013595 | 0.0034162 | -0.013588 | -0.0034123 | 6.9562e-06 | 3.9009e-06 | 0.020617 | 0.020617 | 0.020617 | 0.98138 | -0.3583 | 0.98083 | -0.36903 | 5.664
116 | 0.012152 | 0.0030381 | -0.012149 | -0.0030367 | 2.6668e-06 | 1.4465e-06 | 0.0185 | 0.0185 | 0.0185 | 0.97724 | -0.43955 | 0.97701 | -0.44416 | 5.0825
117 | -0.013543 | -0.0033868 | 0.013563 | 0.0033984 | 2.0758e-05 | 1.1651e-05 | 0.020618 | 0.020618 | 0.020618 | 0.97724 | -0.43955 | 0.97888 | -0.40736 | 5.6644
118 | 0.007821 | 0.0019525 | -0.0078183 | -0.0019514 | 2.7141e-06 | 1.0982e-06 | 0.011909 | 0.011909 | 0.011909 | 0.97701 | -0.44416 | 0.97664 | -0.45147 | 3.2718
119 | 0.0043279 | 0.0010842 | -0.0043277 | -0.0010842 | 1.6787e-07 | -2.1587e-08 | 0.0065914 | 0.0065914 | 0.0065914 | 0.97701 | -0.44416 | 0.97696 | -0.44498 | 1.8108
120 | -0.013563 | -0.0033984 | 0.013588 | 0.0034123 | 2.481e-05 | 1.3918e-05 | 0.020618 | 0.020617 | 0.020618 | 0.97888 | -0.40736 | 0.98083 | -0.36903 | 5.6642
121 | 0.0042141 | 0.0010481 | -0.004214 | -0.0010482 | 7.9196e-08 | -1.3474e-08 | 0.0064178 | 0.0064178 | 0.0064178 | 0.97664 | -0.45147 | 0.97662 | -0.45187 | 1.7631
122 | 0.0015195 | 0.00038037 | -0.0015194 | -0.00038079 | 7.6355e-08 | -4.2717e-07 | 0.0023141 | 0.0023143 | 0.0023143 | 0.97696 | -0.44498 | 0.97691 | -0.44603 | 0.6358
123 | 0.0032786 | 0.00081372 | -0.0032771 | -0.00081479 | 1.5349e-06 | -1.071e-06 | 0.0049926 | 0.0049934 | 0.0049934 | 0.97662 | -0.45187 | 0.97612 | -0.46176 | 1.3718
124 | 0.0012175 | 0.00029981 | -0.001217 | -0.00030382 | 4.4271e-07 | -4.0044e-06 | 0.0018541 | 0.0018556 | 0.0018556 | 0.97612 | -0.46176 | 0.97573 | -0.46946 | 0.50978
125 | 0.00038431 | 9.5108e-05 | -0.0003843 | -9.6315e-05 | 1.2502e-08 | -1.207e-06 | 0.00058543 | 0.00058586 | 0.00058586 | 0.97612 | -0.46176 | 0.97608 | -0.46245 | 0.16095
126 | 0.0054799 | 0.0013732 | -0.0054796 | -0.0013732 | 3.1687e-07 | 4.5458e-08 | 0.008273 | 0.008273 | 0.008273 | 0.98563 | -0.27481 | 0.98557 | -0.27602 | 2.2728
127 | 0.0024111 | 0.00060416 | -0.0024111 | -0.00060427 | 5.6921e-08 | -1.0953e-07 | 0.0036403 | 0.0036404 | 0.0036404 | 0.98557 | -0.27602 | 0.98554 | -0.27652 | 1.0001

## res_trafo
| p_hv_mw | q_hv_mvar | p_lv_mw | q_lv_mvar | pl_mw | ql_mvar | i_hv_ka | i_lv_ka | vm_hv_pu | va_hv_degree | vm_lv_pu | va_lv_degree | loading_percent
0 | -1.2729e-15 | -1.3162e-15 | 0.00165 | 1.2699e-07 | 0.00165 | 1.2699e-07 | 5.2857e-17 | 0.0023815 | 0.99998 | 149.9956 | 1 | 0 | 0.2619

## res_ext_grid
| p_mw | q_mvar
0 | 0.21082 | 0.053657

## res_load
| p_mw | q_mvar
0 | 0.0030532 | 0.00076522
1 | 0.00091621 | 0.00022962
2 | 0.00060923 | 0.00015269
3 | 0.00081497 | 0.00020425
4 | 0.00088703 | 0.00022231
5 | 0.0015767 | 0.00039515
6 | 0.0021486 | 0.00053849
7 | 0.00073674 | 0.00018464
8 | 0.0033089 | 0.00082928
9 | 0.0016689 | 0.00041827
10 | 0.0011054 | 0.00027705
11 | 0.0045462 | 0.0011394
12 | 0.0031181 | 0.00078146
13 | 0.0023511 | 0.00058924
14 | 0.0028758 | 0.00072075
15 | 0.002154 | 0.00053985
16 | 0.0029615 | 0.00074223
17 | 0.0025475 | 0.00063846
18 | 0.002204 | 0.00055237
19 | 0.0024097 | 0.00060394
20 | 0.0023318 | 0.00058441
21 | 0.0022495 | 0.00056378
22 | 0.0039141 | 0.00098096
23 | 0.0031164 | 0.00078103
24 | 0.0023667 | 0.00059315
25 | 0.0051125 | 0.0012813
26 | 0.001735 | 0.00043483
27 | 0.00885 | 0.002218
28 | 0.0055097 | 0.0013809
29 | 0.0035601 | 0.00089225
30 | 0.0055392 | 0.0013883
31 | 0.0009179 | 0.00023005
32 | 0.00096585 | 0.00024206
33 | 0.0010338 | 0.0002591
34 | 0.0012612 | 0.00031609
35 | 0.00081306 | 0.00020377
36 | 0.0012568 | 0.000315
37 | 0.0024514 | 0.00061438
38 | 0.00054998 | 0.00013784
39 | 0.0016767 | 0.00042022
40 | 0.00055156 | 0.00013824
41 | 0.00097224 | 0.00024367
42 | 0.0010055 | 0.00025201
43 | 0.0038174 | 0.00095672
44 | 0.0021795 | 0.00054624
45 | 0.00061774 | 0.00015482
46 | 0.0033674 | 0.00084396
47 | 0.0042711 | 0.0010704
48 | 0.0018773 | 0.00047049
49 | 0.0046738 | 0.0011714
50 | 0.0028417 | 0.00071219
51 | 0.0014187 | 0.00035555
52 | 0.0014174 | 0.00035524
53 | 0.00068536 | 0.00017177
54 | 0.0032096 | 0.0008044
55 | 0.00057374 | 0.00014379
56 | 0.0016602 | 0.00041609
57 | 0.0074286 | 0.0018618
58 | 0.0016351 | 0.00040978
59 | 0.00069173 | 0.00017336
60 | 0.00047689 | 0.00011952
61 | 0.00016502 | 4.1358e-05
62 | 0.0010776 | 0.00027008
63 | 0.00032203 | 8.0709e-05
64 | 6.5791e-05 | 1.6489e-05
65 | 7.152e-05 | 1.7925e-05
66 | 0.00014742 | 3.6948e-05
67 | 0.00060748 | 0.00015225
68 | 0.0030317 | 0.00075982
69 | 0.0052276 | 0.0013102
70 | 0.00035988 | 9.0193e-05
71 | 0.0053831 | 0.0013491
72 | 0.00065563 | 0.00016432
73 | 0.0032809 | 0.00082228
74 | 0.0018359 | 0.00046011
75 | 0.00054865 | 0.00013751
76 | 0.00021804 | 5.4646e-05
77 | 0.0006221 | 0.00015591
78 | 0.00051619 | 0.00012937
79 | 0.00053617 | 0.00013438
80 | 0.003116 | 0.00078095
81 | 0.00086183 | 0.00021599
82 | 0.0026543 | 0.00066522
83 | 0.0016377 | 0.00041044
84 | 0.00085495 | 0.00021427
85 | 0.0010561 | 0.00026468
86 | 0.00077638 | 0.00019458
87 | 0.00076649 | 0.0001921
88 | 0.0011671 | 0.0002925
89 | 0.0048183 | 0.0012076
90 | 0.0012009 | 0.00030099
91 | 0.001391 | 0.00034862
92 | 0.0036042 | 0.00090329
93 | 0.0028083 | 0.00070382
94 | 0.00093539 | 0.00023443
95 | 0.0015194 | 0.00038079
96 | 0.0016753 | 0.00041987
97 | 0.0003843 | 9.6315e-05
98 | 0.0004406 | 0.00011043
99 | 0.0013971 | 0.00035015
100 | 0.0030684 | 0.00076902
101 | 0.0024111 | 0.00060427

## dtypes
| element | column | dtype
0 | bus | name | object
1 | bus | vn_kv | float64
2 | bus | type | object
3 | bus | zone | object
4 | bus | in_service | bool
5 | load | name | object
6 | load | bus | uint32
7 | load | p_mw | float64
8 | load | q_mvar | float64
9 | load | const_z_percent | float64
10 | load | const_i_percent | float64
11 | load | sn_mva | float64
12 | load | scaling | float64
13 | load | in_service | bool
14 | load | type | object
15 | ext_grid | name | object
16 | ext_grid | bus | uint32
17 | ext_grid | vm_pu | float64
18 | ext_grid | va_degree | float64
19 | ext_grid | slack_weight | float64
20 | ext_grid | in_service | bool
21 | line | name | object
22 | line | std_type | object
23 | line | from_bus | uint32
24 | line | to_bus | uint32
25 | line | length_km | float64
26 | line | r_ohm_per_km | float64
27 | line | x_ohm_per_km | float64
28 | line | c_nf_per_km | float64
29 | line | g_us_per_km | float64
30 | line | max_i_ka | float64
31 | line | df | float64
32 | line | parallel | uint32
33 | line | type | object
34 | line | in_service | bool
35 | trafo | name | object
36 | trafo | std_type | object
37 | trafo | hv_bus | uint32
38 | trafo | lv_bus | uint32
39 | trafo | sn_mva | float64
40 | trafo | vn_hv_kv | float64
41 | trafo | vn_lv_kv | float64
42 | trafo | vk_percent | float64
43 | trafo | vkr_percent | float64
44 | trafo | pfe_kw | float64
45 | trafo | i0_percent | float64
46 | trafo | shift_degree | float64
47 | trafo | tap_side | object
48 | trafo | tap_neutral | int32
49 | trafo | tap_min | int32
50 | trafo | tap_max | int32
51 | trafo | tap_step_percent | float64
52 | trafo | tap_step_degree | float64
53 | trafo | tap_pos | int32
54 | trafo | tap_phase_shifter | bool
55 | trafo | parallel | uint32
56 | trafo | df | float64
57 | trafo | in_service | bool
58 | line_geodata | coords | object
59 | bus_geodata | x | float64
60 | bus_geodata | y | float64
61 | bus_geodata | coords | object
62 | res_bus | vm_pu | float64
63 | res_bus | va_degree | float64
64 | res_bus | p_mw | float64
65 | res_bus | q_mvar | float64
66 | res_line | p_from_mw | float64
67 | res_line | q_from_mvar | float64
68 | res_line | p_to_mw | float64
69 | res_line | q_to_mvar | float64
70 | res_line | pl_mw | float64
71 | res_line | ql_mvar | float64
72 | res_line | i_from_ka | float64
73 | res_line | i_to_ka | float64
74 | res_line | i_ka | float64
75 | res_line | vm_from_pu | float64
76 | res_line | va_from_degree | float64
77 | res_line | vm_to_pu | float64
78 | res_line | va_to_degree | float64
79 | res_line | loading_percent | float64
80 | res_trafo | p_hv_mw | float64
81 | res_trafo | q_hv_mvar | float64
82 | res_trafo | p_lv_mw | float64
83 | res_trafo | q_lv_mvar | float64
84 | res_trafo | pl_mw | float64
85 | res_trafo | ql_mvar | float64
86 | res_trafo | i_hv_ka | float64
87 | res_trafo | i_lv_ka | float64
88 | res_trafo | vm_hv_pu | float64
89 | res_trafo | va_hv_degree | float64
90 | res_trafo | vm_lv_pu | float64
91 | res_trafo | va_lv_degree | float64
92 | res_trafo | loading_percent | float64
93 | res_ext_grid | p_mw | float64
94 | res_ext_grid | q_mvar | float64
95 | res_load | p_mw | float64
96 | res_load | q_mvar | float64

## parameters
| version | format_version | converged | OPF_converged | name | f_hz | sn_mva
0 | 2.14.6 | 2.14.0 | TRUE | FALSE |  | 50 | 1