## bus
| name | vn_kv | type | zone | in_service
0 | bus_LV_1301-55_0_6_node_0 | 0.4 | n |  | TRUE
1 | bus_LV_1301-55_0_6_node_1 | 0.4 | n |  | TRUE
2 | bus_LV_1301-55_0_6_node_2 | 0.4 | n |  | TRUE
3 | bus_LV_1301-55_0_6_node_3 | 0.4 | n |  | TRUE
4 | bus_LV_1301-55_0_6_node_4 | 0.4 | n |  | TRUE
5 | bus_LV_1301-55_0_6_node_22 | 0.4 | n |  | TRUE
6 | bus_LV_1301-55_0_6_node_23 | 0.4 | n |  | TRUE
7 | bus_LV_1301-55_0_6_node_20 | 0.4 | n |  | TRUE
8 | bus_LV_1301-55_0_6_node_16 | 0.4 | n |  | TRUE
9 | bus_LV_1301-55_0_6_node_21 | 0.4 | n |  | TRUE
10 | bus_LV_1301-55_0_6_node_5 | 0.4 | n |  | TRUE
11 | bus_LV_1301-55_0_6_node_6 | 0.4 | n |  | TRUE
12 | bus_LV_1301-55_0_6_node_15 | 0.4 | n |  | TRUE
13 | bus_LV_1301-55_0_6_node_18 | 0.4 | n |  | TRUE
14 | bus_LV_1301-55_0_6_node_112 | 0.4 | n |  | TRUE
15 | bus_LV_1301-55_0_6_node_113 | 0.4 | n |  | TRUE
16 | bus_LV_1301-55_0_6_node_7 | 0.4 | n |  | TRUE
17 | bus_LV_1301-55_0_6_node_8 | 0.4 | n |  | TRUE
18 | bus_LV_1301-55_0_6_node_25 | 0.4 | n |  | TRUE
19 | bus_LV_1301-55_0_6_node_9 | 0.4 | n |  | TRUE
20 | bus_LV_1301-55_0_6_node_24 | 0.4 | n |  | TRUE
21 | bus_LV_1301-55_0_6_node_10 | 0.4 | n |  | TRUE
22 | bus_LV_1301-55_0_6_node_14 | 0.4 | n |  | TRUE
23 | bus_LV_1301-55_0_6_node_11 | 0.4 | n |  | TRUE
24 | bus_LV_1301-55_0_6_node_12 | 0.4 | n |  | TRUE
25 | bus_LV_1301-55_0_6_node_13 | 0.4 | n |  | TRUE
26 | bus_LV_1301-55_0_6_node_26 | 0.4 | n |  | TRUE
27 | bus_LV_1301-55_0_6_node_51 | 0.4 | n |  | TRUE
28 | bus_LV_1301-55_0_6_node_48 | 0.4 | n |  | TRUE
29 | bus_LV_1301-55_0_6_node_17 | 0.4 | n |  | TRUE
30 | bus_LV_1301-55_0_6_node_19 | 0.4 | n |  | TRUE
31 | bus_LV_1301-55_0_6_node_39 | 0.4 | n |  | TRUE
32 | bus_LV_1301-55_0_6_node_40 | 0.4 | n |  | TRUE
33 | bus_LV_1301-55_0_6_node_148 | 0.4 | n |  | TRUE
34 | bus_LV_1301-55_0_6_node_147 | 0.4 | n |  | TRUE
35 | bus_LV_1301-55_0_6_node_53 | 0.4 | n |  | TRUE
36 | bus_LV_1301-55_0_6_node_49 | 0.4 | n |  | TRUE
37 | bus_LV_1301-55_0_6_node_28 | 0.4 | n |  | TRUE
38 | bus_LV_1301-55_0_6_node_47 | 0.4 | n |  | TRUE
39 | bus_LV_1301-55_0_6_node_44 | 0.4 | n |  | TRUE
40 | bus_LV_1301-55_0_6_node_38 | 0.4 | n |  | TRUE
41 | bus_LV_1301-55_0_6_node_45 | 0.4 | n |  | TRUE
42 | bus_LV_1301-55_0_6_node_29 | 0.4 | n |  | TRUE
43 | bus_LV_1301-55_0_6_node_30 | 0.4 | n |  | TRUE
44 | bus_LV_1301-55_0_6_node_31 | 0.4 | n |  | TRUE
45 | bus_LV_1301-55_0_6_node_32 | 0.4 | n |  | TRUE
46 | bus_LV_1301-55_0_6_node_33 | 0.4 | n |  | TRUE
47 | bus_LV_1301-55_0_6_node_34 | 0.4 | n |  | TRUE
48 | bus_LV_1301-55_0_6_node_35 | 0.4 | n |  | TRUE
49 | bus_LV_1301-55_0_6_node_41 | 0.4 | n |  | TRUE
50 | bus_LV_1301-55_0_6_node_42 | 0.4 | n |  | TRUE
51 | bus_LV_1301-55_0_6_node_43 | 0.4 | n |  | TRUE
52 | bus_LV_1301-55_0_6_node_46 | 0.4 | n |  | TRUE
53 | bus_LV_1301-55_0_6_node_36 | 0.4 | n |  | TRUE
54 | bus_LV_1301-55_0_6_node_37 | 0.4 | n |  | TRUE
55 | bus_LV_1301-55_0_6_node_50 | 0.4 | n |  | TRUE
56 | bus_LV_1301-55_0_6_node_52 | 0.4 | n |  | TRUE
57 | bus_LV_1301-55_0_6_node_95 | 0.4 | n |  | TRUE
58 | bus_LV_1301-55_0_6_node_96 | 0.4 | n |  | TRUE
59 | bus_LV_1301-55_0_6_node_70 | 0.4 | n |  | TRUE
60 | bus_LV_1301-55_0_6_node_145 | 0.4 | n |  | TRUE
61 | bus_LV_1301-55_0_6_node_103 | 0.4 | n |  | TRUE
62 | bus_LV_1301-55_0_6_node_105 | 0.4 | n |  | TRUE
63 | bus_LV_1301-55_0_6_node_142 | 0.4 | n |  | TRUE
64 | bus_LV_1301-55_0_6_node_71 | 0.4 | n |  | TRUE
65 | bus_LV_1301-55_0_6_node_54 | 0.4 | n |  | TRUE
66 | bus_LV_1301-55_0_6_node_55 | 0.4 | n |  | TRUE
67 | bus_LV_1301-55_0_6_node_56 | 0.4 | n |  | TRUE
68 | bus_LV_1301-55_0_6_node_57 | 0.4 | n |  | TRUE
69 | bus_LV_1301-55_0_6_node_58 | 0.4 | n |  | TRUE
70 | bus_LV_1301-55_0_6_node_59 | 0.4 | n |  | TRUE
71 | bus_LV_1301-55_0_6_node_60 | 0.4 | n |  | TRUE
72 | bus_LV_1301-55_0_6_node_61 | 0.4 | n |  | TRUE
73 | bus_LV_1301-55_0_6_node_62 | 0.4 | n |  | TRUE
74 | bus_LV_1301-55_0_6_node_116 | 0.4 | n |  | TRUE
75 | bus_LV_1301-55_0_6_node_115 | 0.4 | n |  | TRUE
76 | bus_LV_1301-55_0_6_node_99 | 0.4 | n |  | TRUE
77 | bus_LV_1301-55_0_6_node_137 | 0.4 | n |  | TRUE
78 | bus_LV_1301-55_0_6_node_97 | 0.4 | n |  | TRUE
79 | bus_LV_1301-55_0_6_node_63 | 0.4 | n |  | TRUE
80 | bus_LV_1301-55_0_6_node_64 | 0.4 | n |  | TRUE
81 | bus_LV_1301-55_0_6_node_65 | 0.4 | n |  | TRUE
82 | bus_LV_1301-55_0_6_node_66 | 0.4 | n |  | TRUE
83 | bus_LV_1301-55_0_6_node_67 | 0.4 | n |  | TRUE
84 | bus_LV_1301-55_0_6_node_68 | 0.4 | n |  | TRUE
85 | bus_LV_1301-55_0_6_node_69 | 0.4 | n |  | TRUE
86 | bus_LV_1301-55_0_6_node_78 | 0.4 | n |  | TRUE
87 | bus_LV_1301-55_0_6_node_73 | 0.4 | n |  | TRUE
88 | bus_LV_1301-55_0_6_node_76 | 0.4 | n |  | TRUE
89 | bus_LV_1301-55_0_6_node_74 | 0.4 | n |  | TRUE
90 | bus_LV_1301-55_0_6_node_72 | 0.4 | n |  | TRUE
91 | bus_LV_1301-55_0_6_node_133 | 0.4 | n |  | TRUE
92 | bus_LV_1301-55_0_6_node_134 | 0.4 | n |  | TRUE
93 | bus_LV_1301-55_0_6_node_75 | 0.4 | n |  | TRUE
94 | bus_LV_1301-55_0_6_node_77 | 0.4 | n |  | TRUE
95 | bus_LV_1301-55_0_6_node_79 | 0.4 | n |  | TRUE
96 | bus_LV_1301-55_0_6_node_80 | 0.4 | n |  | TRUE
97 | bus_LV_1301-55_0_6_node_81 | 0.4 | n |  | TRUE
98 | bus_LV_1301-55_0_6_node_82 | 0.4 | n |  | TRUE
99 | bus_LV_1301-55_0_6_node_90 | 0.4 | n |  | TRUE
100 | bus_LV_1301-55_0_6_node_128 | 0.4 | n |  | TRUE
101 | bus_LV_1301-55_0_6_node_91 | 0.4 | n |  | TRUE
102 | bus_LV_1301-55_0_6_node_130 | 0.4 | n |  | TRUE
103 | bus_LV_1301-55_0_6_node_129 | 0.4 | n |  | TRUE
104 | bus_LV_1301-55_0_6_node_89 | 0.4 | n |  | TRUE
105 | bus_LV_1301-55_0_6_node_83 | 0.4 | n |  | TRUE
106 | bus_LV_1301-55_0_6_node_84 | 0.4 | n |  | TRUE
107 | bus_LV_1301-55_0_6_node_85 | 0.4 | n |  | TRUE
108 | bus_LV_1301-55_0_6_node_86 | 0.4 | n |  | TRUE
109 | bus_LV_1301-55_0_6_node_87 | 0.4 | n |  | TRUE
110 | bus_LV_1301-55_0_6_node_88 | 0.4 | n |  | TRUE
111 | bus_LV_1301-55_0_6_node_111 | 0.4 | n |  | TRUE
112 | bus_LV_1301-55_0_6_node_106 | 0.4 | n |  | TRUE
113 | bus_LV_1301-55_0_6_node_138 | 0.4 | n |  | TRUE
114 | bus_LV_1301-55_0_6_node_107 | 0.4 | n |  | TRUE
115 | bus_LV_1301-55_0_6_node_139 | 0.4 | n |  | TRUE
116 | bus_LV_1301-55_0_6_node_92 | 0.4 | n |  | TRUE
117 | bus_LV_1301-55_0_6_node_93 | 0.4 | n |  | TRUE
118 | bus_LV_1301-55_0_6_node_94 | 0.4 | n |  | TRUE
119 | bus_LV_1301-55_0_6_node_127 | 0.4 | n |  | TRUE
120 | bus_LV_1301-55_0_6_node_124 | 0.4 | n |  | TRUE
121 | bus_LV_1301-55_0_6_node_144 | 0.4 | n |  | TRUE
122 | bus_LV_1301-55_0_6_node_104 | 0.4 | n |  | TRUE
123 | bus_LV_1301-55_0_6_node_108 | 0.4 | n |  | TRUE
124 | bus_LV_1301-55_0_6_node_121 | 0.4 | n |  | TRUE
125 | bus_LV_1301-55_0_6_node_120 | 0.4 | n |  | TRUE
126 | bus_LV_1301-55_0_6_node_98 | 0.4 | n |  | TRUE
127 | bus_LV_1301-55_0_6_node_100 | 0.4 | n |  | TRUE
128 | bus_LV_1301-55_0_6_node_101 | 0.4 | n |  | TRUE
129 | bus_LV_1301-55_0_6_node_132 | 0.4 | n |  | TRUE
130 | bus_LV_1301-55_0_6_node_143 | 0.4 | n |  | TRUE
131 | bus_LV_1301-55_0_6_node_102 | 0.4 | n |  | TRUE
132 | bus_LV_1301-55_0_6_node_123 | 0.4 | n |  | TRUE
133 | bus_LV_1301-55_0_6_node_125 | 0.4 | n |  | TRUE
134 | bus_LV_1301-55_0_6_node_126 | 0.4 | n |  | TRUE
135 | bus_LV_1301-55_0_6_node_122 | 0.4 | n |  | TRUE
136 | bus_LV_1301-55_0_6_node_110 | 0.4 | n |  | TRUE
137 | bus_LV_1301-55_0_6_node_109 | 0.4 | n |  | TRUE
138 | bus_LV_1301-55_0_6_node_114 | 0.4 | n |  | TRUE
139 | bus_LV_1301-55_0_6_node_117 | 0.4 | n |  | TRUE
140 | bus_LV_1301-55_0_6_node_118 | 0.4 | n |  | TRUE
141 | bus_LV_1301-55_0_6_node_135 | 0.4 | n |  | TRUE
142 | bus_LV_1301-55_0_6_node_119 | 0.4 | n |  | TRUE
143 | bus_LV_1301-55_0_6_node_131 | 0.4 | n |  | TRUE
144 | bus_LV_1301-55_0_6_node_141 | 0.4 | n |  | TRUE
145 | bus_LV_1301-55_0_6_node_140 | 0.4 | n |  | TRUE
146 | bus_LV_1301-55_0_6_node_136 | 0.4 | n |  | TRUE
147 | bus_LV_1301-55_0_6_node_146 | 0.4 | n |  | TRUE
148 | bus_MV_17_0_node_101 | 20 | n |  | TRUE

## load
| name | bus | p_mw | q_mvar | const_z_percent | const_i_percent | sn_mva | scaling | in_service | type
0 | LV_1301-55_0_6_load_0 | 0 | 0.0024152 | 0.0006053 | 0 | 0 |  | 1 | TRUE | wye
1 | LV_1301-55_0_6_load_1 | 1 | 0.00043272 | 0.00010845 | 0 | 0 |  | 1 | TRUE | wye
2 | LV_1301-55_0_6_load_2 | 2 | 0.00037487 | 9.3952e-05 | 0 | 0 |  | 1 | TRUE | wye
3 | LV_1301-55_0_6_load_3 | 3 | 0.0017727 | 0.00044427 | 0 | 0 |  | 1 | TRUE | wye
4 | LV_1301-55_0_6_load_20 | 7 | 0.00080219 | 0.00020105 | 0 | 0 |  | 1 | TRUE | wye
5 | LV_1301-55_0_6_load_16 | 8 | 0.0028297 | 0.00070919 | 0 | 0 |  | 1 | TRUE | wye
6 | LV_1301-55_0_6_load_21 | 9 | 0.00058346 | 0.00014623 | 0 | 0 |  | 1 | TRUE | wye
7 | LV_1301-55_0_6_load_5 | 10 | 0.0013174 | 0.00033018 | 0 | 0 |  | 1 | TRUE | wye
8 | LV_1301-55_0_6_load_6 | 11 | 0.00098049 | 0.00024573 | 0 | 0 |  | 1 | TRUE | wye
9 | LV_1301-55_0_6_load_15 | 12 | 0.00030708 | 7.6962e-05 | 0 | 0 |  | 1 | TRUE | wye
10 | LV_1301-55_0_6_load_18 | 13 | 0.00026491 | 6.6394e-05 | 0 | 0 |  | 1 | TRUE | wye
11 | LV_1301-55_0_6_load_112 | 14 | 0.00077733 | 0.00019482 | 0 | 0 |  | 1 | TRUE | wye
12 | LV_1301-55_0_6_load_113 | 15 | 0.0012977 | 0.00032523 | 0 | 0 |  | 1 | TRUE | wye
13 | LV_1301-55_0_6_load_7 | 16 | 0.0015256 | 0.00038236 | 0 | 0 |  | 1 | TRUE | wye
14 | LV_1301-55_0_6_load_8 | 17 | 0.0019476 | 0.00048811 | 0 | 0 |  | 1 | TRUE | wye
15 | LV_1301-55_0_6_load_25 | 18 | 0.011068 | 0.002774 | 0 | 0 |  | 1 | TRUE | wye
16 | LV_1301-55_0_6_load_24 | 20 | 0.00030851 | 7.732e-05 | 0 | 0 |  | 1 | TRUE | wye
17 | LV_1301-55_0_6_load_14 | 22 | 0.00012868 | 3.2249e-05 | 0 | 0 |  | 1 | TRUE | wye
18 | LV_1301-55_0_6_load_12 | 24 | 0.0042228 | 0.0010583 | 0 | 0 |  | 1 | TRUE | wye
19 | LV_1301-55_0_6_load_13 | 25 | 0.002366 | 0.00059297 | 0 | 0 |  | 1 | TRUE | wye
20 | LV_1301-55_0_6_load_51 | 27 | 0.0043018 | 0.0010781 | 0 | 0 |  | 1 | TRUE | wye
21 | LV_1301-55_0_6_load_48 | 28 | 0.0082338 | 0.0020636 | 0 | 0 |  | 1 | TRUE | wye
22 | LV_1301-55_0_6_load_19 | 30 | 0.00017037 | 4.2699e-05 | 0 | 0 |  | 1 | TRUE | wye
23 | LV_1301-55_0_6_load_39 | 31 | 0.00019288 | 4.8341e-05 | 0 | 0 |  | 1 | TRUE | wye
24 | LV_1301-55_0_6_load_40 | 32 | 0.00018168 | 4.5533e-05 | 0 | 0 |  | 1 | TRUE | wye
25 | LV_1301-55_0_6_load_148 | 33 | 0.00074388 | 0.00018643 | 0 | 0 |  | 1 | TRUE | wye
26 | LV_1301-55_0_6_load_147 | 34 | 0.0016243 | 0.00040708 | 0 | 0 |  | 1 | TRUE | wye
27 | LV_1301-55_0_6_load_53 | 35 | 0.0046657 | 0.0011693 | 0 | 0 |  | 1 | TRUE | wye
28 | LV_1301-55_0_6_load_49 | 36 | 0.0012185 | 0.00030537 | 0 | 0 |  | 1 | TRUE | wye
29 | LV_1301-55_0_6_load_47 | 38 | 0.00014434 | 3.6175e-05 | 0 | 0 |  | 1 | TRUE | wye
30 | LV_1301-55_0_6_load_44 | 39 | 0.00014505 | 3.6354e-05 | 0 | 0 |  | 1 | TRUE | wye
31 | LV_1301-55_0_6_load_38 | 40 | 0.00011896 | 2.9815e-05 | 0 | 0 |  | 1 | TRUE | wye
32 | LV_1301-55_0_6_load_45 | 41 | 0.00012107 | 3.0342e-05 | 0 | 0 |  | 1 | TRUE | wye
33 | LV_1301-55_0_6_load_29 | 42 | 0.0001716 | 4.3008e-05 | 0 | 0 |  | 1 | TRUE | wye
34 | LV_1301-55_0_6_load_32 | 45 | 0.00049308 | 0.00012358 | 0 | 0 |  | 1 | TRUE | wye
35 | LV_1301-55_0_6_load_33 | 46 | 0.0021734 | 0.0005447 | 0 | 0 |  | 1 | TRUE | wye
36 | LV_1301-55_0_6_load_34 | 47 | 0.00012483 | 3.1286e-05 | 0 | 0 |  | 1 | TRUE | wye
37 | LV_1301-55_0_6_load_35 | 48 | 0.00014769 | 3.7015e-05 | 0 | 0 |  | 1 | TRUE | wye
38 | LV_1301-55_0_6_load_41 | 49 | 0.0011189 | 0.00028042 | 0 | 0 |  | 1 | TRUE | wye
39 | LV_1301-55_0_6_load_42 | 50 | 0.0011741 | 0.00029426 | 0 | 0 |  | 1 | TRUE | wye
40 | LV_1301-55_0_6_load_43 | 51 | 0.00098333 | 0.00024645 | 0 | 0 |  | 1 | TRUE | wye
41 | LV_1301-55_0_6_load_46 | 52 | 0.00025396 | 6.3649e-05 | 0 | 0 |  | 1 | TRUE | wye
42 | LV_1301-55_0_6_load_36 | 53 | 0.00013212 | 3.3113e-05 | 0 | 0 |  | 1 | TRUE | wye
43 | LV_1301-55_0_6_load_37 | 54 | 8.5389e-05 | 2.1401e-05 | 0 | 0 |  | 1 | TRUE | wye
44 | LV_1301-55_0_6_load_50 | 55 | 0.0013864 | 0.00034747 | 0 | 0 |  | 1 | TRUE | wye
45 | LV_1301-55_0_6_load_95 | 57 | 0.0037087 | 0.00092948 | 0 | 0 |  | 1 | TRUE | wye
46 | LV_1301-55_0_6_load_70 | 59 | 0.0051743 | 0.0012968 | 0 | 0 |  | 1 | TRUE | wye
47 | LV_1301-55_0_6_load_145 | 60 | 0.0028294 | 0.00070911 | 0 | 0 |  | 1 | TRUE | wye
48 | LV_1301-55_0_6_load_142 | 63 | 0.0010405 | 0.00026076 | 0 | 0 |  | 1 | TRUE | wye
49 | LV_1301-55_0_6_load_71 | 64 | 0.00089002 | 0.00022306 | 0 | 0 |  | 1 | TRUE | wye
50 | LV_1301-55_0_6_load_54 | 65 | 0.0053572 | 0.0013426 | 0 | 0 |  | 1 | TRUE | wye
51 | LV_1301-55_0_6_load_55 | 66 | 0.0012403 | 0.00031085 | 0 | 0 |  | 1 | TRUE | wye
52 | LV_1301-55_0_6_load_56 | 67 | 0.0010793 | 0.0002705 | 0 | 0 |  | 1 | TRUE | wye
53 | LV_1301-55_0_6_load_57 | 68 | 0.0010602 | 0.00026572 | 0 | 0 |  | 1 | TRUE | wye
54 | LV_1301-55_0_6_load_59 | 70 | 0.00062569 | 0.00015681 | 0 | 0 |  | 1 | TRUE | wye
55 | LV_1301-55_0_6_load_60 | 71 | 0.0024827 | 0.00062221 | 0 | 0 |  | 1 | TRUE | wye
56 | LV_1301-55_0_6_load_61 | 72 | 0.0026944 | 0.00067527 | 0 | 0 |  | 1 | TRUE | wye
57 | LV_1301-55_0_6_load_62 | 73 | 0.0018329 | 0.00045938 | 0 | 0 |  | 1 | TRUE | wye
58 | LV_1301-55_0_6_load_116 | 74 | 0.0076655 | 0.0019212 | 0 | 0 |  | 1 | TRUE | wye
59 | LV_1301-55_0_6_load_115 | 75 | 0.022886 | 0.0057358 | 0 | 0 |  | 1 | TRUE | wye
60 | LV_1301-55_0_6_load_99 | 76 | 0.000745 | 0.00018671 | 0 | 0 |  | 1 | TRUE | wye
61 | LV_1301-55_0_6_load_97 | 78 | 0.0010631 | 0.00026644 | 0 | 0 |  | 1 | TRUE | wye
62 | LV_1301-55_0_6_load_63 | 79 | 0.0029023 | 0.00072738 | 0 | 0 |  | 1 | TRUE | wye
63 | LV_1301-55_0_6_load_64 | 80 | 0.0028351 | 0.00071056 | 0 | 0 |  | 1 | TRUE | wye
64 | LV_1301-55_0_6_load_65 | 81 | 0.0015768 | 0.00039518 | 0 | 0 |  | 1 | TRUE | wye
65 | LV_1301-55_0_6_load_66 | 82 | 0.0022013 | 0.0005517 | 0 | 0 |  | 1 | TRUE | wye
66 | LV_1301-55_0_6_load_67 | 83 | 0.0028497 | 0.0007142 | 0 | 0 |  | 1 | TRUE | wye
67 | LV_1301-55_0_6_load_68 | 84 | 0.0020147 | 0.00050492 | 0 | 0 |  | 1 | TRUE | wye
68 | LV_1301-55_0_6_load_69 | 85 | 0.0032694 | 0.0008194 | 0 | 0 |  | 1 | TRUE | wye
69 | LV_1301-55_0_6_load_78 | 86 | 0.0017398 | 0.00043604 | 0 | 0 |  | 1 | TRUE | wye
70 | LV_1301-55_0_6_load_73 | 87 | 0.0035997 | 0.00090216 | 0 | 0 |  | 1 | TRUE | wye
71 | LV_1301-55_0_6_load_76 | 88 | 0.0018813 | 0.00047149 | 0 | 0 |  | 1 | TRUE | wye
72 | LV_1301-55_0_6_load_74 | 89 | 0.0022182 | 0.00055593 | 0 | 0 |  | 1 | TRUE | wye
73 | LV_1301-55_0_6_load_72 | 90 | 0.0030791 | 0.0007717 | 0 | 0 |  | 1 | TRUE | wye
74 | LV_1301-55_0_6_load_133 | 91 | 0.0025483 | 0.00063867 | 0 | 0 |  | 1 | TRUE | wye
75 | LV_1301-55_0_6_load_75 | 93 | 0.0015435 | 0.00038683 | 0 | 0 |  | 1 | TRUE | wye
76 | LV_1301-55_0_6_load_79 | 95 | 0.0029894 | 0.00074921 | 0 | 0 |  | 1 | TRUE | wye
77 | LV_1301-55_0_6_load_80 | 96 | 0.0045325 | 0.0011359 | 0 | 0 |  | 1 | TRUE | wye
78 | LV_1301-55_0_6_load_81 | 97 | 0.0024259 | 0.00060799 | 0 | 0 |  | 1 | TRUE | wye
79 | LV_1301-55_0_6_load_82 | 98 | 0.0023305 | 0.00058407 | 0 | 0 |  | 1 | TRUE | wye
80 | LV_1301-55_0_6_load_90 | 99 | 0.0011119 | 0.00027868 | 0 | 0 |  | 1 | TRUE | wye
81 | LV_1301-55_0_6_load_128 | 100 | 0.00069165 | 0.00017334 | 0 | 0 |  | 1 | TRUE | wye
82 | LV_1301-55_0_6_load_91 | 101 | 0.0031904 | 0.00079958 | 0 | 0 |  | 1 | TRUE | wye
83 | LV_1301-55_0_6_load_130 | 102 | 0.0012974 | 0.00032517 | 0 | 0 |  | 1 | TRUE | wye
84 | LV_1301-55_0_6_load_129 | 103 | 0.0033891 | 0.00084939 | 0 | 0 |  | 1 | TRUE | wye
85 | LV_1301-55_0_6_load_83 | 105 | 0.0099297 | 0.0024886 | 0 | 0 |  | 1 | TRUE | wye
86 | LV_1301-55_0_6_load_84 | 106 | 0.0034254 | 0.00085849 | 0 | 0 |  | 1 | TRUE | wye
87 | LV_1301-55_0_6_load_85 | 107 | 0.01532 | 0.0038394 | 0 | 0 |  | 1 | TRUE | wye
88 | LV_1301-55_0_6_load_86 | 108 | 0.0031024 | 0.00077753 | 0 | 0 |  | 1 | TRUE | wye
89 | LV_1301-55_0_6_load_87 | 109 | 0.0037363 | 0.00093641 | 0 | 0 |  | 1 | TRUE | wye
90 | LV_1301-55_0_6_load_111 | 111 | 0.0031155 | 0.00078081 | 0 | 0 |  | 1 | TRUE | wye
91 | LV_1301-55_0_6_load_138 | 113 | 0.0044301 | 0.0011103 | 0 | 0 |  | 1 | TRUE | wye
92 | LV_1301-55_0_6_load_107 | 114 | 0.0058511 | 0.0014664 | 0 | 0 |  | 1 | TRUE | wye
93 | LV_1301-55_0_6_load_139 | 115 | 0.0034854 | 0.00087352 | 0 | 0 |  | 1 | TRUE | wye
94 | LV_1301-55_0_6_load_92 | 116 | 0.0025144 | 0.00063018 | 0 | 0 |  | 1 | TRUE | wye
95 | LV_1301-55_0_6_load_93 | 117 | 0.0020585 | 0.00051591 | 0 | 0 |  | 1 | TRUE | wye
96 | LV_1301-55_0_6_load_94 | 118 | 0.0024408 | 0.00061171 | 0 | 0 |  | 1 | TRUE | wye
97 | LV_1301-55_0_6_load_127 | 119 | 0.00088416 | 0.00022159 | 0 | 0 |  | 1 | TRUE | wye
98 | LV_1301-55_0_6_load_124 | 120 | 0.00097217 | 0.00024365 | 0 | 0 |  | 1 | TRUE | wye
99 | LV_1301-55_0_6_load_144 | 121 | 0.0037266 | 0.00093397 | 0 | 0 |  | 1 | TRUE | wye
100 | LV_1301-55_0_6_load_104 | 122 | 0.0012798 | 0.00032075 | 0 | 0 |  | 1 | TRUE | wye
101 | LV_1301-55_0_6_load_108 | 123 | 0.0040111 | 0.0010053 | 0 | 0 |  | 1 | TRUE | wye
102 | LV_1301-55_0_6_load_121 | 124 | 0.0014073 | 0.00035271 | 0 | 0 |  | 1 | TRUE | wye
103 | LV_1301-55_0_6_load_120 | 125 | 0.0010048 | 0.00025182 | 0 | 0 |  | 1 | TRUE | wye
104 | LV_1301-55_0_6_load_98 | 126 | 0.00062936 | 0.00015773 | 0 | 0 |  | 1 | TRUE | wye
105 | LV_1301-55_0_6_load_100 | 127 | 0.00080423 | 0.00020156 | 0 | 0 |  | 1 | TRUE | wye
106 | LV_1301-55_0_6_load_101 | 128 | 0.003843 | 0.00096314 | 0 | 0 |  | 1 | TRUE | wye
107 | LV_1301-55_0_6_load_132 | 129 | 0.0051289 | 0.0012854 | 0 | 0 |  | 1 | TRUE | wye
108 | LV_1301-55_0_6_load_143 | 130 | 0.0051034 | 0.001279 | 0 | 0 |  | 1 | TRUE | wye
109 | LV_1301-55_0_6_load_102 | 131 | 0.0057152 | 0.0014324 | 0 | 0 |  | 1 | TRUE | wye
110 | LV_1301-55_0_6_load_125 | 133 | 0.002566 | 0.00064309 | 0 | 0 |  | 1 | TRUE | wye
111 | LV_1301-55_0_6_load_126 | 134 | 0.00091072 | 0.00022825 | 0 | 0 |  | 1 | TRUE | wye
112 | LV_1301-55_0_6_load_122 | 135 | 0.0028254 | 0.00070811 | 0 | 0 |  | 1 | TRUE | wye
113 | LV_1301-55_0_6_load_110 | 136 | 0.0019189 | 0.00048091 | 0 | 0 |  | 1 | TRUE | wye
114 | LV_1301-55_0_6_load_109 | 137 | 0.0014782 | 0.00037047 | 0 | 0 |  | 1 | TRUE | wye
115 | LV_1301-55_0_6_load_114 | 138 | 0.00042323 | 0.00010607 | 0 | 0 |  | 1 | TRUE | wye
116 | LV_1301-55_0_6_load_117 | 139 | 0.00081301 | 0.00020376 | 0 | 0 |  | 1 | TRUE | wye
117 | LV_1301-55_0_6_load_118 | 140 | 0.00028195 | 7.0663e-05 | 0 | 0 |  | 1 | TRUE | wye
118 | LV_1301-55_0_6_load_135 | 141 | 0.0039471 | 0.00098924 | 0 | 0 |  | 1 | TRUE | wye
119 | LV_1301-55_0_6_load_119 | 142 | 0.00083795 | 0.00021001 | 0 | 0 |  | 1 | TRUE | wye
120 | LV_1301-55_0_6_load_131 | 143 | 0.0034302 | 0.00085969 | 0 | 0 |  | 1 | TRUE | wye
121 | LV_1301-55_0_6_load_141 | 144 | 0.00377 | 0.00094486 | 0 | 0 |  | 1 | TRUE | wye
122 | LV_1301-55_0_6_load_140 | 145 | 0.0041639 | 0.0010436 | 0 | 0 |  | 1 | TRUE | wye
123 | LV_1301-55_0_6_load_136 | 146 | 0.008105 | 0.0020313 | 0 | 0 |  | 1 | TRUE | wye
124 | LV_1301-55_0_6_load_146 | 147 | 0.0021611 | 0.00054161 | 0 | 0 |  | 1 | TRUE | wye

## ext_grid
| name | bus | vm_pu | va_degree | slack_weight | in_service
0 |  | 86 | 1 | 0 | 1 | TRUE

## line
| name | std_type | from_bus | to_bus | length_km | r_ohm_per_km | x_ohm_per_km | c_nf_per_km | g_us_per_km | max_i_ka | df | parallel | type | in_service
0 | LV_1301-55_0_6_line_0 |  | 0 | 1 | 0.016365 | 0.125 | 0.08 | 261 | 0 | 0.364 | 1 | 5 | cs | TRUE
1 | LV_1301-55_0_6_line_1 |  | 0 | 2 | 0.06333 | 0.125 | 0.08 | 261 | 0 | 0.364 | 1 | 5 | cs | TRUE
2 | LV_1301-55_0_6_line_2 |  | 1 | 3 | 0.0075652 | 0.125 | 0.08 | 261 | 0 | 0.364 | 1 | 5 | cs | TRUE
3 | LV_1301-55_0_6_line_3 |  | 2 | 4 | 0.023259 | 0.125 | 0.08 | 261 | 0 | 0.364 | 1 | 5 | cs | TRUE
4 | LV_1301-55_0_6_line_4 |  | 3 | 8 | 0.09057 | 0.125 | 0.08 | 261 | 0 | 0.364 | 1 | 5 | cs | TRUE
5 | LV_1301-55_0_6_line_5 |  | 4 | 10 | 0.015463 | 0.125 | 0.08 | 261 | 0 | 0.364 | 1 | 5 | cs | TRUE
6 | LV_1301-55_0_6_line_6 |  | 4 | 11 | 0.016098 | 0.125 | 0.08 | 261 | 0 | 0.364 | 1 | 1 | cs | TRUE
7 | LV_1301-55_0_6_line_7 |  | 5 | 6 | 0.029333 | 0.125 | 0.08 | 261 | 0 | 0.364 | 1 | 1 | cs | TRUE
8 | LV_1301-55_0_6_line_8 |  | 5 | 7 | 0.019885 | 0.125 | 0.08 | 261 | 0 | 0.364 | 1 | 1 | cs | TRUE
9 | LV_1301-55_0_6_line_9 |  | 6 | 33 | 0.081052 | 0.125 | 0.08 | 261 | 0 | 0.364 | 1 | 1 | cs | TRUE
10 | LV_1301-55_0_6_line_10 |  | 7 | 9 | 0.053881 | 0.125 | 0.08 | 261 | 0 | 0.364 | 1 | 1 | cs | TRUE
11 | LV_1301-55_0_6_line_11 |  | 8 | 12 | 0.033937 | 0.125 | 0.08 | 261 | 0 | 0.364 | 1 | 5 | cs | TRUE
12 | LV_1301-55_0_6_line_12 |  | 10 | 14 | 0.014376 | 0.125 | 0.08 | 261 | 0 | 0.364 | 1 | 5 | cs | TRUE
13 | LV_1301-55_0_6_line_13 |  | 12 | 13 | 0.20669 | 0.125 | 0.08 | 261 | 0 | 0.364 | 1 | 5 | cs | TRUE
14 | LV_1301-55_0_6_line_14 |  | 13 | 20 | 0.11089 | 0.125 | 0.08 | 261 | 0 | 0.364 | 1 | 1 | cs | TRUE
15 | LV_1301-55_0_6_line_15 |  | 13 | 29 | 0.036286 | 0.125 | 0.08 | 261 | 0 | 0.364 | 1 | 5 | cs | TRUE
16 | LV_1301-55_0_6_line_16 |  | 14 | 15 | 0.0086563 | 0.125 | 0.08 | 261 | 0 | 0.364 | 1 | 5 | cs | TRUE
17 | LV_1301-55_0_6_line_17 |  | 15 | 138 | 0.0083003 | 0.125 | 0.08 | 261 | 0 | 0.364 | 1 | 5 | cs | TRUE
18 | LV_1301-55_0_6_line_18 |  | 16 | 17 | 0.048348 | 0.125 | 0.08 | 261 | 0 | 0.364 | 1 | 1 | cs | TRUE
19 | LV_1301-55_0_6_line_19 |  | 16 | 18 | 0.069444 | 0.125 | 0.08 | 261 | 0 | 0.364 | 1 | 1 | cs | TRUE
20 | LV_1301-55_0_6_line_20 |  | 16 | 19 | 0.10743 | 0.125 | 0.08 | 261 | 0 | 0.364 | 1 | 1 | cs | TRUE
21 | LV_1301-55_0_6_line_21 |  | 18 | 20 | 0.16437 | 0.125 | 0.08 | 261 | 0 | 0.364 | 1 | 1 | cs | TRUE
22 | LV_1301-55_0_6_line_22 |  | 19 | 21 | 0.03843 | 0.125 | 0.08 | 261 | 0 | 0.364 | 1 | 1 | cs | TRUE
23 | LV_1301-55_0_6_line_23 |  | 21 | 22 | 0.0086187 | 0.125 | 0.08 | 261 | 0 | 0.364 | 1 | 1 | cs | TRUE
24 | LV_1301-55_0_6_line_24 |  | 23 | 24 | 0.022559 | 0.125 | 0.08 | 261 | 0 | 0.364 | 1 | 1 | cs | TRUE
25 | LV_1301-55_0_6_line_25 |  | 23 | 25 | 0.06795 | 0.125 | 0.08 | 261 | 0 | 0.364 | 1 | 1 | cs | TRUE
26 | LV_1301-55_0_6_line_26 |  | 25 | 26 | 0.014778 | 0.125 | 0.08 | 261 | 0 | 0.364 | 1 | 1 | cs | TRUE
27 | LV_1301-55_0_6_line_27 |  | 26 | 27 | 0.025072 | 0.125 | 0.08 | 261 | 0 | 0.364 | 1 | 1 | cs | TRUE
28 | LV_1301-55_0_6_line_28 |  | 26 | 28 | 0.0045789 | 0.125 | 0.08 | 261 | 0 | 0.364 | 1 | 1 | cs | TRUE
29 | LV_1301-55_0_6_line_29 |  | 27 | 35 | 0.0087882 | 0.125 | 0.08 | 261 | 0 | 0.364 | 1 | 1 | cs | TRUE
30 | LV_1301-55_0_6_line_30 |  | 28 | 36 | 0.037845 | 0.125 | 0.08 | 261 | 0 | 0.364 | 1 | 1 | cs | TRUE
31 | LV_1301-55_0_6_line_31 |  | 29 | 30 | 0.019948 | 0.125 | 0.08 | 261 | 0 | 0.364 | 1 | 5 | cs | TRUE
32 | LV_1301-55_0_6_line_32 |  | 30 | 31 | 0.069984 | 0.125 | 0.08 | 261 | 0 | 0.364 | 1 | 5 | cs | TRUE
33 | LV_1301-55_0_6_line_33 |  | 31 | 32 | 0.0071042 | 0.125 | 0.08 | 261 | 0 | 0.364 | 1 | 5 | cs | TRUE
34 | LV_1301-55_0_6_line_34 |  | 32 | 54 | 0.20854 | 0.125 | 0.08 | 261 | 0 | 0.364 | 1 | 5 | cs | TRUE
35 | LV_1301-55_0_6_line_35 |  | 33 | 34 | 0.030416 | 0.125 | 0.08 | 261 | 0 | 0.364 | 1 | 1 | cs | TRUE
36 | LV_1301-55_0_6_line_36 |  | 34 | 136 | 0.034352 | 0.125 | 0.08 | 261 | 0 | 0.364 | 1 | 1 | cs | TRUE
37 | LV_1301-55_0_6_line_37 |  | 35 | 59 | 0.013816 | 0.125 | 0.08 | 261 | 0 | 0.364 | 1 | 1 | cs | TRUE
38 | LV_1301-55_0_6_line_38 |  | 36 | 55 | 0.026516 | 0.125 | 0.08 | 261 | 0 | 0.364 | 1 | 1 | cs | TRUE
39 | LV_1301-55_0_6_line_39 |  | 37 | 38 | 0.007233 | 0.125 | 0.08 | 261 | 0 | 0.364 | 1 | 1 | cs | TRUE
40 | LV_1301-55_0_6_line_40 |  | 37 | 39 | 0.0041742 | 0.125 | 0.08 | 261 | 0 | 0.364 | 1 | 1 | cs | TRUE
41 | LV_1301-55_0_6_line_41 |  | 38 | 40 | 0.10653 | 0.125 | 0.08 | 261 | 0 | 0.364 | 1 | 1 | cs | TRUE
42 | LV_1301-55_0_6_line_42 |  | 39 | 41 | 0.021391 | 0.125 | 0.08 | 261 | 0 | 0.364 | 1 | 1 | cs | TRUE
43 | LV_1301-55_0_6_line_43 |  | 40 | 54 | 0.12835 | 0.125 | 0.08 | 261 | 0 | 0.364 | 1 | 1 | cs | TRUE
44 | LV_1301-55_0_6_line_44 |  | 41 | 52 | 0.042731 | 0.125 | 0.08 | 261 | 0 | 0.364 | 1 | 1 | cs | TRUE
45 | LV_1301-55_0_6_line_45 |  | 42 | 43 | 0.02776 | 0.125 | 0.08 | 261 | 0 | 0.364 | 1 | 1 | cs | TRUE
46 | LV_1301-55_0_6_line_46 |  | 42 | 44 | 0.052112 | 0.125 | 0.08 | 261 | 0 | 0.364 | 1 | 1 | cs | TRUE
47 | LV_1301-55_0_6_line_47 |  | 43 | 45 | 0.051931 | 0.125 | 0.08 | 261 | 0 | 0.364 | 1 | 1 | cs | TRUE
48 | LV_1301-55_0_6_line_48 |  | 44 | 46 | 0.031689 | 0.125 | 0.08 | 261 | 0 | 0.364 | 1 | 1 | cs | TRUE
49 | LV_1301-55_0_6_line_49 |  | 45 | 47 | 0.1613 | 0.125 | 0.08 | 261 | 0 | 0.364 | 1 | 1 | cs | TRUE
50 | LV_1301-55_0_6_line_50 |  | 46 | 49 | 0.16071 | 0.125 | 0.08 | 261 | 0 | 0.364 | 1 | 1 | cs | TRUE
51 | LV_1301-55_0_6_line_51 |  | 47 | 48 | 0.0198 | 0.125 | 0.08 | 261 | 0 | 0.364 | 1 | 1 | cs | TRUE
52 | LV_1301-55_0_6_line_52 |  | 48 | 52 | 0.04021 | 0.125 | 0.08 | 261 | 0 | 0.364 | 1 | 1 | cs | TRUE
53 | LV_1301-55_0_6_line_53 |  | 49 | 50 | 0.021414 | 0.125 | 0.08 | 261 | 0 | 0.364 | 1 | 1 | cs | TRUE
54 | LV_1301-55_0_6_line_54 |  | 50 | 51 | 0.023859 | 0.125 | 0.08 | 261 | 0 | 0.364 | 1 | 1 | cs | TRUE
55 | LV_1301-55_0_6_line_55 |  | 53 | 54 | 0.10357 | 0.125 | 0.08 | 261 | 0 | 0.364 | 1 | 1 | cs | TRUE
56 | LV_1301-55_0_6_line_56 |  | 55 | 56 | 0.0052612 | 0.125 | 0.08 | 261 | 0 | 0.364 | 1 | 1 | cs | TRUE
57 | LV_1301-55_0_6_line_57 |  | 56 | 57 | 0.021487 | 0.125 | 0.08 | 261 | 0 | 0.364 | 1 | 1 | cs | TRUE
58 | LV_1301-55_0_6_line_58 |  | 56 | 58 | 0.0126 | 0.125 | 0.08 | 261 | 0 | 0.364 | 1 | 2 | cs | TRUE
59 | LV_1301-55_0_6_line_59 |  | 57 | 60 | 0.0022021 | 0.125 | 0.08 | 261 | 0 | 0.364 | 1 | 1 | cs | TRUE
60 | LV_1301-55_0_6_line_60 |  | 58 | 61 | 0.039328 | 0.125 | 0.08 | 261 | 0 | 0.364 | 1 | 1 | cs | TRUE
61 | LV_1301-55_0_6_line_61 |  | 58 | 62 | 0.023509 | 0.125 | 0.08 | 261 | 0 | 0.364 | 1 | 5 | cs | TRUE
62 | LV_1301-55_0_6_line_62 |  | 58 | 63 | 0.032976 | 0.125 | 0.08 | 261 | 0 | 0.364 | 1 | 5 | cs | TRUE
63 | LV_1301-55_0_6_line_63 |  | 59 | 64 | 0.0047604 | 0.125 | 0.08 | 261 | 0 | 0.364 | 1 | 1 | cs | TRUE
64 | LV_1301-55_0_6_line_64 |  | 60 | 121 | 0.032259 | 0.125 | 0.08 | 261 | 0 | 0.364 | 1 | 1 | cs | TRUE
65 | LV_1301-55_0_6_line_65 |  | 61 | 122 | 0.030145 | 0.125 | 0.08 | 261 | 0 | 0.364 | 1 | 1 | cs | TRUE
66 | LV_1301-55_0_6_line_66 |  | 61 | 123 | 0.091746 | 0.125 | 0.08 | 261 | 0 | 0.364 | 1 | 1 | cs | TRUE
67 | LV_1301-55_0_6_line_67 |  | 62 | 120 | 0.040355 | 0.125 | 0.08 | 261 | 0 | 0.364 | 1 | 5 | cs | TRUE
68 | LV_1301-55_0_6_line_68 |  | 62 | 124 | 0.036837 | 0.125 | 0.08 | 261 | 0 | 0.364 | 1 | 5 | cs | TRUE
69 | LV_1301-55_0_6_line_69 |  | 63 | 125 | 0.006384 | 0.125 | 0.08 | 261 | 0 | 0.364 | 1 | 5 | cs | TRUE
70 | LV_1301-55_0_6_line_70 |  | 64 | 90 | 0.00019733 | 0.125 | 0.08 | 261 | 0 | 0.364 | 1 | 1 | cs | TRUE
71 | LV_1301-55_0_6_line_71 |  | 65 | 66 | 0.021473 | 0.125 | 0.08 | 261 | 0 | 0.364 | 1 | 1 | cs | TRUE
72 | LV_1301-55_0_6_line_72 |  | 65 | 67 | 0.014344 | 0.125 | 0.08 | 261 | 0 | 0.364 | 1 | 1 | cs | TRUE
73 | LV_1301-55_0_6_line_73 |  | 66 | 68 | 0.020123 | 0.125 | 0.08 | 261 | 0 | 0.364 | 1 | 1 | cs | TRUE
74 | LV_1301-55_0_6_line_74 |  | 67 | 69 | 0.016553 | 0.125 | 0.08 | 261 | 0 | 0.364 | 1 | 1 | cs | TRUE
75 | LV_1301-55_0_6_line_75 |  | 68 | 70 | 0.010384 | 0.125 | 0.08 | 261 | 0 | 0.364 | 1 | 1 | cs | TRUE
76 | LV_1301-55_0_6_line_76 |  | 69 | 71 | 0.0056531 | 0.125 | 0.08 | 261 | 0 | 0.364 | 1 | 1 | cs | TRUE
77 | LV_1301-55_0_6_line_77 |  | 69 | 72 | 0.025696 | 0.125 | 0.08 | 261 | 0 | 0.364 | 1 | 1 | cs | TRUE
78 | LV_1301-55_0_6_line_78 |  | 70 | 73 | 0.018913 | 0.125 | 0.08 | 261 | 0 | 0.364 | 1 | 1 | cs | TRUE
79 | LV_1301-55_0_6_line_79 |  | 71 | 74 | 0.010606 | 0.125 | 0.08 | 261 | 0 | 0.364 | 1 | 5 | cs | TRUE
80 | LV_1301-55_0_6_line_80 |  | 72 | 75 | 0.028448 | 0.125 | 0.08 | 261 | 0 | 0.364 | 1 | 1 | cs | TRUE
81 | LV_1301-55_0_6_line_81 |  | 73 | 76 | 0.0091248 | 0.125 | 0.08 | 261 | 0 | 0.364 | 1 | 1 | cs | TRUE
82 | LV_1301-55_0_6_line_82 |  | 74 | 77 | 0.0060437 | 0.125 | 0.08 | 261 | 0 | 0.364 | 1 | 5 | cs | TRUE
83 | LV_1301-55_0_6_line_83 |  | 76 | 78 | 0.0040635 | 0.125 | 0.08 | 261 | 0 | 0.364 | 1 | 1 | cs | TRUE
84 | LV_1301-55_0_6_line_84 |  | 77 | 102 | 0.011029 | 0.125 | 0.08 | 261 | 0 | 0.364 | 1 | 5 | cs | TRUE
85 | LV_1301-55_0_6_line_85 |  | 77 | 141 | 0.015477 | 0.125 | 0.08 | 261 | 0 | 0.364 | 1 | 5 | cs | TRUE
86 | LV_1301-55_0_6_line_86 |  | 78 | 126 | 0.0067639 | 0.125 | 0.08 | 261 | 0 | 0.364 | 1 | 1 | cs | TRUE
87 | LV_1301-55_0_6_line_87 |  | 79 | 80 | 0.012962 | 0.125 | 0.08 | 261 | 0 | 0.364 | 1 | 5 | cs | TRUE
88 | LV_1301-55_0_6_line_88 |  | 79 | 81 | 0.023319 | 0.125 | 0.08 | 261 | 0 | 0.364 | 1 | 5 | cs | TRUE
89 | LV_1301-55_0_6_line_89 |  | 80 | 82 | 0.0090185 | 0.125 | 0.08 | 261 | 0 | 0.364 | 1 | 5 | cs | TRUE
90 | LV_1301-55_0_6_line_90 |  | 81 | 83 | 0.013855 | 0.125 | 0.08 | 261 | 0 | 0.364 | 1 | 5 | cs | TRUE
91 | LV_1301-55_0_6_line_91 |  | 82 | 84 | 0.013631 | 0.125 | 0.08 | 261 | 0 | 0.364 | 1 | 5 | cs | TRUE
92 | LV_1301-55_0_6_line_92 |  | 83 | 85 | 0.025671 | 0.125 | 0.08 | 261 | 0 | 0.364 | 1 | 5 | cs | TRUE
93 | LV_1301-55_0_6_line_93 |  | 84 | 86 | 0.02014 | 0.125 | 0.08 | 261 | 0 | 0.364 | 1 | 5 | cs | TRUE
94 | LV_1301-55_0_6_line_94 |  | 85 | 87 | 0.012665 | 0.125 | 0.08 | 261 | 0 | 0.364 | 1 | 5 | cs | TRUE
95 | LV_1301-55_0_6_line_95 |  | 86 | 88 | 0.013922 | 0.125 | 0.08 | 261 | 0 | 0.364 | 1 | 1 | cs | TRUE
96 | LV_1301-55_0_6_line_96 |  | 87 | 89 | 0.013862 | 0.125 | 0.08 | 261 | 0 | 0.364 | 1 | 5 | cs | TRUE
97 | LV_1301-55_0_6_line_97 |  | 88 | 93 | 0.0063099 | 0.125 | 0.08 | 261 | 0 | 0.364 | 1 | 1 | cs | TRUE
98 | LV_1301-55_0_6_line_98 |  | 89 | 91 | 0.019506 | 0.125 | 0.08 | 261 | 0 | 0.364 | 1 | 5 | cs | TRUE
99 | LV_1301-55_0_6_line_99 |  | 91 | 92 | 0.0053267 | 0.125 | 0.08 | 261 | 0 | 0.364 | 1 | 5 | cs | TRUE
100 | LV_1301-55_0_6_line_100 |  | 92 | 141 | 0.016567 | 0.125 | 0.08 | 261 | 0 | 0.364 | 1 | 5 | cs | TRUE
101 | LV_1301-55_0_6_line_101 |  | 92 | 146 | 0.034173 | 0.125 | 0.08 | 261 | 0 | 0.364 | 1 | 4 | cs | TRUE
102 | LV_1301-55_0_6_line_102 |  | 94 | 95 | 0.0059539 | 0.125 | 0.08 | 261 | 0 | 0.364 | 1 | 5 | cs | TRUE
103 | LV_1301-55_0_6_line_103 |  | 94 | 96 | 0.019849 | 0.125 | 0.08 | 261 | 0 | 0.364 | 1 | 5 | cs | TRUE
104 | LV_1301-55_0_6_line_104 |  | 95 | 97 | 0.0080418 | 0.125 | 0.08 | 261 | 0 | 0.364 | 1 | 5 | cs | TRUE
105 | LV_1301-55_0_6_line_105 |  | 96 | 98 | 0.020531 | 0.125 | 0.08 | 261 | 0 | 0.364 | 1 | 5 | cs | TRUE
106 | LV_1301-55_0_6_line_106 |  | 97 | 99 | 0.01735 | 0.125 | 0.08 | 261 | 0 | 0.364 | 1 | 5 | cs | TRUE
107 | LV_1301-55_0_6_line_107 |  | 98 | 100 | 0.022378 | 0.125 | 0.08 | 261 | 0 | 0.364 | 1 | 5 | cs | TRUE
108 | LV_1301-55_0_6_line_108 |  | 99 | 101 | 0.0063904 | 0.125 | 0.08 | 261 | 0 | 0.364 | 1 | 5 | cs | TRUE
109 | LV_1301-55_0_6_line_109 |  | 100 | 102 | 0.017653 | 0.125 | 0.08 | 261 | 0 | 0.364 | 1 | 5 | cs | TRUE
110 | LV_1301-55_0_6_line_110 |  | 101 | 116 | 0.0032728 | 0.125 | 0.08 | 261 | 0 | 0.364 | 1 | 5 | cs | TRUE
111 | LV_1301-55_0_6_line_111 |  | 103 | 104 | 0.014857 | 0.125 | 0.08 | 261 | 0 | 0.364 | 1 | 1 | cs | TRUE
112 | LV_1301-55_0_6_line_112 |  | 104 | 113 | 0.026292 | 0.125 | 0.08 | 261 | 0 | 0.364 | 1 | 3 | cs | TRUE
113 | LV_1301-55_0_6_line_113 |  | 104 | 109 | 0.0078248 | 0.125 | 0.08 | 261 | 0 | 0.364 | 1 | 2 | cs | TRUE
114 | LV_1301-55_0_6_line_114 |  | 105 | 106 | 0.031748 | 0.125 | 0.08 | 261 | 0 | 0.364 | 1 | 1 | cs | TRUE
115 | LV_1301-55_0_6_line_115 |  | 105 | 107 | 0.022204 | 0.125 | 0.08 | 261 | 0 | 0.364 | 1 | 1 | cs | TRUE
116 | LV_1301-55_0_6_line_116 |  | 106 | 108 | 0.021519 | 0.125 | 0.08 | 261 | 0 | 0.364 | 1 | 1 | cs | TRUE
117 | LV_1301-55_0_6_line_117 |  | 107 | 109 | 0.014785 | 0.125 | 0.08 | 261 | 0 | 0.364 | 1 | 1 | cs | TRUE
118 | LV_1301-55_0_6_line_118 |  | 108 | 110 | 0.030438 | 0.125 | 0.08 | 261 | 0 | 0.364 | 1 | 1 | cs | TRUE
119 | LV_1301-55_0_6_line_119 |  | 110 | 111 | 0.015632 | 0.125 | 0.08 | 261 | 0 | 0.364 | 1 | 1 | cs | TRUE
120 | LV_1301-55_0_6_line_120 |  | 110 | 112 | 0.037298 | 0.125 | 0.08 | 261 | 0 | 0.364 | 1 | 1 | cs | TRUE
121 | LV_1301-55_0_6_line_121 |  | 112 | 114 | 0.025047 | 0.125 | 0.08 | 261 | 0 | 0.364 | 1 | 1 | cs | TRUE
122 | LV_1301-55_0_6_line_122 |  | 113 | 115 | 0.016269 | 0.125 | 0.08 | 261 | 0 | 0.364 | 1 | 3 | cs | TRUE
123 | LV_1301-55_0_6_line_123 |  | 115 | 145 | 0.010062 | 0.125 | 0.08 | 261 | 0 | 0.364 | 1 | 5 | cs | TRUE
124 | LV_1301-55_0_6_line_124 |  | 116 | 117 | 0.028212 | 0.125 | 0.08 | 261 | 0 | 0.364 | 1 | 5 | cs | TRUE
125 | LV_1301-55_0_6_line_125 |  | 117 | 118 | 0.002213 | 0.125 | 0.08 | 261 | 0 | 0.364 | 1 | 5 | cs | TRUE
126 | LV_1301-55_0_6_line_126 |  | 118 | 119 | 0.015186 | 0.125 | 0.08 | 261 | 0 | 0.364 | 1 | 5 | cs | TRUE
127 | LV_1301-55_0_6_line_127 |  | 119 | 120 | 0.009303 | 0.125 | 0.08 | 261 | 0 | 0.364 | 1 | 5 | cs | TRUE
128 | LV_1301-55_0_6_line_128 |  | 121 | 147 | 0.026283 | 0.125 | 0.08 | 261 | 0 | 0.364 | 1 | 1 | cs | TRUE
129 | LV_1301-55_0_6_line_129 |  | 122 | 136 | 0.037757 | 0.125 | 0.08 | 261 | 0 | 0.364 | 1 | 1 | cs | TRUE
130 | LV_1301-55_0_6_line_130 |  | 123 | 137 | 0.03426 | 0.125 | 0.08 | 261 | 0 | 0.364 | 1 | 1 | cs | TRUE
131 | LV_1301-55_0_6_line_131 |  | 124 | 135 | 0.036115 | 0.125 | 0.08 | 261 | 0 | 0.364 | 1 | 5 | cs | TRUE
132 | LV_1301-55_0_6_line_132 |  | 125 | 142 | 0.011537 | 0.125 | 0.08 | 261 | 0 | 0.364 | 1 | 5 | cs | TRUE
133 | LV_1301-55_0_6_line_133 |  | 126 | 127 | 0.025532 | 0.125 | 0.08 | 261 | 0 | 0.364 | 1 | 1 | cs | TRUE
134 | LV_1301-55_0_6_line_134 |  | 127 | 128 | 0.037919 | 0.125 | 0.08 | 261 | 0 | 0.364 | 1 | 1 | cs | TRUE
135 | LV_1301-55_0_6_line_135 |  | 128 | 129 | 0.049431 | 0.125 | 0.08 | 261 | 0 | 0.364 | 1 | 1 | cs | TRUE
136 | LV_1301-55_0_6_line_136 |  | 129 | 130 | 0.028827 | 0.125 | 0.08 | 261 | 0 | 0.364 | 1 | 1 | cs | TRUE
137 | LV_1301-55_0_6_line_137 |  | 131 | 132 | 0.027896 | 0.125 | 0.08 | 261 | 0 | 0.364 | 1 | 1 | cs | TRUE
138 | LV_1301-55_0_6_line_138 |  | 132 | 133 | 0.016263 | 0.125 | 0.08 | 261 | 0 | 0.364 | 1 | 5 | cs | TRUE
139 | LV_1301-55_0_6_line_139 |  | 132 | 134 | 0.031108 | 0.125 | 0.08 | 261 | 0 | 0.364 | 1 | 1 | cs | TRUE
140 | LV_1301-55_0_6_line_140 |  | 132 | 135 | 0.027807 | 0.125 | 0.08 | 261 | 0 | 0.364 | 1 | 5 | cs | TRUE
141 | LV_1301-55_0_6_line_141 |  | 133 | 143 | 0.014387 | 0.125 | 0.08 | 261 | 0 | 0.364 | 1 | 5 | cs | TRUE
142 | LV_1301-55_0_6_line_142 |  | 138 | 139 | 0.0095678 | 0.125 | 0.08 | 261 | 0 | 0.364 | 1 | 5 | cs | TRUE
143 | LV_1301-55_0_6_line_143 |  | 139 | 140 | 0.0035548 | 0.125 | 0.08 | 261 | 0 | 0.364 | 1 | 5 | cs | TRUE
144 | LV_1301-55_0_6_line_144 |  | 140 | 142 | 0.00039829 | 0.125 | 0.08 | 261 | 0 | 0.364 | 1 | 5 | cs | TRUE
145 | LV_1301-55_0_6_line_145 |  | 143 | 144 | 0.011316 | 0.125 | 0.08 | 261 | 0 | 0.364 | 1 | 5 | cs | TRUE
146 | LV_1301-55_0_6_line_146 |  | 144 | 145 | 0.014382 | 0.125 | 0.08 | 261 | 0 | 0.364 | 1 | 5 | cs | TRUE

## trafo
| name | std_type | hv_bus | lv_bus | sn_mva | vn_hv_kv | vn_lv_kv | vk_percent | vkr_percent | pfe_kw | i0_percent | shift_degree | tap_side | tap_neutral | tap_min | tap_max | tap_step_percent | tap_step_degree | tap_pos | tap_phase_shifter | parallel | df | in_service
0 | LV_1301-55_0_6_trafo_78 | 0.63 MVA 20/0.4 kV | 148 | 86 | 0.63 | 20 | 0.4 | 6 | 1.206 | 1.65 | 0.2619 | 150 | hv | 0 | -2 | 2 | 2.5 | 0 | 0 | FALSE | 1 | 1 | TRUE

## line_geodata
| x0 | y0 | x1 | y1 | x2 | y2 | x3 | y3 | x4 | y4 | x5 | y5 | x6 | y6 | x7 | y7 | x8 | y8 | x9 | y9 | x10 | y10
0 | 2701555.5507 | 1218693.4058 | 2701546.7275 | 1218679.6227
1 | 2701555.5507 | 1218693.4058 | 2701583.9035 | 1218737.6968 | 2701587.751 | 1218745.7682 | 2701588.0852 | 1218747.5364
2 | 2701546.7275 | 1218679.6227 | 2701544.0354 | 1218675.4172 | 2701542.6475 | 1218673.252
3 | 2701589.149 | 1218770.6098 | 2701589.8675 | 1218756.9678 | 2701588.0852 | 1218747.5364
4 | 2701542.6475 | 1218673.252 | 2701482.1731 | 1218605.8291
5 | 2701589.149 | 1218770.6098 | 2701603.8946 | 1218775.2657
6 | 2701589.149 | 1218770.6098 | 2701573.6708 | 1218766.185
7 | 2701484.9083 | 1218735.5973 | 2701481.9237 | 1218745.9205 | 2701478.1741 | 1218761.0452 | 2701477.4337 | 1218763.9569
8 | 2701484.9083 | 1218735.5973 | 2701466.8488 | 1218727.2756
9 | 2701556.4329 | 1218782.0809 | 2701477.4337 | 1218763.9569
10 | 2701416.5025 | 1218708.6278 | 2701440.1319 | 1218714.9646 | 2701466.8488 | 1218727.2756
11 | 2701478.8859 | 1218572.1663 | 2701479.3958 | 1218579.7922 | 2701480.1772 | 1218597.6405 | 2701482.1731 | 1218605.8291
12 | 2701603.8946 | 1218775.2657 | 2701617.6031 | 1218779.5942
13 | 2701478.8859 | 1218572.1663 | 2701479.8144 | 1218365.4798
14 | 2701479.8144 | 1218365.4798 | 2701577.5411 | 1218417.892
15 | 2701479.8144 | 1218365.4798 | 2701473.873 | 1218329.6864
16 | 2701625.8577 | 1218782.2006 | 2701617.6031 | 1218779.5942
17 | 2701625.8577 | 1218782.2006 | 2701633.7728 | 1218784.6998
18 | 2701797.1699 | 1218481.2388 | 2701796.1575 | 1218500.3274 | 2701794.3542 | 1218518.7764 | 2701793.3278 | 1218529.4224
19 | 2701797.1699 | 1218481.2388 | 2701727.803 | 1218484.5154
20 | 2701797.1699 | 1218481.2388 | 2701797.9256 | 1218373.8117
21 | 2701727.803 | 1218484.5154 | 2701577.5411 | 1218417.892
22 | 2701796.3118 | 1218335.4345 | 2701797.5416 | 1218353.2015 | 2701797.9256 | 1218373.8117
23 | 2701796.3118 | 1218335.4345 | 2701787.8025 | 1218334.066
24 | 2701768.3244 | 1218654.6622 | 2701790.9457 | 1218655.1045
25 | 2701768.3244 | 1218654.6622 | 2701759.4327 | 1218673.913 | 2701751.2213 | 1218692.4527 | 2701739.9445 | 1218716.3984
26 | 2701733.6482 | 1218729.7682 | 2701739.9445 | 1218716.3984
27 | 2701733.6482 | 1218729.7682 | 2701753.4277 | 1218737.9118 | 2701757.0904 | 1218738.2836
28 | 2701733.6482 | 1218729.7682 | 2701731.5783 | 1218733.8525
29 | 2701757.0904 | 1218738.2836 | 2701765.8337 | 1218739.1711
30 | 2701731.5783 | 1218733.8525 | 2701714.47 | 1218767.6092
31 | 2701473.873 | 1218329.6864 | 2701483.084 | 1218313.0537 | 2701483.6701 | 1218312.3249
32 | 2701483.6701 | 1218312.3249 | 2701499.3091 | 1218292.8823 | 2701504.3432 | 1218273.2318 | 2701507.0275 | 1218248.6304
33 | 2701507.7981 | 1218241.5681 | 2701507.0275 | 1218248.6304
34 | 2701657.3052 | 1218096.1908 | 2701507.7981 | 1218241.5681
35 | 2701584.6913 | 1218793.3326 | 2701556.4329 | 1218782.0809
36 | 2701616.1765 | 1218807.0699 | 2701586.0497 | 1218793.8735 | 2701584.6913 | 1218793.3326
37 | 2701779.5793 | 1218740.5664 | 2701765.8337 | 1218739.1711
38 | 2701702.4829 | 1218791.2611 | 2701714.47 | 1218767.6092
39 | 2701843.706 | 1217978.5007 | 2701841.533 | 1217979.9313 | 2701838.8566 | 1217983.7216
40 | 2701843.706 | 1217978.5007 | 2701846.4773 | 1217975.3792
41 | 2701838.8566 | 1217983.7216 | 2701783.8955 | 1218074.981
42 | 2701846.4773 | 1217975.3792 | 2701850.7612 | 1217976.5866 | 2701856.0875 | 1217976.333 | 2701860.0801 | 1217974.6 | 2701864.1191 | 1217970.5995 | 2701865.1401 | 1217969.4066
43 | 2701783.8955 | 1218074.981 | 2701657.3052 | 1218096.1908
44 | 2701863.9235 | 1217938.9848 | 2701865.1712 | 1217938.8282 | 2701867.8449 | 1217937.8621 | 2701870.4086 | 1217937.1165 | 2701871.3552 | 1217938.1445 | 2701873.2259 | 1217941.5122 | 2701874.6095 | 1217946.7285 | 2701873.8676 | 1217953.2649 | 2701872.3458 | 1217959.6768 | 2701869.5496 | 1217964.2545 | 2701865.1401 | 1217969.4066
45 | 2702016.5188 | 1217781.3715 | 2702026.8212 | 1217780.9364 | 2702037.1501 | 1217781.6138 | 2702044.1722 | 1217782.6459
46 | 2702094.4202 | 1217796.0827 | 2702083.8224 | 1217793.377 | 2702054.447 | 1217784.1562 | 2702044.1722 | 1217782.6459
47 | 2701979.7356 | 1217756.502 | 2701986.7784 | 1217754.4432 | 2701992.9225 | 1217754.3261 | 2702007.4669 | 1217762.4364 | 2702013.9312 | 1217768.885 | 2702016.5188 | 1217781.3715
48 | 2702094.4202 | 1217796.0827 | 2702111.6278 | 1217798.9574 | 2702123.9794 | 1217799.8919 | 2702125.8352 | 1217799.8682
49 | 2701905.0292 | 1217899.4588 | 2701979.7356 | 1217756.502
50 | 2702125.8352 | 1217799.8682 | 2702269.4935 | 1217727.8337
51 | 2701905.0292 | 1217899.4588 | 2701903.022 | 1217904.8177 | 2701898.2639 | 1217918.0662
52 | 2701863.9235 | 1217938.9848 | 2701898.2639 | 1217918.0662
53 | 2702269.4935 | 1217727.8337 | 2702271.5022 | 1217725.6132 | 2702282.0199 | 1217710.4917
54 | 2702282.0199 | 1217710.4917 | 2702285.3352 | 1217705.7253 | 2702293.5478 | 1217689.6489
55 | 2701651.4483 | 1217992.7839 | 2701657.3052 | 1218096.1908
56 | 2701700.1045 | 1218795.954 | 2701702.4829 | 1218791.2611
57 | 2701700.1045 | 1218795.954 | 2701721.5845 | 1218796.5147
58 | 2701694.0706 | 1218807.0145 | 2701695.7227 | 1218804.0628 | 2701700.1045 | 1218795.954
59 | 2701723.7858 | 1218796.5722 | 2701721.5845 | 1218796.5147
60 | 2701673.512 | 1218840.5098 | 2701676.2466 | 1218836.3979 | 2701683.3893 | 1218823.9665 | 2701684.8932 | 1218821.2458 | 2701689.9367 | 1218813.9489 | 2701694.0706 | 1218807.0145
61 | 2701694.0706 | 1218807.0145 | 2701689.9367 | 1218813.9489 | 2701704.8938 | 1218817.7624
62 | 2701694.0706 | 1218807.0145 | 2701689.8909 | 1218805.0751 | 2701671.793 | 1218796.7047 | 2701663.7558 | 1218794.1669
63 | 2701779.5793 | 1218740.5664 | 2701784.3153 | 1218741.0472
64 | 2701723.7858 | 1218796.5722 | 2701733.3755 | 1218796.8226 | 2701738.5158 | 1218791.4176 | 2701753.493 | 1218788.7841
65 | 2701673.512 | 1218840.5098 | 2701669.3622 | 1218837.7036 | 2701665.0696 | 1218830.3696 | 2701657.2071 | 1218824.4979 | 2701650.9011 | 1218821.8899
66 | 2701673.512 | 1218840.5098 | 2701625.3445 | 1218918.594
67 | 2701704.8938 | 1218817.7624 | 2701745.013 | 1218813.4072
68 | 2701704.8938 | 1218817.7624 | 2701707.2049 | 1218827.3309 | 2701710.1291 | 1218833.8967 | 2701727.3449 | 1218843.6885
69 | 2701657.6681 | 1218792.2447 | 2701663.7558 | 1218794.1669
70 | 2701784.5117 | 1218741.0671 | 2701784.3153 | 1218741.0472
71 | 2701983.6118 | 1218789.3501 | 2702004.7408 | 1218785.5233
72 | 2701983.6118 | 1218789.3501 | 2701969.4973 | 1218791.9065
73 | 2702024.5418 | 1218781.9371 | 2702004.7408 | 1218785.5233
74 | 2701953.2097 | 1218794.8564 | 2701969.4973 | 1218791.9065
75 | 2702034.7598 | 1218780.0864 | 2702024.5418 | 1218781.9371
76 | 2701953.2097 | 1218794.8564 | 2701947.6154 | 1218794.0425
77 | 2701953.2097 | 1218794.8564 | 2701953.5348 | 1218818.868 | 2701954.419 | 1218820.2993
78 | 2702034.7598 | 1218780.0864 | 2702048.1091 | 1218777.6687 | 2702052.7619 | 1218775.0354
79 | 2701937.098 | 1218792.6835 | 2701942.5559 | 1218793.3064 | 2701947.6154 | 1218794.0425
80 | 2701976.8337 | 1218823.1476 | 2701974.0126 | 1218826.9798 | 2701967.6477 | 1218828.9723 | 2701958.2767 | 1218826.5436 | 2701954.419 | 1218820.2993
81 | 2702052.7619 | 1218775.0354 | 2702052.7619 | 1218775.0354 | 2702052.3427 | 1218771.1476 | 2702050.2108 | 1218766.3889
82 | 2701931.0933 | 1218791.9982 | 2701937.098 | 1218792.6835
83 | 2702048.5494 | 1218762.6805 | 2702050.2108 | 1218766.3889
84 | 2701931.0933 | 1218791.9982 | 2701920.1897 | 1218793.6537
85 | 2701931.0933 | 1218791.9982 | 2701935.9462 | 1218777.3017
86 | 2702048.5494 | 1218762.6805 | 2702047.8097 | 1218761.0294 | 2702044.151 | 1218757.6883
87 | 2701877.914 | 1218718.9431 | 2701866.0744 | 1218724.219
88 | 2701899.2141 | 1218709.4516 | 2701877.914 | 1218718.9431
89 | 2701866.0744 | 1218724.219 | 2701857.8367 | 1218727.8898
90 | 2701899.2141 | 1218709.4516 | 2701900.9489 | 1218708.6786 | 2701912.9047 | 1218708.6719 | 2701912.9047 | 1218708.6719
91 | 2701857.8367 | 1218727.8898 | 2701849.6453 | 1218731.54 | 2701845.7644 | 1218734.1248
92 | 2701936.4116 | 1218718.9872 | 2701912.9047 | 1218708.6719
93 | 2701838.1739 | 1218751.2973 | 2701837.8737 | 1218744.7371 | 2701842.3047 | 1218736.4291 | 2701845.7644 | 1218734.1248
94 | 2701946.7984 | 1218725.5705 | 2701944.6771 | 1218722.6143 | 2701936.4116 | 1218718.9872
95 | 2701838.8103 | 1218765.2046 | 2701838.1739 | 1218751.2973
96 | 2701946.7984 | 1218725.5705 | 2701950.0004 | 1218730.0329 | 2701950.1358 | 1218738.0854 | 2701950.0226 | 1218738.3809
97 | 2701839.0987 | 1218771.5079 | 2701838.8103 | 1218765.2046
98 | 2701950.0226 | 1218738.3809 | 2701943.046 | 1218756.5963
99 | 2701941.1408 | 1218761.5706 | 2701943.046 | 1218756.5963
100 | 2701941.1408 | 1218761.5706 | 2701935.9462 | 1218777.3017
101 | 2701908.9194 | 1218749.9222 | 2701941.1408 | 1218761.5706
102 | 2701840.3757 | 1218803.0549 | 2701834.4565 | 1218803.6975
103 | 2701840.3757 | 1218803.0549 | 2701860.154 | 1218801.3874
104 | 2701834.4565 | 1218803.6975 | 2701826.4617 | 1218804.5653
105 | 2701880.612 | 1218799.6625 | 2701860.154 | 1218801.3874
106 | 2701809.2132 | 1218806.4378 | 2701826.4617 | 1218804.5653
107 | 2701880.612 | 1218799.6625 | 2701902.7366 | 1218796.3035
108 | 2701809.2132 | 1218806.4378 | 2701802.8601 | 1218807.1275
109 | 2701902.7366 | 1218796.3035 | 2701920.1897 | 1218793.6537
110 | 2701802.8601 | 1218807.1275 | 2701799.6064 | 1218807.4807
111 | 2701886.6032 | 1218856.3277 | 2701885.0411 | 1218841.5532
112 | 2701886.6032 | 1218856.3277 | 2701860.405 | 1218858.5505
113 | 2701886.6032 | 1218856.3277 | 2701894.4173 | 1218855.9189
114 | 2701913.4934 | 1218880.103 | 2701912.8821 | 1218892.7143 | 2701908.4524 | 1218898.7317 | 2701897.8185 | 1218903.4901
115 | 2701908.553 | 1218858.7048 | 2701908.553 | 1218858.7048 | 2701911.5285 | 1218865.3605 | 2701913.5978 | 1218877.9493 | 2701913.4934 | 1218880.103
116 | 2701897.8185 | 1218903.4901 | 2701878.176 | 1218912.2797
117 | 2701908.553 | 1218858.7048 | 2701901.1753 | 1218855.5653 | 2701894.4173 | 1218855.9189
118 | 2701849.5793 | 1218921.3301 | 2701859.0304 | 1218920.8469 | 2701878.176 | 1218912.2797
119 | 2701849.5793 | 1218921.3301 | 2701836.7165 | 1218912.4479
120 | 2701881.9274 | 1218939.7185 | 2701874.9475 | 1218937.2975 | 2701864.5889 | 1218931.3717 | 2701849.5793 | 1218921.3301
121 | 2701881.9274 | 1218939.7185 | 2701889.7299 | 1218934.8818 | 2701904.2795 | 1218928.5522
122 | 2701860.405 | 1218858.5505 | 2701844.1941 | 1218859.926
123 | 2701834.1678 | 1218860.7767 | 2701844.1941 | 1218859.926
124 | 2701771.5589 | 1218810.5254 | 2701799.6064 | 1218807.4807
125 | 2701769.3587 | 1218810.7643 | 2701771.5589 | 1218810.5254
126 | 2701769.3587 | 1218810.7643 | 2701754.2618 | 1218812.4032
127 | 2701745.013 | 1218813.4072 | 2701754.2618 | 1218812.4032
128 | 2701779.3787 | 1218784.2325 | 2701753.493 | 1218788.7841
129 | 2701650.9011 | 1218821.8899 | 2701634.9411 | 1218815.2893 | 2701616.1765 | 1218807.0699
130 | 2701607.3631 | 1218947.7562 | 2701621.6126 | 1218924.6401 | 2701625.3445 | 1218918.594
131 | 2701727.3449 | 1218843.6885 | 2701758.737 | 1218861.5435
132 | 2701657.6681 | 1218792.2447 | 2701646.6663 | 1218788.7709
133 | 2702044.151 | 1218757.6883 | 2702025.2975 | 1218740.4713
134 | 2702025.2975 | 1218740.4713 | 2701997.2973 | 1218714.9016
135 | 2701954.8109 | 1218690.8727 | 2701985.1702 | 1218703.8271 | 2701997.2973 | 1218714.9016
136 | 2701928.2966 | 1218679.5588 | 2701954.8109 | 1218690.8727
137 | 2701782.9079 | 1218875.2913 | 2701770.0041 | 1218900.0239
138 | 2701782.9079 | 1218875.2913 | 2701790.2649 | 1218865.8769 | 2701794.2262 | 1218864.1655 | 2701794.2262 | 1218864.1655
139 | 2701782.9079 | 1218875.2913 | 2701808.506 | 1218892.9676
140 | 2701782.9079 | 1218875.2913 | 2701758.737 | 1218861.5435
141 | 2701794.2262 | 1218864.1655 | 2701808.5614 | 1218862.9493
142 | 2701642.8966 | 1218787.5806 | 2701633.7728 | 1218784.6998
143 | 2701642.8966 | 1218787.5806 | 2701646.2865 | 1218788.651
144 | 2701646.2865 | 1218788.651 | 2701646.6663 | 1218788.7709
145 | 2701819.8368 | 1218861.9926 | 2701808.5614 | 1218862.9493
146 | 2701834.1678 | 1218860.7767 | 2701819.8368 | 1218861.9926

## bus_geodata
| x | y | coords
0 | 2701555.5507 | 1218693.4058
1 | 2701546.7275 | 1218679.6227
2 | 2701588.0852 | 1218747.5364
3 | 2701542.6475 | 1218673.252
4 | 2701589.149 | 1218770.6098
5 | 2701484.9083 | 1218735.5973
6 | 2701477.4337 | 1218763.9569
7 | 2701466.8488 | 1218727.2756
8 | 2701482.1731 | 1218605.8291
9 | 2701416.5025 | 1218708.6278
10 | 2701603.8946 | 1218775.2657
11 | 2701573.6708 | 1218766.185
12 | 2701478.8859 | 1218572.1663
13 | 2701479.8144 | 1218365.4798
14 | 2701617.6031 | 1218779.5942
15 | 2701625.8577 | 1218782.2006
16 | 2701797.1699 | 1218481.2388
17 | 2701793.3278 | 1218529.4224
18 | 2701727.803 | 1218484.5154
19 | 2701797.9256 | 1218373.8117
20 | 2701577.5411 | 1218417.892
21 | 2701796.3118 | 1218335.4345
22 | 2701787.8025 | 1218334.066
23 | 2701768.3244 | 1218654.6622
24 | 2701790.9457 | 1218655.1045
25 | 2701739.9445 | 1218716.3984
26 | 2701733.6482 | 1218729.7682
27 | 2701757.0904 | 1218738.2836
28 | 2701731.5783 | 1218733.8525
29 | 2701473.873 | 1218329.6865
30 | 2701483.6701 | 1218312.3249
31 | 2701507.0275 | 1218248.6304
32 | 2701507.7981 | 1218241.5681
33 | 2701556.4329 | 1218782.0809
34 | 2701584.6913 | 1218793.3326
35 | 2701765.8337 | 1218739.1711
36 | 2701714.47 | 1218767.6092
37 | 2701843.706 | 1217978.5007
38 | 2701838.8566 | 1217983.7216
39 | 2701846.4773 | 1217975.3792
40 | 2701783.8955 | 1218074.981
41 | 2701865.1401 | 1217969.4066
42 | 2702044.1722 | 1217782.6459
43 | 2702016.5188 | 1217781.3715
44 | 2702094.4202 | 1217796.0827
45 | 2701979.7356 | 1217756.502
46 | 2702125.8352 | 1217799.8682
47 | 2701905.0292 | 1217899.4588
48 | 2701898.2639 | 1217918.0662
49 | 2702269.4935 | 1217727.8337
50 | 2702282.0199 | 1217710.4917
51 | 2702293.5478 | 1217689.6489
52 | 2701863.9235 | 1217938.9848
53 | 2701651.4483 | 1217992.7839
54 | 2701657.3052 | 1218096.1908
55 | 2701702.4829 | 1218791.2611
56 | 2701700.1045 | 1218795.954
57 | 2701721.5845 | 1218796.5147
58 | 2701694.0706 | 1218807.0145
59 | 2701779.5793 | 1218740.5664
60 | 2701723.7858 | 1218796.5722
61 | 2701673.512 | 1218840.5098
62 | 2701704.8938 | 1218817.7624
63 | 2701663.7558 | 1218794.1669
64 | 2701784.3153 | 1218741.0472
65 | 2701983.6118 | 1218789.3501
66 | 2702004.7408 | 1218785.5233
67 | 2701969.4973 | 1218791.9065
68 | 2702024.5418 | 1218781.9371
69 | 2701953.2097 | 1218794.8564
70 | 2702034.7598 | 1218780.0864
71 | 2701947.6154 | 1218794.0425
72 | 2701954.419 | 1218820.2993
73 | 2702052.7619 | 1218775.0354
74 | 2701937.098 | 1218792.6835
75 | 2701976.8337 | 1218823.1476
76 | 2702050.2108 | 1218766.3889
77 | 2701931.0933 | 1218791.9982
78 | 2702048.5494 | 1218762.6805
79 | 2701877.914 | 1218718.9431
80 | 2701866.0744 | 1218724.219
81 | 2701899.2141 | 1218709.4516
82 | 2701857.8367 | 1218727.8898
83 | 2701912.9047 | 1218708.6719
84 | 2701845.7644 | 1218734.1248
85 | 2701936.4116 | 1218718.9872
86 | 2701838.1739 | 1218751.2973
87 | 2701946.7984 | 1218725.5705
88 | 2701838.8103 | 1218765.2046
89 | 2701950.0226 | 1218738.3809
90 | 2701784.5117 | 1218741.0671
91 | 2701943.046 | 1218756.5963
92 | 2701941.1408 | 1218761.5706
93 | 2701839.0987 | 1218771.5079
94 | 2701840.3757 | 1218803.0549
95 | 2701834.4565 | 1218803.6975
96 | 2701860.154 | 1218801.3874
97 | 2701826.4617 | 1218804.5653
98 | 2701880.612 | 1218799.6625
99 | 2701809.2132 | 1218806.4378
100 | 2701902.7366 | 1218796.3035
101 | 2701802.8601 | 1218807.1275
102 | 2701920.1897 | 1218793.6537
103 | 2701885.0411 | 1218841.5532
104 | 2701886.6032 | 1218856.3277
105 | 2701913.4934 | 1218880.103
106 | 2701897.8185 | 1218903.4901
107 | 2701908.553 | 1218858.7048
108 | 2701878.176 | 1218912.2797
109 | 2701894.4173 | 1218855.9189
110 | 2701849.5793 | 1218921.3301
111 | 2701836.7165 | 1218912.4479
112 | 2701881.9274 | 1218939.7185
113 | 2701860.405 | 1218858.5505
114 | 2701904.2795 | 1218928.5522
115 | 2701844.1941 | 1218859.926
116 | 2701799.6064 | 1218807.4807
117 | 2701771.5589 | 1218810.5254
118 | 2701769.3587 | 1218810.7643
119 | 2701754.2618 | 1218812.4032
120 | 2701745.013 | 1218813.4072
121 | 2701753.493 | 1218788.7841
122 | 2701650.9011 | 1218821.8899
123 | 2701625.3445 | 1218918.594
124 | 2701727.3449 | 1218843.6885
125 | 2701657.6681 | 1218792.2447
126 | 2702044.151 | 1218757.6883
127 | 2702025.2975 | 1218740.4713
128 | 2701997.2973 | 1218714.9016
129 | 2701954.8109 | 1218690.8727
130 | 2701928.2966 | 1218679.5588
131 | 2701770.0041 | 1218900.0239
132 | 2701782.9079 | 1218875.2913
133 | 2701794.2262 | 1218864.1655
134 | 2701808.506 | 1218892.9676
135 | 2701758.737 | 1218861.5435
136 | 2701616.1765 | 1218807.0699
137 | 2701607.3631 | 1218947.7562
138 | 2701633.7728 | 1218784.6998
139 | 2701642.8966 | 1218787.5806
140 | 2701646.2865 | 1218788.651
141 | 2701935.9462 | 1218777.3017
142 | 2701646.6663 | 1218788.7709
143 | 2701808.5614 | 1218862.9493
144 | 2701819.8368 | 1218861.9926
145 | 2701834.1678 | 1218860.7767
146 | 2701908.9194 | 1218749.9222
147 | 2701779.3787 | 1218784.2325
148 | 2701840.3757 | 1218803.0549

## line_std_types
| c_nf_per_km | r_ohm_per_km | x_ohm_per_km | max_i_ka | type | q_mm2 | alpha | voltage_rating
NAYY 4x50 SE | 210 | 0.642 | 0.083 | 0.142 | cs | 50 | 0.00403 | LV
NAYY 4x120 SE | 264 | 0.225 | 0.08 | 0.242 | cs | 120 | 0.00403 | LV
NAYY 4x150 SE | 261 | 0.208 | 0.08 | 0.27 | cs | 150 | 0.00403 | LV
NA2XS2Y 1x95 RM/25 12/20 kV | 216 | 0.313 | 0.132 | 0.252 | cs | 95 | 0.00403 | MV
NA2XS2Y 1x185 RM/25 12/20 kV | 273 | 0.161 | 0.117 | 0.362 | cs | 185 | 0.00403 | MV
NA2XS2Y 1x240 RM/25 12/20 kV | 304 | 0.122 | 0.112 | 0.421 | cs | 240 | 0.00403 | MV
NA2XS2Y 1x95 RM/25 6/10 kV | 315 | 0.313 | 0.123 | 0.249 | cs | 95 | 0.00403 | MV
NA2XS2Y 1x185 RM/25 6/10 kV | 406 | 0.161 | 0.11 | 0.358 | cs | 185 | 0.00403 | MV
NA2XS2Y 1x240 RM/25 6/10 kV | 456 | 0.122 | 0.105 | 0.416 | cs | 240 | 0.00403 | MV
NA2XS2Y 1x150 RM/25 12/20 kV | 250 | 0.206 | 0.116 | 0.319 | cs | 150 | 0.00403 | MV
NA2XS2Y 1x120 RM/25 12/20 kV | 230 | 0.253 | 0.119 | 0.283 | cs | 120 | 0.00403 | MV
NA2XS2Y 1x70 RM/25 12/20 kV | 190 | 0.443 | 0.132 | 0.22 | cs | 70 | 0.00403 | MV
NA2XS2Y 1x150 RM/25 6/10 kV | 360 | 0.206 | 0.11 | 0.315 | cs | 150 | 0.00403 | MV
NA2XS2Y 1x120 RM/25 6/10 kV | 340 | 0.253 | 0.113 | 0.28 | cs | 120 | 0.00403 | MV
NA2XS2Y 1x70 RM/25 6/10 kV | 280 | 0.443 | 0.123 | 0.217 | cs | 70 | 0.00403 | MV
N2XS(FL)2Y 1x120 RM/35 64/110 kV | 112 | 0.153 | 0.166 | 0.366 | cs | 120 | 0.00393 | HV
N2XS(FL)2Y 1x185 RM/35 64/110 kV | 125 | 0.099 | 0.156 | 0.457 | cs | 185 | 0.00393 | HV
N2XS(FL)2Y 1x240 RM/35 64/110 kV | 135 | 0.075 | 0.149 | 0.526 | cs | 240 | 0.00393 | HV
N2XS(FL)2Y 1x300 RM/35 64/110 kV | 144 | 0.06 | 0.144 | 0.588 | cs | 300 | 0.00393 | HV
15-AL1/3-ST1A 0.4 | 11 | 1.8769 | 0.35 | 0.105 | ol | 16 | 0.00403 | LV
24-AL1/4-ST1A 0.4 | 11.25 | 1.2012 | 0.335 | 0.14 | ol | 24 | 0.00403 | LV
48-AL1/8-ST1A 0.4 | 12.2 | 0.5939 | 0.3 | 0.21 | ol | 48 | 0.00403 | LV
94-AL1/15-ST1A 0.4 | 13.2 | 0.306 | 0.29 | 0.35 | ol | 94 | 0.00403 | LV
34-AL1/6-ST1A 10.0 | 9.7 | 0.8342 | 0.36 | 0.17 | ol | 34 | 0.00403 | MV
48-AL1/8-ST1A 10.0 | 10.1 | 0.5939 | 0.35 | 0.21 | ol | 48 | 0.00403 | MV
70-AL1/11-ST1A 10.0 | 10.4 | 0.4132 | 0.339 | 0.29 | ol | 70 | 0.00403 | MV
94-AL1/15-ST1A 10.0 | 10.75 | 0.306 | 0.33 | 0.35 | ol | 94 | 0.00403 | MV
122-AL1/20-ST1A 10.0 | 11.1 | 0.2376 | 0.323 | 0.41 | ol | 122 | 0.00403 | MV
149-AL1/24-ST1A 10.0 | 11.25 | 0.194 | 0.315 | 0.47 | ol | 149 | 0.00403 | MV
34-AL1/6-ST1A 20.0 | 9.15 | 0.8342 | 0.382 | 0.17 | ol | 34 | 0.00403 | MV
48-AL1/8-ST1A 20.0 | 9.5 | 0.5939 | 0.372 | 0.21 | ol | 48 | 0.00403 | MV
70-AL1/11-ST1A 20.0 | 9.7 | 0.4132 | 0.36 | 0.29 | ol | 70 | 0.00403 | MV
94-AL1/15-ST1A 20.0 | 10 | 0.306 | 0.35 | 0.35 | ol | 94 | 0.00403 | MV
122-AL1/20-ST1A 20.0 | 10.3 | 0.2376 | 0.344 | 0.41 | ol | 122 | 0.00403 | MV
149-AL1/24-ST1A 20.0 | 10.5 | 0.194 | 0.337 | 0.47 | ol | 149 | 0.00403 | MV
184-AL1/30-ST1A 20.0 | 10.75 | 0.1571 | 0.33 | 0.535 | ol | 184 | 0.00403 | MV
243-AL1/39-ST1A 20.0 | 11 | 0.1188 | 0.32 | 0.645 | ol | 243 | 0.00403 | MV
48-AL1/8-ST1A 110.0 | 8 | 0.5939 | 0.46 | 0.21 | ol | 48 | 0.00403 | HV
70-AL1/11-ST1A 110.0 | 8.4 | 0.4132 | 0.45 | 0.29 | ol | 70 | 0.00403 | HV
94-AL1/15-ST1A 110.0 | 8.65 | 0.306 | 0.44 | 0.35 | ol | 94 | 0.00403 | HV
122-AL1/20-ST1A 110.0 | 8.5 | 0.2376 | 0.43 | 0.41 | ol | 122 | 0.00403 | HV
149-AL1/24-ST1A 110.0 | 8.75 | 0.194 | 0.41 | 0.47 | ol | 149 | 0.00403 | HV
184-AL1/30-ST1A 110.0 | 8.8 | 0.1571 | 0.4 | 0.535 | ol | 184 | 0.00403 | HV
243-AL1/39-ST1A 110.0 | 9 | 0.1188 | 0.39 | 0.645 | ol | 243 | 0.00403 | HV
305-AL1/39-ST1A 110.0 | 9.2 | 0.0949 | 0.38 | 0.74 | ol | 305 | 0.00403 | HV
490-AL1/64-ST1A 110.0 | 9.75 | 0.059 | 0.37 | 0.96 | ol | 490 | 0.00403 | HV
679-AL1/86-ST1A 110.0 | 9.95 | 0.042 | 0.36 | 1.15 | ol | 679 | 0.00403 | HV
490-AL1/64-ST1A 220.0 | 10 | 0.059 | 0.285 | 0.96 | ol | 490 | 0.00403 | HV
679-AL1/86-ST1A 220.0 | 11.7 | 0.042 | 0.275 | 1.15 | ol | 679 | 0.00403 | HV
490-AL1/64-ST1A 380.0 | 11 | 0.059 | 0.253 | 0.96 | ol | 490 | 0.00403 | HV
679-AL1/86-ST1A 380.0 | 14.6 | 0.042 | 0.25 | 1.15 | ol | 679 | 0.00403 | HV

## trafo_std_types
| i0_percent | pfe_kw | vkr_percent | sn_mva | vn_lv_kv | vn_hv_kv | vk_percent | shift_degree | vector_group | tap_side | tap_neutral | tap_min | tap_max | tap_step_degree | tap_step_percent | tap_phase_shifter
160 MVA 380/110 kV | 0.06 | 60 | 0.25 | 160 | 110 | 380 | 12.2 | 0 | Yy0 | hv | 0 | -9 | 9 | 0 | 1.5 | FALSE
100 MVA 220/110 kV | 0.06 | 55 | 0.26 | 100 | 110 | 220 | 12 | 0 | Yy0 | hv | 0 | -9 | 9 | 0 | 1.5 | FALSE
63 MVA 110/20 kV | 0.04 | 22 | 0.32 | 63 | 20 | 110 | 18 | 150 | YNd5 | hv | 0 | -9 | 9 | 0 | 1.5 | FALSE
40 MVA 110/20 kV | 0.05 | 18 | 0.34 | 40 | 20 | 110 | 16.2 | 150 | YNd5 | hv | 0 | -9 | 9 | 0 | 1.5 | FALSE
25 MVA 110/20 kV | 0.07 | 14 | 0.41 | 25 | 20 | 110 | 12 | 150 | YNd5 | hv | 0 | -9 | 9 | 0 | 1.5 | FALSE
63 MVA 110/10 kV | 0.04 | 22 | 0.32 | 63 | 10 | 110 | 18 | 150 | YNd5 | hv | 0 | -9 | 9 | 0 | 1.5 | FALSE
40 MVA 110/10 kV | 0.05 | 18 | 0.34 | 40 | 10 | 110 | 16.2 | 150 | YNd5 | hv | 0 | -9 | 9 | 0 | 1.5 | FALSE
25 MVA 110/10 kV | 0.07 | 14 | 0.41 | 25 | 10 | 110 | 12 | 150 | YNd5 | hv | 0 | -9 | 9 | 0 | 1.5 | FALSE
0.25 MVA 20/0.4 kV | 0.32 | 0.8 | 1.44 | 0.25 | 0.4 | 20 | 6 | 150 | Yzn5 | hv | 0 | -2 | 2 | 0 | 2.5 | FALSE
0.4 MVA 20/0.4 kV | 0.3375 | 1.35 | 1.425 | 0.4 | 0.4 | 20 | 6 | 150 | Dyn5 | hv | 0 | -2 | 2 | 0 | 2.5 | FALSE
0.63 MVA 20/0.4 kV | 0.2619 | 1.65 | 1.206 | 0.63 | 0.4 | 20 | 6 | 150 | Dyn5 | hv | 0 | -2 | 2 | 0 | 2.5 | FALSE
0.25 MVA 10/0.4 kV | 0.24 | 0.6 | 1.2 | 0.25 | 0.4 | 10 | 4 | 150 | Dyn5 | hv | 0 | -2 | 2 | 0 | 2.5 | FALSE
0.4 MVA 10/0.4 kV | 0.2375 | 0.95 | 1.325 | 0.4 | 0.4 | 10 | 4 | 150 | Dyn5 | hv | 0 | -2 | 2 | 0 | 2.5 | FALSE
0.63 MVA 10/0.4 kV | 0.1873 | 1.18 | 1.0794 | 0.63 | 0.4 | 10 | 4 | 150 | Dyn5 | hv | 0 | -2 | 2 | 0 | 2.5 | FALSE

## trafo3w_std_types
| sn_hv_mva | sn_mv_mva | sn_lv_mva | vn_hv_kv | vn_mv_kv | vn_lv_kv | vk_hv_percent | vk_mv_percent | vk_lv_percent | vkr_hv_percent | vkr_mv_percent | vkr_lv_percent | pfe_kw | i0_percent | shift_mv_degree | shift_lv_degree | vector_group | tap_side | tap_neutral | tap_min | tap_max | tap_step_percent
63/25/38 MVA 110/20/10 kV | 63 | 25 | 38 | 110 | 20 | 10 | 10.4 | 10.4 | 10.4 | 0.28 | 0.32 | 0.35 | 35 | 0.89 | 0 | 0 | YN0yn0yn0 | hv | 0 | -10 | 10 | 1.2
63/25/38 MVA 110/10/10 kV | 63 | 25 | 38 | 110 | 10 | 10 | 10.4 | 10.4 | 10.4 | 0.28 | 0.32 | 0.35 | 35 | 0.89 | 0 | 0 | YN0yn0yn0 | hv | 0 | -10 | 10 | 1.2

## fuse_std_types
| fuse_type | i_rated_a | t_avg | t_min | t_total | x_avg | x_min | x_total
HV 100A | HV 100A | 100 | 0 | [10.0, 3.64, 0.854, 0.281, 0.1, 0.0531, 0.022, 0.01] | [10.0, 4.267, 1.21, 0.403, 0.1, 0.058, 0.022, 0.01] | 0 | [300.0, 350.0, 450.0, 550.0, 700.0, 850.0, 1200.0, 1752.0] | [600.0, 700.0, 900.0, 1150.0, 1665.0, 2000.0, 3000.0, 4313.0]
HV 10A | HV 10A | 10 | 0 | [10.0, 1675.0, 0.344, 0.156, 0.1, 0.0417, 0.0171, 0.01] | [10.0, 1.3, 0.3, 0.155, 0.1, 0.0555, 0.023, 0.01] | 0 | [30.0, 32.0, 35.0, 37.0, 39.0, 50.0, 70.0, 88.0] | [60.0, 70.0, 80.0, 87.0, 94.0, 110.0, 150.0, 216.0]
HV 125A | HV 125A | 125 | 0 | [10.0, 1.82, 0.344, 0.1, 0.0467, 0.0269, 0.01] | [10.0, 2.478, 0.426, 0.1, 0.0427, 0.0211, 0.01] | 0 | [375.0, 500.0, 700.0, 925.0, 1200.0, 1500.0, 2341.0] | [750.0, 1000.0, 1500.0, 2200.0, 3000.0, 4000.0, 5765.0]
HV 160A | HV 160A | 160 | 0 | [10.0, 4.15, 1.03, 0.198, 0.1, 0.051, 0.0172, 0.01] | [10.0, 2.3, 0.734, 0.274, 0.1, 0.046, 0.0177, 0.01] | 0 | [480.0, 550.0, 700.0, 1000.0, 1260.0, 1600.0, 2500.0, 3227.0] | [960.0, 1300.0, 1700.0, 2200.0, 2996.0, 4000.0, 6000.0, 7946.0]
HV 16A | HV 16A | 16 | 0 | [10.0, 0.352, 0.164, 0.1, 0.0649, 0.0342, 0.01] | [10.0, 2.34, 0.722, 0.181, 0.1, 0.055, 0.0296, 0.01] | 0 | [48.0, 60.0, 65.0, 71.0, 80.0, 100.0, 162.0] | [96.0, 110.0, 125.0, 150.0, 168.0, 200.0, 250.0, 398.0]
HV 200A | HV 200A | 200 | 0 | [10.0, 4.267, 1.21, 0.403, 0.1, 0.058, 0.022, 0.01] | [10.0, 3.73, 1.654, 0.328, 0.1, 0.0531, 0.019, 0.01] | 0 | [600.0, 700.0, 900.0, 1150.0, 1665.0, 2000.0, 3000.0, 4313.0] | [1200.0, 1500.0, 1800.0, 2700.0, 3960.0, 5000.0, 7500.0, 10620.0]
HV 20A | HV 20A | 20 | 0 | [10.0, 1.3, 0.3, 0.155, 0.1, 0.0555, 0.023, 0.01] | [10.0, 1.3, 0.161, 0.1, 0.0611, 0.0399, 0.0141, 0.01] | 0 | [60.0, 70.0, 80.0, 87.0, 94.0, 110.0, 150.0, 216.0] | [120.0, 150.0, 200.0, 223.0, 260.0, 300.0, 450.0, 532.0]
HV 25A | HV 25A | 25 | 0 | [10.0, 2.512, 0.833, 0.299, 0.1, 0.0372, 0.0223, 0.01] | [10.0, 3.125, 0.597, 0.198, 0.1, 0.0378, 0.022, 0.01] | 0 | [75.0, 82.0, 90.0, 100.0, 124.0, 170.0, 200.0, 289.0] | [150.0, 170.0, 210.0, 250.0, 294.0, 400.0, 500.0, 711.0]
HV 31.5A | HV 31.5A | 31.5 | 0 | [10.0, 2.34, 0.722, 0.181, 0.1, 0.055, 0.0296, 0.01] | [10.0, 2.84, 0.368, 0.164, 0.1, 0.0621, 0.0378, 0.0195, 0.01] | 0 | [95.0, 110.0, 125.0, 150.0, 165.0, 200.0, 250.0, 390.0] | [189.0, 220.0, 300.0, 350.0, 393.0, 450.0, 530.0, 700.0, 960.0]
HV 40A | HV 40A | 40 | 0 | [10.0, 1.3, 0.161, 0.1, 0.0611, 0.0399, 0.0141, 0.01] | [10.0, 2.05, 0.369, 0.198, 0.1, 0.051, 0.0298, 0.01] | 0 | [120.0, 150.0, 200.0, 223.0, 260.0, 300.0, 450.0, 532.0] | [240.0, 300.0, 400.0, 450.0, 530.0, 650.0, 800.0, 1311.0]
HV 50A | HV 50A | 50 | 0 | [10.0, 3.215, 0.597, 0.198, 0.1, 0.0378, 0.022, 0.01] | [10.0, 3.64, 0.854, 0.281, 0.1, 0.0531, 0.022, 0.01] | 0 | [150.0, 170.0, 210.0, 250.0, 294.0, 400.0, 500.0, 711.0] | [300.0, 350.0, 450.0, 550.0, 700.0, 850.0, 1200.0, 1752.0]
HV 6.3A | HV 6.3A | 6.3 | 0 | [10.0, 1.39, 0.344, 0.168, 0.1, 0.056, 0.0263, 0.01] | [10.0, 1.711, 0.516, 0.198, 0.1, 0.0634, 0.0303, 0.01] | 0 | [19.0, 19.5, 20.4, 20.8, 22.0, 25.0, 32.0, 48.0] | [38.0, 40.0, 43.0, 48.0, 53.0, 60.0, 75.0, 118.0]
HV 63A | HV 63A | 63 | 0 | [10.0, 2.84, 0.368, 0.164, 0.1, 0.0621, 0.0378, 0.0195, 0.01] | [10.0, 1.82, 0.344, 0.1, 0.0467, 0.0269, 0.01] | 0 | [189.0, 220.0, 300.0, 350.0, 393.0, 450.0, 530.0, 700.0, 961.0] | [378.0, 500.0, 700.0, 934.0, 1200.0, 1500.0, 2366.0]
HV 80A | HV 80A | 80 | 0 | [10.0, 2.05, 0.369, 0.198, 0.1, 0.051, 0.0298, 0.01] | [10.0, 4.15, 1.03, 0.198, 0.1, 0.051, 0.0172, 0.01] | 0 | [240.0, 300.0, 400.0, 450.0, 530.0, 650.0, 800.0, 1311.0] | [480.0, 550.0, 700.0, 1000.0, 1260.0, 1600.0, 2500.0, 3227.0]
Siemens NH-1-100 | Siemens NH-1-100 | 100 | [5400.0, 2000.0, 400.0, 20.0, 1.0, 0.2, 0.012, 0.004] | 0 | 0 | [150.0, 190.0, 250.0, 430.0, 900.0, 1250.0, 2700.0, 3600.0] | 0 | 0
Siemens NH-1-125 | Siemens NH-1-125 | 125 | [4800.0, 120.0, 7.0, 0.1, 0.004] | 0 | 0 | [180.0, 400.0, 740.0, 2000.0, 4250.0] | 0 | 0
Siemens NH-1-16 | Siemens NH-1-16 | 16 | [4000.0, 400.0, 2.0, 0.1, 0.04, 0.01] | 0 | 0 | [26.0, 35.0, 75.0, 150.0, 200.0, 300.0] | 0 | 0
Siemens NH-1-160 | Siemens NH-1-160 | 160 | [4800.0, 120.0, 7.0, 0.1, 0.004] | 0 | 0 | [210.0, 500.0, 900.0, 2300.0, 5000.0] | 0 | 0
Siemens NH-1-25 | Siemens NH-1-25 | 25 | [4000.0, 1000.0, 10.0, 0.2, 0.02, 0.01] | 0 | 0 | [40.0, 50.0, 100.0, 210.0, 400.0, 500.0] | 0 | 0
Siemens NH-1-50 | Siemens NH-1-50 | 50 | [4000.0, 40.0, 4.0, 1.0, 0.02, 0.01] | 0 | 0 | [86.0, 200.0, 300.0, 400.0, 1000.0, 1280.0] | 0 | 0
Siemens NH-1-63 | Siemens NH-1-63 | 63 | [4000.0, 100.0, 10.0, 2.0, 0.04, 0.01] | 0 | 0 | [100.0, 200.0, 300.0, 400.0, 1000.0, 1500.0] | 0 | 0
Siemens NH-1-80 | Siemens NH-1-80 | 80 | [4800.0, 120.0, 7.0, 0.1, 0.01] | 0 | 0 | [150.58, 250.0, 450.0, 1150.0, 2470.0] | 0 | 0
Siemens NH-2-1000 | Siemens NH-2-1000 | 1000 | [4800.0, 120.0, 7.0, 0.1, 0.004] | 0 | 0 | [1900.0, 3500.0, 8400.0, 24000.0, 52000.0] | 0 | 0
Siemens NH-2-200 | Siemens NH-2-200 | 200 | [4800.0, 120.0, 7.0, 0.1, 0.004] | 0 | 0 | [280.0, 650.0, 1200.0, 3000.0, 7000.0] | 0 | 0
Siemens NH-2-224 | Siemens NH-2-224 | 224 | [4800.0, 120.0, 7.0, 0.2, 0.04, 0.004] | 0 | 0 | [400.0, 750.0, 1453.0, 3025.0, 4315.0, 7600.0] | 0 | 0
Siemens NH-2-250 | Siemens NH-2-250 | 250 | [4800.0, 120.0, 7.0, 0.1, 0.004] | 0 | 0 | [450.0, 800.0, 1650.0, 4000.0, 8500.0] | 0 | 0
Siemens NH-2-315 | Siemens NH-2-315 | 315 | [4800.0, 120.0, 7.0, 0.1, 0.004] | 0 | 0 | [550.0, 920.0, 1900.0, 5000.0, 11000.0] | 0 | 0
Siemens NH-2-355 | Siemens NH-2-355 | 355 | [4800.0, 120.0, 6.0, 0.1, 0.004] | 0 | 0 | [650.0, 1116.27, 2350.0, 5840.0, 12790.0] | 0 | 0
Siemens NH-2-400 | Siemens NH-2-400 | 400 | [4800.0, 120.0, 7.0, 0.1, 0.004] | 0 | 0 | [720.0, 1350.0, 2800.0, 6500.0, 15000.0] | 0 | 0
Siemens NH-2-425 | Siemens NH-2-425 | 425 | [4800.0, 120.0, 7.0, 0.1, 0.004] | 0 | 0 | [850.0, 1500.0, 3050.0, 7500.0, 16500.0] | 0 | 0
Siemens NH-2-630 | Siemens NH-2-630 | 630 | [4800.0, 120.0, 7.0, 0.1, 0.004] | 0 | 0 | [1200.0, 2000.0, 4800.0, 12000.0, 26000.0] | 0 | 0

## res_bus
| vm_pu | va_degree | p_mw | q_mvar
0 | 0.97908 | -0.40268 | 0.0024152 | 0.0006053
1 | 0.97899 | -0.40439 | 0.00043272 | 0.00010845
2 | 0.97944 | -0.39552 | 0.00037487 | 9.3952e-05
3 | 0.97895 | -0.40516 | 0.0017727 | 0.00044427
4 | 0.97958 | -0.39286 | 0 | 0
5 | 0.97917 | -0.40089 | 0 | 0
6 | 0.97921 | -0.40015 | 0 | 0
7 | 0.97915 | -0.4014 | 0.00080219 | 0.00020105
8 | 0.97851 | -0.41389 | 0.0028297 | 0.00070919
9 | 0.97912 | -0.40197 | 0.00058346 | 0.00014623
10 | 0.97967 | -0.39104 | 0.0013174 | 0.00033018
11 | 0.97957 | -0.39315 | 0.00098049 | 0.00024573
12 | 0.97836 | -0.4168 | 0.00030708 | 7.6962e-05
13 | 0.97747 | -0.43436 | 0.00026491 | 6.6394e-05
14 | 0.97976 | -0.38927 | 0.00077733 | 0.00019482
15 | 0.97982 | -0.38818 | 0.0012977 | 0.00032523
16 | 0.97345 | -0.51361 | 0.0015256 | 0.00038236
17 | 0.97336 | -0.51534 | 0.0019476 | 0.00048811
18 | 0.97368 | -0.509 | 0.011068 | 0.002774
19 | 0.97343 | -0.51387 | 0 | 0
20 | 0.97592 | -0.46474 | 0.00030851 | 7.732e-05
21 | 0.97343 | -0.51396 | 0 | 0
22 | 0.97343 | -0.51398 | 0.00012868 | 3.2249e-05
23 | 0.97743 | -0.43508 | 0 | 0
24 | 0.97734 | -0.43682 | 0.0042228 | 0.0010583
25 | 0.97769 | -0.42985 | 0.002366 | 0.00059297
26 | 0.97778 | -0.42807 | 0 | 0
27 | 0.97736 | -0.43635 | 0.0043018 | 0.0010781
28 | 0.97789 | -0.42601 | 0.0082338 | 0.0020636
29 | 0.97742 | -0.43542 | 0 | 0
30 | 0.97739 | -0.436 | 0.00017037 | 4.2699e-05
31 | 0.97729 | -0.438 | 0.00019288 | 4.8341e-05
32 | 0.97728 | -0.4382 | 0.00018168 | 4.5533e-05
33 | 0.97931 | -0.39811 | 0.00074388 | 0.00018643
34 | 0.97937 | -0.39693 | 0.0016243 | 0.00040708
35 | 0.97725 | -0.43857 | 0.0046657 | 0.0011693
36 | 0.97904 | -0.40332 | 0.0012185 | 0.00030537
37 | 0.97539 | -0.47546 | 0 | 0
38 | 0.97543 | -0.47454 | 0.00014434 | 3.6175e-05
39 | 0.97536 | -0.47599 | 0.00014505 | 3.6354e-05
40 | 0.97613 | -0.46075 | 0.00011896 | 2.9815e-05
41 | 0.97523 | -0.47865 | 0.00012107 | 3.0342e-05
42 | 0.97327 | -0.51727 | 0.0001716 | 4.3008e-05
43 | 0.97342 | -0.5144 | 0 | 0
44 | 0.97301 | -0.52251 | 0 | 0
45 | 0.97369 | -0.50902 | 0.00049308 | 0.00012358
46 | 0.97285 | -0.52569 | 0.0021734 | 0.0005447
47 | 0.97461 | -0.49086 | 0.00012483 | 3.1286e-05
48 | 0.97472 | -0.48859 | 0.00014769 | 3.7015e-05
49 | 0.97235 | -0.5354 | 0.0011189 | 0.00028042
50 | 0.97231 | -0.53626 | 0.0011741 | 0.00029426
51 | 0.97229 | -0.53669 | 0.00098333 | 0.00024645
52 | 0.97496 | -0.48386 | 0.00025396 | 6.3649e-05
53 | 0.97698 | -0.44412 | 0.00013212 | 3.3113e-05
54 | 0.97699 | -0.44386 | 8.5389e-05 | 2.1401e-05
55 | 0.97988 | -0.38686 | 0.0013864 | 0.00034747
56 | 0.98006 | -0.38347 | 0 | 0
57 | 0.97981 | -0.38831 | 0.0037087 | 0.00092948
58 | 0.98034 | -0.37798 | 0 | 0
59 | 0.97713 | -0.44087 | 0.0051743 | 0.0012968
60 | 0.97979 | -0.38866 | 0.0028294 | 0.00070911
61 | 0.97988 | -0.38687 | 0 | 0
62 | 0.98078 | -0.3694 | 0 | 0
63 | 0.98009 | -0.3828 | 0.0010405 | 0.00026076
64 | 0.97711 | -0.44122 | 0.00089002 | 0.00022306
65 | 0.98772 | -0.23473 | 0.0053572 | 0.0013426
66 | 0.98728 | -0.24321 | 0.0012403 | 0.00031085
67 | 0.98808 | -0.2277 | 0.0010793 | 0.0002705
68 | 0.98689 | -0.25071 | 0.0010602 | 0.00026572
69 | 0.98851 | -0.21928 | 0 | 0
70 | 0.98671 | -0.25439 | 0.00062569 | 0.00015681
71 | 0.98879 | -0.21383 | 0.0024827 | 0.00062221
72 | 0.98791 | -0.23101 | 0.0026944 | 0.00067527
73 | 0.98637 | -0.26088 | 0.0018329 | 0.00045938
74 | 0.9889 | -0.21169 | 0.0076655 | 0.0019212
75 | 0.98731 | -0.24265 | 0.022886 | 0.0057358
76 | 0.98623 | -0.26371 | 0.000745 | 0.00018671
77 | 0.98898 | -0.2103 | 0 | 0
78 | 0.98616 | -0.26492 | 0.0010631 | 0.00026644
79 | 0.99682 | -0.060115 | 0.0029023 | 0.00072738
80 | 0.99755 | -0.046297 | 0.0028351 | 0.00071056
81 | 0.99553 | -0.084787 | 0.0015768 | 0.00039518
82 | 0.99806 | -0.036605 | 0.0022013 | 0.0005517
83 | 0.99476 | -0.0994 | 0.0028497 | 0.0007142
84 | 0.99884 | -0.02187 | 0.0020147 | 0.00050492
85 | 0.99335 | -0.12627 | 0.0032694 | 0.0008194
86 | 1 | 0 | -0.32109 | -0.081947
87 | 0.99266 | -0.13941 | 0.0035997 | 0.00090216
88 | 0.99996 | -0.00083116 | 0.0018813 | 0.00047149
89 | 0.99192 | -0.15364 | 0.0022182 | 0.00055593
90 | 0.97711 | -0.44123 | 0.0030791 | 0.0007717
91 | 0.99089 | -0.17354 | 0.0025483 | 0.00063867
92 | 0.9906 | -0.17894 | 0 | 0
93 | 0.99995 | -0.0010009 | 0.0015435 | 0.00038683
94 | 0.9855 | -0.2774 | 0 | 0
95 | 0.98528 | -0.28167 | 0.0029894 | 0.00074921
96 | 0.98624 | -0.26317 | 0.0045325 | 0.0011359
97 | 0.98499 | -0.28736 | 0.0024259 | 0.00060799
98 | 0.98701 | -0.24813 | 0.0023305 | 0.00058407
99 | 0.98436 | -0.2995 | 0.0011119 | 0.00027868
100 | 0.98787 | -0.23159 | 0.00069165 | 0.00017334
101 | 0.98413 | -0.30394 | 0.0031904 | 0.00079958
102 | 0.98855 | -0.21851 | 0.0012974 | 0.00032517
103 | 0.97781 | -0.42744 | 0.0033891 | 0.00084939
104 | 0.97786 | -0.42652 | 0 | 0
105 | 0.97662 | -0.451 | 0.0099297 | 0.0024886
106 | 0.97616 | -0.45999 | 0.0034254 | 0.00085849
107 | 0.97714 | -0.44068 | 0.01532 | 0.0038394
108 | 0.97592 | -0.46475 | 0.0031024 | 0.00077753
109 | 0.9777 | -0.42969 | 0.0037363 | 0.00093641
110 | 0.97566 | -0.46974 | 0 | 0
111 | 0.97562 | -0.47063 | 0.0031155 | 0.00078081
112 | 0.97546 | -0.47374 | 0 | 0
113 | 0.97825 | -0.41887 | 0.0044301 | 0.0011103
114 | 0.97532 | -0.47643 | 0.0058511 | 0.0014664
115 | 0.97851 | -0.41371 | 0.0034854 | 0.00087352
116 | 0.98402 | -0.30618 | 0.0025144 | 0.00063018
117 | 0.98304 | -0.32527 | 0.0020585 | 0.00051591
118 | 0.98296 | -0.32675 | 0.0024408 | 0.00061171
119 | 0.98245 | -0.33679 | 0.00088416 | 0.00022159
120 | 0.98213 | -0.34292 | 0.00097217 | 0.00024365
121 | 0.97962 | -0.39211 | 0.0037266 | 0.00093397
122 | 0.97969 | -0.39068 | 0.0012798 | 0.00032075
123 | 0.97942 | -0.39602 | 0.0040111 | 0.0010053
124 | 0.98023 | -0.38017 | 0.0014073 | 0.00035271
125 | 0.98005 | -0.38371 | 0.0010048 | 0.00025182
126 | 0.98607 | -0.2668 | 0.00062936 | 0.00015773
127 | 0.98572 | -0.27361 | 0.00080423 | 0.00020156
128 | 0.98523 | -0.28319 | 0.003843 | 0.00096314
129 | 0.98476 | -0.29228 | 0.0051289 | 0.0012854
130 | 0.98463 | -0.29492 | 0.0051034 | 0.001279
131 | 0.97915 | -0.40116 | 0.0057152 | 0.0014324
132 | 0.9793 | -0.39826 | 0 | 0
133 | 0.97909 | -0.40239 | 0.002566 | 0.00064309
134 | 0.97927 | -0.39878 | 0.00091072 | 0.00022825
135 | 0.97969 | -0.39055 | 0.0028254 | 0.00070811
136 | 0.97949 | -0.39458 | 0.0019189 | 0.00048091
137 | 0.97937 | -0.39694 | 0.0014782 | 0.00037047
138 | 0.97987 | -0.3871 | 0.00042323 | 0.00010607
139 | 0.97994 | -0.38584 | 0.00081301 | 0.00020376
140 | 0.97996 | -0.38536 | 0.00028195 | 7.0663e-05
141 | 0.98976 | -0.19525 | 0.0039471 | 0.00098924
142 | 0.97996 | -0.38531 | 0.00083795 | 0.00021001
143 | 0.97891 | -0.4059 | 0.0034302 | 0.00085969
144 | 0.97878 | -0.40853 | 0.00377 | 0.00094486
145 | 0.97862 | -0.41166 | 0.0041639 | 0.0010436
146 | 0.99054 | -0.18017 | 0.008105 | 0.0020313
147 | 0.97956 | -0.39314 | 0.0021611 | 0.00054161
148 | 0.99998 | 149.9956 | 0 | 0

## res_line
| p_from_mw | q_from_mvar | p_to_mw | q_to_mvar | pl_mw | ql_mvar | i_from_ka | i_to_ka | i_ka | vm_from_pu | va_from_degree | vm_to_pu | va_to_degree | loading_percent
0 | 0.02864 | 0.0071618 | -0.028637 | -0.0071614 | 2.3248e-06 | 4.5891e-07 | 0.043521 | 0.043521 | 0.043521 | 0.97908 | -0.40268 | 0.97899 | -0.40439 | 2.3913
1 | -0.031055 | -0.0077671 | 0.031065 | 0.0077699 | 1.0578e-05 | 2.786e-06 | 0.047192 | 0.04719 | 0.047192 | 0.97908 | -0.40268 | 0.97944 | -0.39552 | 2.593
2 | 0.028205 | 0.0070529 | -0.028204 | -0.0070527 | 1.0425e-06 | 1.9158e-07 | 0.042864 | 0.042864 | 0.042864 | 0.97899 | -0.40439 | 0.97895 | -0.40516 | 2.3552
3 | -0.03144 | -0.0078639 | 0.031444 | 0.007865 | 3.979e-06 | 1.0827e-06 | 0.04776 | 0.047759 | 0.04776 | 0.97944 | -0.39552 | 0.97958 | -0.39286 | 2.6242
4 | 0.026431 | 0.0066085 | -0.02642 | -0.0066071 | 1.0961e-05 | 1.3241e-06 | 0.040169 | 0.040172 | 0.040172 | 0.97895 | -0.40516 | 0.97851 | -0.41389 | 2.2072
5 | -0.032425 | -0.0081105 | 0.032428 | 0.0081113 | 2.8129e-06 | 8.268e-07 | 0.049249 | 0.049248 | 0.049249 | 0.97958 | -0.39286 | 0.97967 | -0.39104 | 2.706
6 | 0.0009805 | 0.00024554 | -0.00098049 | -0.00024573 | 1.3391e-08 | -1.9409e-07 | 0.0014893 | 0.0014894 | 0.0014894 | 0.97958 | -0.39286 | 0.97957 | -0.39315 | 0.40918
7 | -0.0013857 | -0.00034638 | 0.0013857 | 0.00034604 | 4.876e-08 | -3.3777e-07 | 0.0021055 | 0.0021053 | 0.0021055 | 0.97917 | -0.40089 | 0.97921 | -0.40015 | 0.57843
8 | 0.0013857 | 0.00034638 | -0.0013857 | -0.00034661 | 3.3057e-08 | -2.2895e-07 | 0.0021055 | 0.0021056 | 0.0021056 | 0.97917 | -0.40089 | 0.97915 | -0.4014 | 0.57845
9 | -0.0013857 | -0.00034604 | 0.0013859 | 0.00034511 | 1.347e-07 | -9.3348e-07 | 0.0021053 | 0.002105 | 0.0021053 | 0.97921 | -0.40015 | 0.97931 | -0.39811 | 0.57839
10 | 0.00058347 | 0.00014556 | -0.00058346 | -0.00014623 | 1.5882e-08 | -6.6752e-07 | 0.00088647 | 0.00088671 | 0.00088671 | 0.97915 | -0.4014 | 0.97912 | -0.40197 | 0.2436
11 | 0.02359 | 0.005898 | -0.023587 | -0.005898 | 3.2747e-06 | -3.5382e-08 | 0.035868 | 0.035869 | 0.035869 | 0.97851 | -0.41389 | 0.97836 | -0.4168 | 1.9708
12 | -0.033745 | -0.0084415 | 0.033748 | 0.0084424 | 2.8318e-06 | 9.0723e-07 | 0.051249 | 0.051249 | 0.051249 | 0.97967 | -0.39104 | 0.97976 | -0.38927 | 2.8159
13 | 0.02328 | 0.005821 | -0.02326 | -0.0058216 | 1.9431e-05 | -5.3004e-07 | 0.035402 | 0.035407 | 0.035407 | 0.97836 | -0.4168 | 0.97747 | -0.43436 | 1.9454
14 | 0.015033 | 0.0037816 | -0.015011 | -0.0037691 | 2.1788e-05 | 1.2556e-05 | 0.022889 | 0.02289 | 0.02289 | 0.97747 | -0.43436 | 0.97592 | -0.46474 | 6.2884
15 | 0.007963 | 0.0019736 | -0.0079626 | -0.0019756 | 3.9941e-07 | -2.0184e-06 | 0.012114 | 0.012115 | 0.012115 | 0.97747 | -0.43436 | 0.97742 | -0.43542 | 0.66566
16 | -0.034525 | -0.0086372 | 0.034527 | 0.0086378 | 1.7846e-06 | 5.9705e-07 | 0.05243 | 0.052429 | 0.05243 | 0.97976 | -0.38927 | 0.97982 | -0.38818 | 2.8807
17 | -0.035825 | -0.0089631 | 0.035827 | 0.0089637 | 1.8423e-06 | 6.5631e-07 | 0.0544 | 0.0544 | 0.0544 | 0.97982 | -0.38818 | 0.97987 | -0.3871 | 2.989
18 | 0.0019477 | 0.00048761 | -0.0019476 | -0.00048811 | 1.6071e-07 | -4.9814e-07 | 0.0029771 | 0.0029773 | 0.0029773 | 0.97345 | -0.51361 | 0.97336 | -0.51534 | 0.81795
19 | -0.003602 | -0.0009003 | 0.0036028 | 0.00089994 | 7.892e-07 | -3.5843e-07 | 0.0055052 | 0.0055049 | 0.0055052 | 0.97345 | -0.51361 | 0.97368 | -0.509 | 1.5124
20 | 0.00012868 | 3.033e-05 | -0.00012868 | -3.1665e-05 | 1.5517e-09 | -1.3345e-06 | 0.00019603 | 0.00019649 | 0.00019649 | 0.97345 | -0.51361 | 0.97343 | -0.51387 | 0.05398
21 | -0.014671 | -0.003674 | 0.014702 | 0.0036917 | 3.0982e-05 | 1.778e-05 | 0.02242 | 0.022419 | 0.02242 | 0.97368 | -0.509 | 0.97592 | -0.46474 | 6.1594
22 | 0.00012868 | 3.1665e-05 | -0.00012868 | -3.2142e-05 | 5.5687e-10 | -4.7738e-07 | 0.00019649 | 0.00019666 | 0.00019666 | 0.97343 | -0.51387 | 0.97343 | -0.51396 | 0.054027
23 | 0.00012868 | 3.2142e-05 | -0.00012868 | -3.2249e-05 | 1.2503e-10 | -1.0706e-07 | 0.00019666 | 0.0001967 | 0.0001967 | 0.97343 | -0.51396 | 0.97343 | -0.51398 | 0.054038
24 | 0.0042231 | 0.0010583 | -0.0042228 | -0.0010583 | 3.4968e-07 | -5.8927e-08 | 0.0064292 | 0.0064293 | 0.0064293 | 0.97743 | -0.43508 | 0.97734 | -0.43682 | 1.7663
25 | -0.0042231 | -0.0010583 | 0.0042242 | 0.0010581 | 1.0532e-06 | -1.7784e-07 | 0.0064292 | 0.0064289 | 0.0064292 | 0.97743 | -0.43508 | 0.97769 | -0.42985 | 1.7663
26 | -0.0065902 | -0.0016511 | 0.0065907 | 0.0016512 | 5.5749e-07 | 1.7145e-07 | 0.01003 | 0.01003 | 0.01003 | 0.97769 | -0.42985 | 0.97778 | -0.42807 | 2.7554
27 | 0.018121 | 0.0045446 | -0.018114 | -0.0045403 | 7.1505e-06 | 4.262e-06 | 0.027578 | 0.027578 | 0.027578 | 0.97778 | -0.42807 | 0.97736 | -0.43635 | 7.5763
28 | -0.024711 | -0.0061958 | 0.024714 | 0.0061973 | 2.4285e-06 | 1.4968e-06 | 0.037607 | 0.037607 | 0.037607 | 0.97778 | -0.42807 | 0.97789 | -0.42601 | 10.3317
29 | 0.013812 | 0.0034622 | -0.01381 | -0.0034614 | 1.4573e-06 | 8.2254e-07 | 0.021028 | 0.021028 | 0.021028 | 0.97736 | -0.43635 | 0.97725 | -0.43857 | 5.777
30 | -0.032948 | -0.0082609 | 0.032983 | 0.0082833 | 3.5673e-05 | 2.2355e-05 | 0.050136 | 0.050136 | 0.050136 | 0.97789 | -0.42601 | 0.97904 | -0.40332 | 13.7738
31 | 0.0079626 | 0.0019756 | -0.0079624 | -0.0019767 | 2.196e-07 | -1.1095e-06 | 0.012115 | 0.012116 | 0.012116 | 0.97742 | -0.43542 | 0.97739 | -0.436 | 0.66569
32 | 0.007792 | 0.001934 | -0.0077913 | -0.0019379 | 7.3791e-07 | -3.9127e-06 | 0.011856 | 0.011858 | 0.011858 | 0.97739 | -0.436 | 0.97729 | -0.438 | 0.65152
33 | 0.0075984 | 0.0018896 | -0.0075983 | -0.00189 | 7.1252e-08 | -3.9948e-07 | 0.011564 | 0.011564 | 0.011564 | 0.97729 | -0.438 | 0.97728 | -0.4382 | 0.63539
34 | 0.0074166 | 0.0018444 | -0.0074146 | -0.0018562 | 1.9935e-06 | -1.1785e-05 | 0.011288 | 0.011292 | 0.011292 | 0.97728 | -0.4382 | 0.97699 | -0.44386 | 0.62045
35 | -0.0021298 | -0.00053154 | 0.0021299 | 0.00053124 | 1.1938e-07 | -3.0632e-07 | 0.0032353 | 0.0032351 | 0.0032353 | 0.97931 | -0.39811 | 0.97937 | -0.39693 | 0.88881
36 | -0.0037541 | -0.00093831 | 0.0037546 | 0.00093815 | 4.1896e-07 | -1.642e-07 | 0.0057029 | 0.0057028 | 0.0057029 | 0.97937 | -0.39693 | 0.97949 | -0.39458 | 1.5667
37 | 0.0091445 | 0.002292 | -0.0091435 | -0.0022915 | 1.0045e-06 | 4.698e-07 | 0.013924 | 0.013924 | 0.013924 | 0.97725 | -0.43857 | 0.97713 | -0.44087 | 3.8253
38 | -0.034202 | -0.0085886 | 0.034229 | 0.0086055 | 2.6875e-05 | 1.6866e-05 | 0.051988 | 0.051988 | 0.051988 | 0.97904 | -0.40332 | 0.97988 | -0.38686 | 14.2825
39 | -0.0069231 | -0.0017332 | 0.0069234 | 0.0017333 | 3.0252e-07 | 1.0333e-07 | 0.010561 | 0.010561 | 0.010561 | 0.97539 | -0.47546 | 0.97543 | -0.47454 | 2.9014
40 | 0.0069231 | 0.0017332 | -0.0069229 | -0.0017331 | 1.7459e-07 | 5.9637e-08 | 0.010561 | 0.010561 | 0.010561 | 0.97539 | -0.47546 | 0.97536 | -0.47599 | 2.9014
41 | -0.0070677 | -0.0017694 | 0.0070724 | 0.0017711 | 4.6432e-06 | 1.6409e-06 | 0.010781 | 0.010781 | 0.010781 | 0.97543 | -0.47454 | 0.97613 | -0.46075 | 2.9618
42 | 0.0067779 | 0.0016968 | -0.006777 | -0.0016965 | 8.5758e-07 | 2.8191e-07 | 0.01034 | 0.01034 | 0.01034 | 0.97536 | -0.47599 | 0.97523 | -0.47865 | 2.8406
43 | -0.0071914 | -0.0018009 | 0.0071971 | 0.001803 | 5.7836e-06 | 2.0956e-06 | 0.010962 | 0.010961 | 0.010962 | 0.97613 | -0.46075 | 0.97699 | -0.44386 | 3.0115
44 | 0.006656 | 0.0016661 | -0.0066543 | -0.0016656 | 1.6525e-06 | 5.2459e-07 | 0.010155 | 0.010155 | 0.010155 | 0.97523 | -0.47865 | 0.97496 | -0.48386 | 2.7899
45 | -0.0056251 | -0.0014077 | 0.0056259 | 0.0014078 | 7.6981e-07 | 1.4764e-07 | 0.0085994 | 0.0085993 | 0.0085994 | 0.97327 | -0.51727 | 0.97342 | -0.5144 | 2.3625
46 | 0.0054535 | 0.0013647 | -0.0054522 | -0.0013644 | 1.3583e-06 | 2.2189e-07 | 0.008337 | 0.0083373 | 0.0083373 | 0.97327 | -0.51727 | 0.97301 | -0.52251 | 2.2905
47 | -0.0056259 | -0.0014078 | 0.0056273 | 0.0014081 | 1.44e-06 | 2.7587e-07 | 0.0085993 | 0.008599 | 0.0085993 | 0.97342 | -0.5144 | 0.97369 | -0.50902 | 2.3624
48 | 0.0054522 | 0.0013644 | -0.0054513 | -0.0013643 | 8.2602e-07 | 1.3513e-07 | 0.0083373 | 0.0083374 | 0.0083374 | 0.97301 | -0.52251 | 0.97285 | -0.52569 | 2.2905
49 | -0.0061204 | -0.0015317 | 0.0061257 | 0.0015331 | 5.2905e-06 | 1.3778e-06 | 0.0093526 | 0.0093518 | 0.0093526 | 0.97369 | -0.50902 | 0.97461 | -0.49086 | 2.5694
50 | 0.003278 | 0.00081961 | -0.0032764 | -0.00082064 | 1.5148e-06 | -1.025e-06 | 0.0050131 | 0.0050138 | 0.0050138 | 0.97285 | -0.52569 | 0.97235 | -0.5354 | 1.3774
51 | -0.0062505 | -0.0015643 | 0.0062512 | 0.0015645 | 6.7608e-07 | 1.8593e-07 | 0.0095424 | 0.0095423 | 0.0095424 | 0.97461 | -0.49086 | 0.97472 | -0.48859 | 2.6215
52 | -0.0063989 | -0.0016015 | 0.0064003 | 0.001602 | 1.4386e-06 | 4.1941e-07 | 0.0097678 | 0.0097676 | 0.0097678 | 0.97472 | -0.48859 | 0.97496 | -0.48386 | 2.6835
53 | 0.0021576 | 0.00054022 | -0.0021575 | -0.00054042 | 8.7535e-08 | -2.0958e-07 | 0.0033016 | 0.0033017 | 0.0033017 | 0.97235 | -0.5354 | 0.97231 | -0.53626 | 0.90705
54 | 0.00098335 | 0.00024616 | -0.00098333 | -0.00024645 | 2.0261e-08 | -2.8294e-07 | 0.0015048 | 0.0015049 | 0.0015049 | 0.97231 | -0.53626 | 0.97229 | -0.53669 | 0.41344
55 | -0.00013212 | -3.3113e-05 | 0.00013212 | 3.1817e-05 | 1.5692e-09 | -1.296e-06 | 0.00020123 | 0.00020078 | 0.00020123 | 0.97698 | -0.44412 | 0.97699 | -0.44386 | 0.055284
56 | -0.035615 | -0.008953 | 0.035621 | 0.0089566 | 5.7731e-06 | 3.6285e-06 | 0.054093 | 0.054093 | 0.054093 | 0.97988 | -0.38686 | 0.98006 | -0.38347 | 14.8608
57 | 0.01243 | 0.0031158 | -0.012427 | -0.0031142 | 2.8699e-06 | 1.566e-06 | 0.018872 | 0.018872 | 0.018872 | 0.98006 | -0.38347 | 0.97981 | -0.38831 | 5.1847
58 | -0.048051 | -0.012072 | 0.048063 | 0.01208 | 1.2577e-05 | 7.7319e-06 | 0.072966 | 0.072966 | 0.072966 | 0.98006 | -0.38347 | 0.98034 | -0.37798 | 10.0228
59 | 0.0087183 | 0.0021847 | -0.0087181 | -0.0021847 | 1.4476e-07 | 6.4912e-08 | 0.01324 | 0.01324 | 0.01324 | 0.97981 | -0.38831 | 0.97979 | -0.38866 | 3.6374
60 | 0.012452 | 0.003119 | -0.012447 | -0.0031162 | 5.2684e-06 | 2.8761e-06 | 0.0189 | 0.018901 | 0.018901 | 0.98034 | -0.37798 | 0.97988 | -0.38687 | 5.1925
61 | -0.10076 | -0.025273 | 0.1008 | 0.025298 | 4.1245e-05 | 2.4914e-05 | 0.15295 | 0.15295 | 0.15295 | 0.98034 | -0.37798 | 0.98078 | -0.3694 | 8.4037
62 | 0.040245 | 0.010074 | -0.040236 | -0.01007 | 9.2275e-06 | 3.8272e-06 | 0.061081 | 0.061082 | 0.061082 | 0.98034 | -0.37798 | 0.98009 | -0.3828 | 3.3562
63 | 0.0039692 | 0.00099474 | -0.0039692 | -0.00099476 | 6.5222e-08 | -1.7886e-08 | 0.0060445 | 0.0060445 | 0.0060445 | 0.97713 | -0.44087 | 0.97711 | -0.44122 | 1.6606
64 | 0.0058887 | 0.0014755 | -0.0058878 | -0.0014753 | 9.6754e-07 | 2.1302e-07 | 0.0089431 | 0.0089433 | 0.0089433 | 0.97979 | -0.38866 | 0.97962 | -0.39211 | 2.4569
65 | 0.0069555 | 0.0017404 | -0.0069542 | -0.00174 | 1.2609e-06 | 4.2734e-07 | 0.010561 | 0.010562 | 0.010562 | 0.97988 | -0.38687 | 0.97969 | -0.39068 | 2.9015
66 | 0.0054917 | 0.0013757 | -0.0054893 | -0.0013753 | 2.3927e-06 | 3.762e-07 | 0.0083393 | 0.0083397 | 0.0083397 | 0.97988 | -0.38687 | 0.97942 | -0.39602 | 2.2911
67 | -0.18162 | -0.04563 | 0.18185 | 0.045775 | 0.00022987 | 0.00014456 | 0.27559 | 0.27559 | 0.27559 | 0.98078 | -0.3694 | 0.98213 | -0.34292 | 15.1421
68 | 0.080815 | 0.020333 | -0.080774 | -0.020308 | 4.1553e-05 | 2.4271e-05 | 0.12264 | 0.12264 | 0.12264 | 0.98078 | -0.3694 | 0.98023 | -0.38017 | 6.7385
69 | 0.039195 | 0.009809 | -0.039193 | -0.0098083 | 1.6952e-06 | 6.8271e-07 | 0.059503 | 0.059503 | 0.059503 | 0.98009 | -0.3828 | 0.98005 | -0.38371 | 3.2694
70 | 0.0030791 | 0.0007717 | -0.0030791 | -0.0007717 | 1.6267e-09 | -1.4302e-09 | 0.0046891 | 0.0046891 | 0.0046891 | 0.97711 | -0.44122 | 0.97711 | -0.44123 | 1.2882
71 | 0.022123 | 0.0055598 | -0.022114 | -0.0055544 | 8.9475e-06 | 5.4517e-06 | 0.033334 | 0.033334 | 0.033334 | 0.98772 | -0.23473 | 0.98728 | -0.24321 | 9.1578
72 | -0.02748 | -0.0069025 | 0.027489 | 0.0069082 | 9.2217e-06 | 5.7182e-06 | 0.041405 | 0.041405 | 0.041405 | 0.98772 | -0.23473 | 0.98808 | -0.2277 | 11.375
73 | 0.020874 | 0.0052435 | -0.020866 | -0.005239 | 7.4711e-06 | 4.5243e-06 | 0.031465 | 0.031465 | 0.031465 | 0.98728 | -0.24321 | 0.98689 | -0.25071 | 8.6442
74 | -0.028569 | -0.0071787 | 0.02858 | 0.0071858 | 1.1493e-05 | 7.1436e-06 | 0.04303 | 0.04303 | 0.04303 | 0.98808 | -0.2277 | 0.98851 | -0.21928 | 11.8215
75 | 0.019806 | 0.0049733 | -0.019803 | -0.0049712 | 3.4736e-06 | 2.0904e-06 | 0.029866 | 0.029867 | 0.029867 | 0.98689 | -0.25071 | 0.98671 | -0.25439 | 8.2051
76 | -0.054188 | -0.013614 | 0.054202 | 0.013623 | 1.4109e-05 | 8.9573e-06 | 0.081581 | 0.081581 | 0.081581 | 0.98851 | -0.21928 | 0.98879 | -0.21383 | 22.4124
77 | 0.025608 | 0.0064277 | -0.025593 | -0.0064189 | 1.4321e-05 | 8.8362e-06 | 0.038551 | 0.038551 | 0.038551 | 0.98851 | -0.21928 | 0.98791 | -0.23101 | 10.591
78 | 0.019177 | 0.0048144 | -0.019171 | -0.0048108 | 5.933e-06 | 3.5556e-06 | 0.028923 | 0.028923 | 0.028923 | 0.98671 | -0.25439 | 0.98637 | -0.26088 | 7.9459
79 | -0.056685 | -0.014245 | 0.05669 | 0.014248 | 5.7902e-06 | 3.0254e-06 | 0.085317 | 0.085317 | 0.085317 | 0.98879 | -0.21383 | 0.9889 | -0.21169 | 4.6878
80 | 0.022899 | 0.0057436 | -0.022886 | -0.0057358 | 1.2693e-05 | 7.7592e-06 | 0.034493 | 0.034493 | 0.034493 | 0.98791 | -0.23101 | 0.98731 | -0.24265 | 9.4761
81 | 0.017338 | 0.0043515 | -0.017336 | -0.0043501 | 2.3413e-06 | 1.382e-06 | 0.026158 | 0.026158 | 0.026158 | 0.98637 | -0.26088 | 0.98623 | -0.26371 | 7.1862
82 | -0.064356 | -0.016169 | 0.06436 | 0.016171 | 4.2518e-06 | 2.3334e-06 | 0.096851 | 0.096851 | 0.096851 | 0.9889 | -0.21169 | 0.98898 | -0.2103 | 5.3215
83 | 0.016591 | 0.0041634 | -0.01659 | -0.0041628 | 9.5496e-07 | 5.5933e-07 | 0.025034 | 0.025034 | 0.025034 | 0.98623 | -0.26371 | 0.98616 | -0.26492 | 6.8774
84 | 0.21055 | 0.053449 | -0.21047 | -0.053396 | 8.3139e-05 | 5.2501e-05 | 0.31704 | 0.31704 | 0.31704 | 0.98898 | -0.2103 | 0.98855 | -0.21851 | 17.4196
85 | -0.27491 | -0.06962 | 0.27511 | 0.069746 | 0.00019885 | 0.00012627 | 0.41389 | 0.41389 | 0.41389 | 0.98898 | -0.2103 | 0.98976 | -0.19525 | 22.7411
86 | 0.015527 | 0.0038964 | -0.015525 | -0.0038955 | 1.3924e-06 | 8.0485e-07 | 0.02343 | 0.02343 | 0.02343 | 0.98616 | -0.26492 | 0.98607 | -0.2668 | 6.4368
87 | -0.30805 | -0.078743 | 0.30826 | 0.078874 | 0.00020606 | 0.00013103 | 0.46039 | 0.46039 | 0.46039 | 0.99682 | -0.060115 | 0.99755 | -0.046297 | 25.2964
88 | 0.30515 | 0.078015 | -0.30479 | -0.077784 | 0.00036376 | 0.00023129 | 0.45606 | 0.45606 | 0.45606 | 0.99682 | -0.060115 | 0.99553 | -0.084787 | 25.0584
89 | -0.31109 | -0.079584 | 0.31124 | 0.079677 | 0.00014601 | 9.286e-05 | 0.46462 | 0.46462 | 0.46462 | 0.99755 | -0.046297 | 0.99806 | -0.036605 | 25.5287
90 | 0.30321 | 0.077389 | -0.303 | -0.077253 | 0.0002139 | 0.000136 | 0.45371 | 0.45371 | 0.45371 | 0.99553 | -0.084787 | 0.99476 | -0.0994 | 24.9289
91 | -0.31344 | -0.080229 | 0.31366 | 0.080371 | 0.00022382 | 0.00014235 | 0.4679 | 0.4679 | 0.4679 | 0.99806 | -0.036605 | 0.99884 | -0.02187 | 25.709
92 | 0.30015 | 0.076539 | -0.29976 | -0.076291 | 0.00038891 | 0.00024724 | 0.44944 | 0.44944 | 0.44944 | 0.99476 | -0.0994 | 0.99335 | -0.12627 | 24.6947
93 | -0.31568 | -0.080876 | 0.31601 | 0.081089 | 0.00033495 | 0.00021305 | 0.47091 | 0.4709 | 0.47091 | 0.99884 | -0.02187 | 1 | 0 | 25.8739
94 | 0.29649 | 0.075472 | -0.2963 | -0.075353 | 0.00018771 | 0.00011932 | 0.44455 | 0.44455 | 0.44455 | 0.99335 | -0.12627 | 0.99266 | -0.13941 | 24.4256
95 | 0.0034249 | 0.00085815 | -0.0034248 | -0.00085825 | 1.3559e-07 | -9.5859e-08 | 0.0050962 | 0.0050963 | 0.0050963 | 1 | 0 | 0.99996 | -0.00083116 | 1.4001
96 | 0.2927 | 0.07445 | -0.2925 | -0.074323 | 0.00020051 | 0.00012743 | 0.43915 | 0.43915 | 0.43915 | 0.99266 | -0.13941 | 0.99192 | -0.15364 | 24.1292
97 | 0.0015435 | 0.00038676 | -0.0015435 | -0.00038683 | 1.2483e-08 | -7.4784e-08 | 0.0022968 | 0.0022968 | 0.0022968 | 0.99996 | -0.00083116 | 0.99995 | -0.0010009 | 0.631
98 | 0.29028 | 0.073767 | -0.29 | -0.07359 | 0.00027787 | 0.00017658 | 0.43582 | 0.43582 | 0.43582 | 0.99192 | -0.15364 | 0.99089 | -0.17354 | 23.9463
99 | 0.28746 | 0.072952 | -0.28738 | -0.072904 | 7.4555e-05 | 4.7372e-05 | 0.432 | 0.432 | 0.432 | 0.99089 | -0.17354 | 0.9906 | -0.17894 | 23.7361
100 | 0.27928 | 0.070875 | -0.27906 | -0.070735 | 0.00021899 | 0.00013909 | 0.41982 | 0.41982 | 0.41982 | 0.9906 | -0.17894 | 0.98976 | -0.19525 | 23.0672
101 | 0.0081055 | 0.0020299 | -0.008105 | -0.0020313 | 4.7491e-07 | -1.4557e-06 | 0.012175 | 0.012176 | 0.012176 | 0.9906 | -0.17894 | 0.99054 | -0.18017 | 0.83623
102 | 0.20103 | 0.05081 | -0.20099 | -0.050784 | 4.1184e-05 | 2.5979e-05 | 0.30369 | 0.30369 | 0.30369 | 0.9855 | -0.2774 | 0.98528 | -0.28167 | 16.6864
103 | -0.20103 | -0.05081 | 0.20117 | 0.050896 | 0.0001373 | 8.6604e-05 | 0.30369 | 0.30369 | 0.30369 | 0.9855 | -0.2774 | 0.98624 | -0.26317 | 16.6864
104 | 0.198 | 0.050035 | -0.19795 | -0.050001 | 5.3985e-05 | 3.4038e-05 | 0.29918 | 0.29918 | 0.29918 | 0.98528 | -0.28167 | 0.98499 | -0.28736 | 16.4384
105 | -0.2057 | -0.052032 | 0.20585 | 0.052126 | 0.00014848 | 9.3717e-05 | 0.31053 | 0.31053 | 0.31053 | 0.98624 | -0.26317 | 0.98701 | -0.24813 | 17.0621
106 | 0.19552 | 0.049393 | -0.19541 | -0.049321 | 0.00011364 | 7.1623e-05 | 0.29551 | 0.29551 | 0.29551 | 0.98499 | -0.28736 | 0.98436 | -0.2995 | 16.237
107 | -0.20818 | -0.05271 | 0.20835 | 0.052815 | 0.00016553 | 0.0001045 | 0.31404 | 0.31404 | 0.31404 | 0.98701 | -0.24813 | 0.98787 | -0.23159 | 17.2552
108 | 0.1943 | 0.049042 | -0.19425 | -0.049016 | 4.138e-05 | 2.6077e-05 | 0.29383 | 0.29383 | 0.29383 | 0.98436 | -0.2995 | 0.98413 | -0.30394 | 16.1447
109 | -0.20904 | -0.052988 | 0.20917 | 0.053071 | 0.00013144 | 8.2993e-05 | 0.31509 | 0.31508 | 0.31509 | 0.98787 | -0.23159 | 0.98855 | -0.21851 | 17.3124
110 | 0.19106 | 0.048217 | -0.19104 | -0.048204 | 2.0503e-05 | 1.2914e-05 | 0.28901 | 0.28901 | 0.28901 | 0.98413 | -0.30394 | 0.98402 | -0.30618 | 15.8796
111 | -0.0033891 | -0.00084939 | 0.0033893 | 0.0008493 | 1.4819e-07 | -9.1524e-08 | 0.0051575 | 0.0051574 | 0.0051575 | 0.97781 | -0.42744 | 0.97786 | -0.42652 | 1.4169
112 | -0.047923 | -0.012029 | 0.047941 | 0.012039 | 1.7481e-05 | 1.0198e-05 | 0.072932 | 0.072931 | 0.072932 | 0.97786 | -0.42652 | 0.97825 | -0.41887 | 6.6787
113 | 0.044534 | 0.01118 | -0.044527 | -0.011176 | 6.7392e-06 | 4.1168e-06 | 0.067774 | 0.067774 | 0.067774 | 0.97786 | -0.42652 | 0.9777 | -0.42969 | 9.3097
114 | 0.015508 | 0.0038899 | -0.015501 | -0.003886 | 6.6476e-06 | 3.8574e-06 | 0.02363 | 0.02363 | 0.02363 | 0.97662 | -0.451 | 0.97616 | -0.45999 | 6.4917
115 | -0.025437 | -0.0063785 | 0.02545 | 0.0063862 | 1.2509e-05 | 7.7276e-06 | 0.038759 | 0.038759 | 0.038759 | 0.97662 | -0.451 | 0.97714 | -0.44068 | 10.648
116 | 0.012076 | 0.0030275 | -0.012073 | -0.003026 | 2.7345e-06 | 1.4812e-06 | 0.018408 | 0.018408 | 0.018408 | 0.97616 | -0.45999 | 0.97592 | -0.46475 | 5.0572
117 | -0.04077 | -0.010226 | 0.040791 | 0.010239 | 2.1373e-05 | 1.3494e-05 | 0.062088 | 0.062088 | 0.062088 | 0.97714 | -0.44068 | 0.9777 | -0.42969 | 17.0571
118 | 0.0089707 | 0.0022485 | -0.0089685 | -0.0022475 | 2.1355e-06 | 9.865e-07 | 0.013678 | 0.013678 | 0.013678 | 0.97592 | -0.46475 | 0.97566 | -0.46974 | 3.7577
119 | 0.0031156 | 0.0007807 | -0.0031155 | -0.00078081 | 1.3235e-07 | -1.105e-07 | 0.0047516 | 0.0047517 | 0.0047517 | 0.97566 | -0.46974 | 0.97562 | -0.47063 | 1.3054
120 | 0.0058529 | 0.0014668 | -0.0058518 | -0.0014666 | 1.1145e-06 | 2.4759e-07 | 0.0089265 | 0.0089267 | 0.0089267 | 0.97566 | -0.46974 | 0.97546 | -0.47374 | 2.4524
121 | 0.0058518 | 0.0014666 | -0.0058511 | -0.0014664 | 7.4846e-07 | 1.6639e-07 | 0.0089267 | 0.0089268 | 0.0089268 | 0.97546 | -0.47374 | 0.97532 | -0.47643 | 2.4524
122 | -0.052371 | -0.013149 | 0.052384 | 0.013157 | 1.2908e-05 | 7.6482e-06 | 0.07967 | 0.07967 | 0.07967 | 0.97825 | -0.41887 | 0.97851 | -0.41371 | 7.2958
123 | -0.055869 | -0.014031 | 0.055875 | 0.014033 | 5.4486e-06 | 2.8551e-06 | 0.08497 | 0.08497 | 0.08497 | 0.97851 | -0.41371 | 0.97862 | -0.41166 | 4.6687
124 | 0.18853 | 0.047574 | -0.18836 | -0.047465 | 0.00017212 | 0.00010836 | 0.28521 | 0.28521 | 0.28521 | 0.98402 | -0.30618 | 0.98304 | -0.32527 | 15.6708
125 | 0.1863 | 0.046949 | -0.18629 | -0.046941 | 1.3208e-05 | 8.3128e-06 | 0.28209 | 0.28209 | 0.28209 | 0.98304 | -0.32527 | 0.98296 | -0.32675 | 15.4996
126 | 0.18384 | 0.046329 | -0.18376 | -0.046274 | 8.8273e-05 | 5.5532e-05 | 0.2784 | 0.2784 | 0.2784 | 0.98296 | -0.32675 | 0.98245 | -0.33679 | 15.2966
127 | 0.18287 | 0.046052 | -0.18282 | -0.046019 | 5.3559e-05 | 3.3689e-05 | 0.27706 | 0.27706 | 0.27706 | 0.98245 | -0.33679 | 0.98213 | -0.34292 | 15.223
128 | 0.0021612 | 0.00054135 | -0.0021611 | -0.00054161 | 1.0621e-07 | -2.6291e-07 | 0.0032827 | 0.0032828 | 0.0032828 | 0.97962 | -0.39211 | 0.97956 | -0.39314 | 0.90186
129 | 0.0056745 | 0.0014193 | -0.0056734 | -0.0014191 | 1.0515e-06 | 1.9764e-07 | 0.0086177 | 0.0086179 | 0.0086179 | 0.97969 | -0.39068 | 0.97949 | -0.39458 | 2.3675
130 | 0.0014782 | 0.00037008 | -0.0014782 | -0.00037047 | 6.4799e-08 | -3.8967e-07 | 0.0022457 | 0.0022459 | 0.0022459 | 0.97942 | -0.39602 | 0.97937 | -0.39694 | 0.617
131 | 0.079366 | 0.019956 | -0.079327 | -0.019933 | 3.9332e-05 | 2.2898e-05 | 0.1205 | 0.1205 | 0.1205 | 0.98023 | -0.38017 | 0.97969 | -0.39055 | 6.6211
132 | 0.038189 | 0.0095565 | -0.038186 | -0.0095554 | 2.9086e-06 | 1.1346e-06 | 0.057977 | 0.057977 | 0.057977 | 0.98005 | -0.38371 | 0.97996 | -0.38531 | 3.1856
133 | 0.014896 | 0.0037378 | -0.014891 | -0.003735 | 4.8385e-06 | 2.7711e-06 | 0.02248 | 0.02248 | 0.02248 | 0.98607 | -0.2668 | 0.98572 | -0.27361 | 6.1759
134 | 0.014087 | 0.0035335 | -0.01408 | -0.0035299 | 6.4308e-06 | 3.6326e-06 | 0.021266 | 0.021266 | 0.021266 | 0.98572 | -0.27361 | 0.98523 | -0.28319 | 5.8424
135 | 0.010237 | 0.0025667 | -0.010233 | -0.0025645 | 4.4317e-06 | 2.2071e-06 | 0.015462 | 0.015462 | 0.015462 | 0.98523 | -0.28319 | 0.98476 | -0.29228 | 4.2479
136 | 0.005104 | 0.0012791 | -0.0051034 | -0.001279 | 6.4301e-07 | 4.4823e-08 | 0.0077124 | 0.0077125 | 0.0077125 | 0.98476 | -0.29228 | 0.98463 | -0.29492 | 2.1188
137 | -0.0057152 | -0.0014324 | 0.005716 | 0.0014325 | 7.8914e-07 | 1.5411e-07 | 0.0086854 | 0.0086853 | 0.0086854 | 0.97915 | -0.40116 | 0.9793 | -0.39826 | 2.3861
138 | 0.069847 | 0.017548 | -0.069833 | -0.01754 | 1.3743e-05 | 7.7724e-06 | 0.10615 | 0.10615 | 0.10615 | 0.9793 | -0.39826 | 0.97909 | -0.40239 | 5.8322
139 | 0.00091074 | 0.00022787 | -0.00091072 | -0.00022825 | 2.2338e-08 | -3.7709e-07 | 0.0013837 | 0.0013838 | 0.0013838 | 0.9793 | -0.39826 | 0.97927 | -0.39878 | 0.38018
140 | -0.076473 | -0.019208 | 0.076502 | 0.019225 | 2.8166e-05 | 1.6277e-05 | 0.11621 | 0.11621 | 0.11621 | 0.9793 | -0.39826 | 0.97969 | -0.39055 | 6.3854
141 | 0.067267 | 0.016897 | -0.067256 | -0.016891 | 1.128e-05 | 6.3148e-06 | 0.10225 | 0.10225 | 0.10225 | 0.97909 | -0.40239 | 0.97891 | -0.4059 | 5.6179
142 | -0.03625 | -0.0090698 | 0.036252 | 0.0090706 | 2.1741e-06 | 7.8875e-07 | 0.055043 | 0.055042 | 0.055043 | 0.97987 | -0.3871 | 0.97994 | -0.38584 | 3.0243
143 | -0.037065 | -0.0092743 | 0.037066 | 0.0092747 | 8.4439e-07 | 3.1648e-07 | 0.056277 | 0.056277 | 0.056277 | 0.97994 | -0.38584 | 0.97996 | -0.38536 | 3.0921
144 | -0.037348 | -0.0093453 | 0.037348 | 0.0093454 | 9.605e-08 | 3.6383e-08 | 0.056705 | 0.056705 | 0.056705 | 0.97996 | -0.38536 | 0.97996 | -0.38531 | 3.1157
145 | 0.063825 | 0.016031 | -0.063817 | -0.016027 | 7.9907e-06 | 4.4028e-06 | 0.097032 | 0.097032 | 0.097032 | 0.97891 | -0.4059 | 0.97878 | -0.40853 | 5.3314
146 | 0.060047 | 0.015082 | -0.060038 | -0.015077 | 8.9917e-06 | 4.851e-06 | 0.091301 | 0.091301 | 0.091301 | 0.97878 | -0.40853 | 0.97862 | -0.41166 | 5.0165

## res_trafo
| p_hv_mw | q_hv_mvar | p_lv_mw | q_lv_mvar | pl_mw | ql_mvar | i_hv_ka | i_lv_ka | vm_hv_pu | va_hv_degree | vm_lv_pu | va_lv_degree | loading_percent
0 | -1.2729e-15 | -1.3162e-15 | 0.00165 | 1.2699e-07 | 0.00165 | 1.2699e-07 | 5.2857e-17 | 0.0023815 | 0.99998 | 149.9956 | 1 | 0 | 0.2619

## res_ext_grid
| p_mw | q_mvar
0 | 0.32283 | 0.082383

## res_load
| p_mw | q_mvar
0 | 0.0024152 | 0.0006053
1 | 0.00043272 | 0.00010845
2 | 0.00037487 | 9.3952e-05
3 | 0.0017727 | 0.00044427
4 | 0.00080219 | 0.00020105
5 | 0.0028297 | 0.00070919
6 | 0.00058346 | 0.00014623
7 | 0.0013174 | 0.00033018
8 | 0.00098049 | 0.00024573
9 | 0.00030708 | 7.6962e-05
10 | 0.00026491 | 6.6394e-05
11 | 0.00077733 | 0.00019482
12 | 0.0012977 | 0.00032523
13 | 0.0015256 | 0.00038236
14 | 0.0019476 | 0.00048811
15 | 0.011068 | 0.002774
16 | 0.00030851 | 7.732e-05
17 | 0.00012868 | 3.2249e-05
18 | 0.0042228 | 0.0010583
19 | 0.002366 | 0.00059297
20 | 0.0043018 | 0.0010781
21 | 0.0082338 | 0.0020636
22 | 0.00017037 | 4.2699e-05
23 | 0.00019288 | 4.8341e-05
24 | 0.00018168 | 4.5533e-05
25 | 0.00074388 | 0.00018643
26 | 0.0016243 | 0.00040708
27 | 0.0046657 | 0.0011693
28 | 0.0012185 | 0.00030537
29 | 0.00014434 | 3.6175e-05
30 | 0.00014505 | 3.6354e-05
31 | 0.00011896 | 2.9815e-05
32 | 0.00012107 | 3.0342e-05
33 | 0.0001716 | 4.3008e-05
34 | 0.00049308 | 0.00012358
35 | 0.0021734 | 0.0005447
36 | 0.00012483 | 3.1286e-05
37 | 0.00014769 | 3.7015e-05
38 | 0.0011189 | 0.00028042
39 | 0.0011741 | 0.00029426
40 | 0.00098333 | 0.00024645
41 | 0.00025396 | 6.3649e-05
42 | 0.00013212 | 3.3113e-05
43 | 8.5389e-05 | 2.1401e-05
44 | 0.0013864 | 0.00034747
45 | 0.0037087 | 0.00092948
46 | 0.0051743 | 0.0012968
47 | 0.0028294 | 0.00070911
48 | 0.0010405 | 0.00026076
49 | 0.00089002 | 0.00022306
50 | 0.0053572 | 0.0013426
51 | 0.0012403 | 0.00031085
52 | 0.0010793 | 0.0002705
53 | 0.0010602 | 0.00026572
54 | 0.00062569 | 0.00015681
55 | 0.0024827 | 0.00062221
56 | 0.0026944 | 0.00067527
57 | 0.0018329 | 0.00045938
58 | 0.0076655 | 0.0019212
59 | 0.022886 | 0.0057358
60 | 0.000745 | 0.00018671
61 | 0.0010631 | 0.00026644
62 | 0.0029023 | 0.00072738
63 | 0.0028351 | 0.00071056
64 | 0.0015768 | 0.00039518
65 | 0.0022013 | 0.0005517
66 | 0.0028497 | 0.0007142
67 | 0.0020147 | 0.00050492
68 | 0.0032694 | 0.0008194
69 | 0.0017398 | 0.00043604
70 | 0.0035997 | 0.00090216
71 | 0.0018813 | 0.00047149
72 | 0.0022182 | 0.00055593
73 | 0.0030791 | 0.0007717
74 | 0.0025483 | 0.00063867
75 | 0.0015435 | 0.00038683
76 | 0.0029894 | 0.00074921
77 | 0.0045325 | 0.0011359
78 | 0.0024259 | 0.00060799
79 | 0.0023305 | 0.00058407
80 | 0.0011119 | 0.00027868
81 | 0.00069165 | 0.00017334
82 | 0.0031904 | 0.00079958
83 | 0.0012974 | 0.00032517
84 | 0.0033891 | 0.00084939
85 | 0.0099297 | 0.0024886
86 | 0.0034254 | 0.00085849
87 | 0.01532 | 0.0038394
88 | 0.0031024 | 0.00077753
89 | 0.0037363 | 0.00093641
90 | 0.0031155 | 0.00078081
91 | 0.0044301 | 0.0011103
92 | 0.0058511 | 0.0014664
93 | 0.0034854 | 0.00087352
94 | 0.0025144 | 0.00063018
95 | 0.0020585 | 0.00051591
96 | 0.0024408 | 0.00061171
97 | 0.00088416 | 0.00022159
98 | 0.00097217 | 0.00024365
99 | 0.0037266 | 0.00093397
100 | 0.0012798 | 0.00032075
101 | 0.0040111 | 0.0010053
102 | 0.0014073 | 0.00035271
103 | 0.0010048 | 0.00025182
104 | 0.00062936 | 0.00015773
105 | 0.00080423 | 0.00020156
106 | 0.003843 | 0.00096314
107 | 0.0051289 | 0.0012854
108 | 0.0051034 | 0.001279
109 | 0.0057152 | 0.0014324
110 | 0.002566 | 0.00064309
111 | 0.00091072 | 0.00022825
112 | 0.0028254 | 0.00070811
113 | 0.0019189 | 0.00048091
114 | 0.0014782 | 0.00037047
115 | 0.00042323 | 0.00010607
116 | 0.00081301 | 0.00020376
117 | 0.00028195 | 7.0663e-05
118 | 0.0039471 | 0.00098924
119 | 0.00083795 | 0.00021001
120 | 0.0034302 | 0.00085969
121 | 0.00377 | 0.00094486
122 | 0.0041639 | 0.0010436
123 | 0.008105 | 0.0020313
124 | 0.0021611 | 0.00054161

## dtypes
| element | column | dtype
0 | bus | name | object
1 | bus | vn_kv | float64
2 | bus | type | object
3 | bus | zone | object
4 | bus | in_service | bool
5 | load | name | object
6 | load | bus | uint32
7 | load | p_mw | float64
8 | load | q_mvar | float64
9 | load | const_z_percent | float64
10 | load | const_i_percent | float64
11 | load | sn_mva | float64
12 | load | scaling | float64
13 | load | in_service | bool
14 | load | type | object
15 | ext_grid | name | object
16 | ext_grid | bus | uint32
17 | ext_grid | vm_pu | float64
18 | ext_grid | va_degree | float64
19 | ext_grid | slack_weight | float64
20 | ext_grid | in_service | bool
21 | line | name | object
22 | line | std_type | object
23 | line | from_bus | uint32
24 | line | to_bus | uint32
25 | line | length_km | float64
26 | line | r_ohm_per_km | float64
27 | line | x_ohm_per_km | float64
28 | line | c_nf_per_km | float64
29 | line | g_us_per_km | float64
30 | line | max_i_ka | float64
31 | line | df | float64
32 | line | parallel | uint32
33 | line | type | object
34 | line | in_service | bool
35 | trafo | name | object
36 | trafo | std_type | object
37 | trafo | hv_bus | uint32
38 | trafo | lv_bus | uint32
39 | trafo | sn_mva | float64
40 | trafo | vn_hv_kv | float64
41 | trafo | vn_lv_kv | float64
42 | trafo | vk_percent | float64
43 | trafo | vkr_percent | float64
44 | trafo | pfe_kw | float64
45 | trafo | i0_percent | float64
46 | trafo | shift_degree | float64
47 | trafo | tap_side | object
48 | trafo | tap_neutral | int32
49 | trafo | tap_min | int32
50 | trafo | tap_max | int32
51 | trafo | tap_step_percent | float64
52 | trafo | tap_step_degree | float64
53 | trafo | tap_pos | int32
54 | trafo | tap_phase_shifter | bool
55 | trafo | parallel | uint32
56 | trafo | df | float64
57 | trafo | in_service | bool
58 | line_geodata | coords | object
59 | bus_geodata | x | float64
60 | bus_geodata | y | float64
61 | bus_geodata | coords | object
62 | res_bus | vm_pu | float64
63 | res_bus | va_degree | float64
64 | res_bus | p_mw | float64
65 | res_bus | q_mvar | float64
66 | res_line | p_from_mw | float64
67 | res_line | q_from_mvar | float64
68 | res_line | p_to_mw | float64
69 | res_line | q_to_mvar | float64
70 | res_line | pl_mw | float64
71 | res_line | ql_mvar | float64
72 | res_line | i_from_ka | float64
73 | res_line | i_to_ka | float64
74 | res_line | i_ka | float64
75 | res_line | vm_from_pu | float64
76 | res_line | va_from_degree | float64
77 | res_line | vm_to_pu | float64
78 | res_line | va_to_degree | float64
79 | res_line | loading_percent | float64
80 | res_trafo | p_hv_mw | float64
81 | res_trafo | q_hv_mvar | float64
82 | res_trafo | p_lv_mw | float64
83 | res_trafo | q_lv_mvar | float64
84 | res_trafo | pl_mw | float64
85 | res_trafo | ql_mvar | float64
86 | res_trafo | i_hv_ka | float64
87 | res_trafo | i_lv_ka | float64
88 | res_trafo | vm_hv_pu | float64
89 | res_trafo | va_hv_degree | float64
90 | res_trafo | vm_lv_pu | float64
91 | res_trafo | va_lv_degree | float64
92 | res_trafo | loading_percent | float64
93 | res_ext_grid | p_mw | float64
94 | res_ext_grid | q_mvar | float64
95 | res_load | p_mw | float64
96 | res_load | q_mvar | float64

## parameters
| version | format_version | converged | OPF_converged | name | f_hz | sn_mva
0 | 2.14.6 | 2.14.0 | TRUE | FALSE |  | 50 | 1