## bus
| name | vn_kv | type | zone | in_service
0 | bus_LV_1301-56_0_4_node_0 | 0.4 | n |  | TRUE
1 | bus_LV_1301-56_0_4_node_1 | 0.4 | n |  | TRUE
2 | bus_LV_1301-56_0_4_node_2 | 0.4 | n |  | TRUE
3 | bus_LV_1301-56_0_4_node_3 | 0.4 | n |  | TRUE
4 | bus_LV_1301-56_0_4_node_4 | 0.4 | n |  | TRUE
5 | bus_LV_1301-56_0_4_node_32 | 0.4 | n |  | TRUE
6 | bus_LV_1301-56_0_4_node_47 | 0.4 | n |  | TRUE
7 | bus_LV_1301-56_0_4_node_78 | 0.4 | n |  | TRUE
8 | bus_LV_1301-56_0_4_node_33 | 0.4 | n |  | TRUE
9 | bus_LV_1301-56_0_4_node_28 | 0.4 | n |  | TRUE
10 | bus_LV_1301-56_0_4_node_5 | 0.4 | n |  | TRUE
11 | bus_LV_1301-56_0_4_node_6 | 0.4 | n |  | TRUE
12 | bus_LV_1301-56_0_4_node_7 | 0.4 | n |  | TRUE
13 | bus_LV_1301-56_0_4_node_29 | 0.4 | n |  | TRUE
14 | bus_LV_1301-56_0_4_node_30 | 0.4 | n |  | TRUE
15 | bus_LV_1301-56_0_4_node_31 | 0.4 | n |  | TRUE
16 | bus_LV_1301-56_0_4_node_79 | 0.4 | n |  | TRUE
17 | bus_LV_1301-56_0_4_node_63 | 0.4 | n |  | TRUE
18 | bus_LV_1301-56_0_4_node_72 | 0.4 | n |  | TRUE
19 | bus_LV_1301-56_0_4_node_73 | 0.4 | n |  | TRUE
20 | bus_LV_1301-56_0_4_node_71 | 0.4 | n |  | TRUE
21 | bus_LV_1301-56_0_4_node_121 | 0.4 | n |  | TRUE
22 | bus_LV_1301-56_0_4_node_74 | 0.4 | n |  | TRUE
23 | bus_LV_1301-56_0_4_node_90 | 0.4 | n |  | TRUE
24 | bus_LV_1301-56_0_4_node_75 | 0.4 | n |  | TRUE
25 | bus_LV_1301-56_0_4_node_91 | 0.4 | n |  | TRUE
26 | bus_LV_1301-56_0_4_node_8 | 0.4 | n |  | TRUE
27 | bus_LV_1301-56_0_4_node_9 | 0.4 | n |  | TRUE
28 | bus_LV_1301-56_0_4_node_10 | 0.4 | n |  | TRUE
29 | bus_LV_1301-56_0_4_node_11 | 0.4 | n |  | TRUE
30 | bus_LV_1301-56_0_4_node_12 | 0.4 | n |  | TRUE
31 | bus_LV_1301-56_0_4_node_13 | 0.4 | n |  | TRUE
32 | bus_LV_1301-56_0_4_node_87 | 0.4 | n |  | TRUE
33 | bus_LV_1301-56_0_4_node_76 | 0.4 | n |  | TRUE
34 | bus_LV_1301-56_0_4_node_60 | 0.4 | n |  | TRUE
35 | bus_LV_1301-56_0_4_node_18 | 0.4 | n |  | TRUE
36 | bus_LV_1301-56_0_4_node_77 | 0.4 | n |  | TRUE
37 | bus_LV_1301-56_0_4_node_58 | 0.4 | n |  | TRUE
38 | bus_LV_1301-56_0_4_node_14 | 0.4 | n |  | TRUE
39 | bus_LV_1301-56_0_4_node_15 | 0.4 | n |  | TRUE
40 | bus_LV_1301-56_0_4_node_16 | 0.4 | n |  | TRUE
41 | bus_LV_1301-56_0_4_node_17 | 0.4 | n |  | TRUE
42 | bus_LV_1301-56_0_4_node_19 | 0.4 | n |  | TRUE
43 | bus_LV_1301-56_0_4_node_20 | 0.4 | n |  | TRUE
44 | bus_LV_1301-56_0_4_node_21 | 0.4 | n |  | TRUE
45 | bus_LV_1301-56_0_4_node_22 | 0.4 | n |  | TRUE
46 | bus_LV_1301-56_0_4_node_23 | 0.4 | n |  | TRUE
47 | bus_LV_1301-56_0_4_node_66 | 0.4 | n |  | TRUE
48 | bus_LV_1301-56_0_4_node_67 | 0.4 | n |  | TRUE
49 | bus_LV_1301-56_0_4_node_68 | 0.4 | n |  | TRUE
50 | bus_LV_1301-56_0_4_node_43 | 0.4 | n |  | TRUE
51 | bus_LV_1301-56_0_4_node_69 | 0.4 | n |  | TRUE
52 | bus_LV_1301-56_0_4_node_38 | 0.4 | n |  | TRUE
53 | bus_LV_1301-56_0_4_node_24 | 0.4 | n |  | TRUE
54 | bus_LV_1301-56_0_4_node_25 | 0.4 | n |  | TRUE
55 | bus_LV_1301-56_0_4_node_26 | 0.4 | n |  | TRUE
56 | bus_LV_1301-56_0_4_node_27 | 0.4 | n |  | TRUE
57 | bus_LV_1301-56_0_4_node_94 | 0.4 | n |  | TRUE
58 | bus_LV_1301-56_0_4_node_70 | 0.4 | n |  | TRUE
59 | bus_LV_1301-56_0_4_node_64 | 0.4 | n |  | TRUE
60 | bus_LV_1301-56_0_4_node_122 | 0.4 | n |  | TRUE
61 | bus_LV_1301-56_0_4_node_34 | 0.4 | n |  | TRUE
62 | bus_LV_1301-56_0_4_node_42 | 0.4 | n |  | TRUE
63 | bus_LV_1301-56_0_4_node_39 | 0.4 | n |  | TRUE
64 | bus_LV_1301-56_0_4_node_55 | 0.4 | n |  | TRUE
65 | bus_LV_1301-56_0_4_node_40 | 0.4 | n |  | TRUE
66 | bus_LV_1301-56_0_4_node_35 | 0.4 | n |  | TRUE
67 | bus_LV_1301-56_0_4_node_36 | 0.4 | n |  | TRUE
68 | bus_LV_1301-56_0_4_node_37 | 0.4 | n |  | TRUE
69 | bus_LV_1301-56_0_4_node_106 | 0.4 | n |  | TRUE
70 | bus_LV_1301-56_0_4_node_118 | 0.4 | n |  | TRUE
71 | bus_LV_1301-56_0_4_node_93 | 0.4 | n |  | TRUE
72 | bus_LV_1301-56_0_4_node_88 | 0.4 | n |  | TRUE
73 | bus_LV_1301-56_0_4_node_105 | 0.4 | n |  | TRUE
74 | bus_LV_1301-56_0_4_node_104 | 0.4 | n |  | TRUE
75 | bus_LV_1301-56_0_4_node_41 | 0.4 | n |  | TRUE
76 | bus_LV_1301-56_0_4_node_48 | 0.4 | n |  | TRUE
77 | bus_LV_1301-56_0_4_node_62 | 0.4 | n |  | TRUE
78 | bus_LV_1301-56_0_4_node_54 | 0.4 | n |  | TRUE
79 | bus_LV_1301-56_0_4_node_44 | 0.4 | n |  | TRUE
80 | bus_LV_1301-56_0_4_node_45 | 0.4 | n |  | TRUE
81 | bus_LV_1301-56_0_4_node_46 | 0.4 | n |  | TRUE
82 | bus_LV_1301-56_0_4_node_89 | 0.4 | n |  | TRUE
83 | bus_LV_1301-56_0_4_node_115 | 0.4 | n |  | TRUE
84 | bus_LV_1301-56_0_4_node_120 | 0.4 | n |  | TRUE
85 | bus_LV_1301-56_0_4_node_53 | 0.4 | n |  | TRUE
86 | bus_LV_1301-56_0_4_node_49 | 0.4 | n |  | TRUE
87 | bus_LV_1301-56_0_4_node_50 | 0.4 | n |  | TRUE
88 | bus_LV_1301-56_0_4_node_51 | 0.4 | n |  | TRUE
89 | bus_LV_1301-56_0_4_node_52 | 0.4 | n |  | TRUE
90 | bus_LV_1301-56_0_4_node_56 | 0.4 | n |  | TRUE
91 | bus_LV_1301-56_0_4_node_57 | 0.4 | n |  | TRUE
92 | bus_LV_1301-56_0_4_node_59 | 0.4 | n |  | TRUE
93 | bus_LV_1301-56_0_4_node_61 | 0.4 | n |  | TRUE
94 | bus_LV_1301-56_0_4_node_65 | 0.4 | n |  | TRUE
95 | bus_LV_1301-56_0_4_node_116 | 0.4 | n |  | TRUE
96 | bus_LV_1301-56_0_4_node_82 | 0.4 | n |  | TRUE
97 | bus_LV_1301-56_0_4_node_80 | 0.4 | n |  | TRUE
98 | bus_LV_1301-56_0_4_node_81 | 0.4 | n |  | TRUE
99 | bus_LV_1301-56_0_4_node_117 | 0.4 | n |  | TRUE
100 | bus_LV_1301-56_0_4_node_83 | 0.4 | n |  | TRUE
101 | bus_LV_1301-56_0_4_node_84 | 0.4 | n |  | TRUE
102 | bus_LV_1301-56_0_4_node_85 | 0.4 | n |  | TRUE
103 | bus_LV_1301-56_0_4_node_86 | 0.4 | n |  | TRUE
104 | bus_LV_1301-56_0_4_node_92 | 0.4 | n |  | TRUE
105 | bus_LV_1301-56_0_4_node_113 | 0.4 | n |  | TRUE
106 | bus_LV_1301-56_0_4_node_103 | 0.4 | n |  | TRUE
107 | bus_LV_1301-56_0_4_node_101 | 0.4 | n |  | TRUE
108 | bus_LV_1301-56_0_4_node_111 | 0.4 | n |  | TRUE
109 | bus_LV_1301-56_0_4_node_95 | 0.4 | n |  | TRUE
110 | bus_LV_1301-56_0_4_node_96 | 0.4 | n |  | TRUE
111 | bus_LV_1301-56_0_4_node_97 | 0.4 | n |  | TRUE
112 | bus_LV_1301-56_0_4_node_98 | 0.4 | n |  | TRUE
113 | bus_LV_1301-56_0_4_node_99 | 0.4 | n |  | TRUE
114 | bus_LV_1301-56_0_4_node_109 | 0.4 | n |  | TRUE
115 | bus_LV_1301-56_0_4_node_119 | 0.4 | n |  | TRUE
116 | bus_LV_1301-56_0_4_node_107 | 0.4 | n |  | TRUE
117 | bus_LV_1301-56_0_4_node_100 | 0.4 | n |  | TRUE
118 | bus_LV_1301-56_0_4_node_102 | 0.4 | n |  | TRUE
119 | bus_LV_1301-56_0_4_node_108 | 0.4 | n |  | TRUE
120 | bus_LV_1301-56_0_4_node_110 | 0.4 | n |  | TRUE
121 | bus_LV_1301-56_0_4_node_112 | 0.4 | n |  | TRUE
122 | bus_MV_17_0_node_139 | 20 | n |  | TRUE

## load
| name | bus | p_mw | q_mvar | const_z_percent | const_i_percent | sn_mva | scaling | in_service | type
0 | LV_1301-56_0_4_load_0 | 0 | 0.0015936 | 0.00039938 | 0 | 0 |  | 1 | TRUE | wye
1 | LV_1301-56_0_4_load_1 | 1 | 0.0012724 | 0.0003189 | 0 | 0 |  | 1 | TRUE | wye
2 | LV_1301-56_0_4_load_2 | 2 | 0.0011978 | 0.0003002 | 0 | 0 |  | 1 | TRUE | wye
3 | LV_1301-56_0_4_load_3 | 3 | 0.00083053 | 0.00020815 | 0 | 0 |  | 1 | TRUE | wye
4 | LV_1301-56_0_4_load_32 | 5 | 0.004164 | 0.0010436 | 0 | 0 |  | 1 | TRUE | wye
5 | LV_1301-56_0_4_load_47 | 6 | 0.0012982 | 0.00032536 | 0 | 0 |  | 1 | TRUE | wye
6 | LV_1301-56_0_4_load_78 | 7 | 0.001927 | 0.00048294 | 0 | 0 |  | 1 | TRUE | wye
7 | LV_1301-56_0_4_load_33 | 8 | 0.0018829 | 0.0004719 | 0 | 0 |  | 1 | TRUE | wye
8 | LV_1301-56_0_4_load_28 | 9 | 0.0014679 | 0.00036789 | 0 | 0 |  | 1 | TRUE | wye
9 | LV_1301-56_0_4_load_5 | 10 | 0.0085644 | 0.0021464 | 0 | 0 |  | 1 | TRUE | wye
10 | LV_1301-56_0_4_load_29 | 13 | 0.001078 | 0.00027018 | 0 | 0 |  | 1 | TRUE | wye
11 | LV_1301-56_0_4_load_30 | 14 | 0.00073178 | 0.0001834 | 0 | 0 |  | 1 | TRUE | wye
12 | LV_1301-56_0_4_load_79 | 16 | 0.00042677 | 0.00010696 | 0 | 0 |  | 1 | TRUE | wye
13 | LV_1301-56_0_4_load_63 | 17 | 0.00065326 | 0.00016372 | 0 | 0 |  | 1 | TRUE | wye
14 | LV_1301-56_0_4_load_72 | 18 | 0.00061786 | 0.00015485 | 0 | 0 |  | 1 | TRUE | wye
15 | LV_1301-56_0_4_load_71 | 20 | 0.0016162 | 0.00040506 | 0 | 0 |  | 1 | TRUE | wye
16 | LV_1301-56_0_4_load_121 | 21 | 0.00072046 | 0.00018056 | 0 | 0 |  | 1 | TRUE | wye
17 | LV_1301-56_0_4_load_90 | 23 | 0.015618 | 0.0039143 | 0 | 0 |  | 1 | TRUE | wye
18 | LV_1301-56_0_4_load_8 | 26 | 0.0030921 | 0.00077495 | 0 | 0 |  | 1 | TRUE | wye
19 | LV_1301-56_0_4_load_9 | 27 | 0.001371 | 0.00034362 | 0 | 0 |  | 1 | TRUE | wye
20 | LV_1301-56_0_4_load_11 | 29 | 0.0040188 | 0.0010072 | 0 | 0 |  | 1 | TRUE | wye
21 | LV_1301-56_0_4_load_12 | 30 | 0.00033275 | 8.3395e-05 | 0 | 0 |  | 1 | TRUE | wye
22 | LV_1301-56_0_4_load_13 | 31 | 0.006209 | 0.0015561 | 0 | 0 |  | 1 | TRUE | wye
23 | LV_1301-56_0_4_load_87 | 32 | 0.00064549 | 0.00016178 | 0 | 0 |  | 1 | TRUE | wye
24 | LV_1301-56_0_4_load_76 | 33 | 0.0015895 | 0.00039838 | 0 | 0 |  | 1 | TRUE | wye
25 | LV_1301-56_0_4_load_60 | 34 | 0.002955 | 0.0007406 | 0 | 0 |  | 1 | TRUE | wye
26 | LV_1301-56_0_4_load_18 | 35 | 0.0014765 | 0.00037004 | 0 | 0 |  | 1 | TRUE | wye
27 | LV_1301-56_0_4_load_77 | 36 | 0.00060813 | 0.00015241 | 0 | 0 |  | 1 | TRUE | wye
28 | LV_1301-56_0_4_load_58 | 37 | 0.0029472 | 0.00073863 | 0 | 0 |  | 1 | TRUE | wye
29 | LV_1301-56_0_4_load_14 | 38 | 0.0048228 | 0.0012087 | 0 | 0 |  | 1 | TRUE | wye
30 | LV_1301-56_0_4_load_15 | 39 | 0.0011986 | 0.00030039 | 0 | 0 |  | 1 | TRUE | wye
31 | LV_1301-56_0_4_load_16 | 40 | 0.0024938 | 0.00062501 | 0 | 0 |  | 1 | TRUE | wye
32 | LV_1301-56_0_4_load_17 | 41 | 0.015616 | 0.0039139 | 0 | 0 |  | 1 | TRUE | wye
33 | LV_1301-56_0_4_load_19 | 42 | 0.00088685 | 0.00022227 | 0 | 0 |  | 1 | TRUE | wye
34 | LV_1301-56_0_4_load_20 | 43 | 0.0024313 | 0.00060935 | 0 | 0 |  | 1 | TRUE | wye
35 | LV_1301-56_0_4_load_21 | 44 | 0.0012199 | 0.00030574 | 0 | 0 |  | 1 | TRUE | wye
36 | LV_1301-56_0_4_load_22 | 45 | 0.0016261 | 0.00040755 | 0 | 0 |  | 1 | TRUE | wye
37 | LV_1301-56_0_4_load_23 | 46 | 0.0031721 | 0.000795 | 0 | 0 |  | 1 | TRUE | wye
38 | LV_1301-56_0_4_load_66 | 47 | 0.0022857 | 0.00057286 | 0 | 0 |  | 1 | TRUE | wye
39 | LV_1301-56_0_4_load_67 | 48 | 0.0052409 | 0.0013135 | 0 | 0 |  | 1 | TRUE | wye
40 | LV_1301-56_0_4_load_68 | 49 | 0.0028906 | 0.00072444 | 0 | 0 |  | 1 | TRUE | wye
41 | LV_1301-56_0_4_load_43 | 50 | 0.001823 | 0.00045687 | 0 | 0 |  | 1 | TRUE | wye
42 | LV_1301-56_0_4_load_69 | 51 | 0.0033451 | 0.00083835 | 0 | 0 |  | 1 | TRUE | wye
43 | LV_1301-56_0_4_load_24 | 53 | 0.001356 | 0.00033984 | 0 | 0 |  | 1 | TRUE | wye
44 | LV_1301-56_0_4_load_25 | 54 | 0.0018584 | 0.00046577 | 0 | 0 |  | 1 | TRUE | wye
45 | LV_1301-56_0_4_load_26 | 55 | 0.0018478 | 0.00046311 | 0 | 0 |  | 1 | TRUE | wye
46 | LV_1301-56_0_4_load_27 | 56 | 0.0026123 | 0.00065471 | 0 | 0 |  | 1 | TRUE | wye
47 | LV_1301-56_0_4_load_94 | 57 | 0.0017397 | 0.00043601 | 0 | 0 |  | 1 | TRUE | wye
48 | LV_1301-56_0_4_load_70 | 58 | 0.0028316 | 0.00070966 | 0 | 0 |  | 1 | TRUE | wye
49 | LV_1301-56_0_4_load_64 | 59 | 0.0028787 | 0.00072147 | 0 | 0 |  | 1 | TRUE | wye
50 | LV_1301-56_0_4_load_122 | 60 | 0.00071756 | 0.00017984 | 0 | 0 |  | 1 | TRUE | wye
51 | LV_1301-56_0_4_load_42 | 62 | 0.0019939 | 0.00049971 | 0 | 0 |  | 1 | TRUE | wye
52 | LV_1301-56_0_4_load_39 | 63 | 0.00096741 | 0.00024246 | 0 | 0 |  | 1 | TRUE | wye
53 | LV_1301-56_0_4_load_55 | 64 | 0.0033969 | 0.00085134 | 0 | 0 |  | 1 | TRUE | wye
54 | LV_1301-56_0_4_load_40 | 65 | 0.003376 | 0.00084612 | 0 | 0 |  | 1 | TRUE | wye
55 | LV_1301-56_0_4_load_35 | 66 | 0.0014091 | 0.00035315 | 0 | 0 |  | 1 | TRUE | wye
56 | LV_1301-56_0_4_load_36 | 67 | 0.003159 | 0.00079172 | 0 | 0 |  | 1 | TRUE | wye
57 | LV_1301-56_0_4_load_37 | 68 | 0.0023417 | 0.00058689 | 0 | 0 |  | 1 | TRUE | wye
58 | LV_1301-56_0_4_load_106 | 69 | 0.0034367 | 0.00086133 | 0 | 0 |  | 1 | TRUE | wye
59 | LV_1301-56_0_4_load_118 | 70 | 0.007014 | 0.0017579 | 0 | 0 |  | 1 | TRUE | wye
60 | LV_1301-56_0_4_load_93 | 71 | 0.0051778 | 0.0012977 | 0 | 0 |  | 1 | TRUE | wye
61 | LV_1301-56_0_4_load_88 | 72 | 0.0019973 | 0.00050056 | 0 | 0 |  | 1 | TRUE | wye
62 | LV_1301-56_0_4_load_105 | 73 | 0.0038481 | 0.00096443 | 0 | 0 |  | 1 | TRUE | wye
63 | LV_1301-56_0_4_load_104 | 74 | 0.0021893 | 0.00054868 | 0 | 0 |  | 1 | TRUE | wye
64 | LV_1301-56_0_4_load_41 | 75 | 0.0031829 | 0.00079771 | 0 | 0 |  | 1 | TRUE | wye
65 | LV_1301-56_0_4_load_48 | 76 | 0.00067953 | 0.00017031 | 0 | 0 |  | 1 | TRUE | wye
66 | LV_1301-56_0_4_load_62 | 77 | 0.00041435 | 0.00010384 | 0 | 0 |  | 1 | TRUE | wye
67 | LV_1301-56_0_4_load_54 | 78 | 0.0040915 | 0.0010254 | 0 | 0 |  | 1 | TRUE | wye
68 | LV_1301-56_0_4_load_44 | 79 | 0.0011804 | 0.00029584 | 0 | 0 |  | 1 | TRUE | wye
69 | LV_1301-56_0_4_load_45 | 80 | 0.0018698 | 0.00046861 | 0 | 0 |  | 1 | TRUE | wye
70 | LV_1301-56_0_4_load_46 | 81 | 0.0023344 | 0.00058506 | 0 | 0 |  | 1 | TRUE | wye
71 | LV_1301-56_0_4_load_120 | 84 | 0.0044383 | 0.0011123 | 0 | 0 |  | 1 | TRUE | wye
72 | LV_1301-56_0_4_load_49 | 86 | 0.00072199 | 0.00018095 | 0 | 0 |  | 1 | TRUE | wye
73 | LV_1301-56_0_4_load_50 | 87 | 0.0010615 | 0.00026603 | 0 | 0 |  | 1 | TRUE | wye
74 | LV_1301-56_0_4_load_52 | 89 | 0.0014184 | 0.00035548 | 0 | 0 |  | 1 | TRUE | wye
75 | LV_1301-56_0_4_load_56 | 90 | 0.0019774 | 0.00049557 | 0 | 0 |  | 1 | TRUE | wye
76 | LV_1301-56_0_4_load_57 | 91 | 0.0033735 | 0.00084549 | 0 | 0 |  | 1 | TRUE | wye
77 | LV_1301-56_0_4_load_59 | 92 | 0.0076007 | 0.0019049 | 0 | 0 |  | 1 | TRUE | wye
78 | LV_1301-56_0_4_load_61 | 93 | 0.0057362 | 0.0014376 | 0 | 0 |  | 1 | TRUE | wye
79 | LV_1301-56_0_4_load_65 | 94 | 0.0025805 | 0.00064672 | 0 | 0 |  | 1 | TRUE | wye
80 | LV_1301-56_0_4_load_116 | 95 | 0.0011246 | 0.00028184 | 0 | 0 |  | 1 | TRUE | wye
81 | LV_1301-56_0_4_load_80 | 97 | 0.00048478 | 0.0001215 | 0 | 0 |  | 1 | TRUE | wye
82 | LV_1301-56_0_4_load_81 | 98 | 0.00052357 | 0.00013122 | 0 | 0 |  | 1 | TRUE | wye
83 | LV_1301-56_0_4_load_117 | 99 | 0.00066192 | 0.00016589 | 0 | 0 |  | 1 | TRUE | wye
84 | LV_1301-56_0_4_load_83 | 100 | 0.00274 | 0.00068671 | 0 | 0 |  | 1 | TRUE | wye
85 | LV_1301-56_0_4_load_84 | 101 | 0.0031766 | 0.00079613 | 0 | 0 |  | 1 | TRUE | wye
86 | LV_1301-56_0_4_load_85 | 102 | 0.0052327 | 0.0013114 | 0 | 0 |  | 1 | TRUE | wye
87 | LV_1301-56_0_4_load_92 | 104 | 0.0055161 | 0.0013825 | 0 | 0 |  | 1 | TRUE | wye
88 | LV_1301-56_0_4_load_113 | 105 | 0.019423 | 0.0048679 | 0 | 0 |  | 1 | TRUE | wye
89 | LV_1301-56_0_4_load_103 | 106 | 0.0057356 | 0.0014375 | 0 | 0 |  | 1 | TRUE | wye
90 | LV_1301-56_0_4_load_101 | 107 | 0.0049603 | 0.0012432 | 0 | 0 |  | 1 | TRUE | wye
91 | LV_1301-56_0_4_load_111 | 108 | 0.0020382 | 0.00051081 | 0 | 0 |  | 1 | TRUE | wye
92 | LV_1301-56_0_4_load_95 | 109 | 0.0063565 | 0.0015931 | 0 | 0 |  | 1 | TRUE | wye
93 | LV_1301-56_0_4_load_96 | 110 | 0.0044625 | 0.0011184 | 0 | 0 |  | 1 | TRUE | wye
94 | LV_1301-56_0_4_load_98 | 112 | 0.0041123 | 0.0010306 | 0 | 0 |  | 1 | TRUE | wye
95 | LV_1301-56_0_4_load_119 | 115 | 0.0066407 | 0.0016643 | 0 | 0 |  | 1 | TRUE | wye
96 | LV_1301-56_0_4_load_107 | 116 | 0.0019836 | 0.00049713 | 0 | 0 |  | 1 | TRUE | wye
97 | LV_1301-56_0_4_load_100 | 117 | 0.0044983 | 0.0011274 | 0 | 0 |  | 1 | TRUE | wye
98 | LV_1301-56_0_4_load_102 | 118 | 0.0019216 | 0.0004816 | 0 | 0 |  | 1 | TRUE | wye
99 | LV_1301-56_0_4_load_108 | 119 | 0.0039994 | 0.0010023 | 0 | 0 |  | 1 | TRUE | wye
100 | LV_1301-56_0_4_load_110 | 120 | 0.0072969 | 0.0018288 | 0 | 0 |  | 1 | TRUE | wye
101 | LV_1301-56_0_4_load_112 | 121 | 0.0086989 | 0.0021801 | 0 | 0 |  | 1 | TRUE | wye

## ext_grid
| name | bus | vm_pu | va_degree | slack_weight | in_service
0 |  | 121 | 1 | 0 | 1 | TRUE

## line
| name | std_type | from_bus | to_bus | length_km | r_ohm_per_km | x_ohm_per_km | c_nf_per_km | g_us_per_km | max_i_ka | df | parallel | type | in_service
0 | LV_1301-56_0_4_line_0 |  | 0 | 1 | 0.0094465 | 0.125 | 0.08 | 261 | 0 | 0.364 | 1 | 1 | cs | TRUE
1 | LV_1301-56_0_4_line_1 |  | 0 | 2 | 0.0011786 | 0.125 | 0.08 | 261 | 0 | 0.364 | 1 | 1 | cs | TRUE
2 | LV_1301-56_0_4_line_2 |  | 1 | 3 | 0.0011427 | 0.125 | 0.08 | 261 | 0 | 0.364 | 1 | 1 | cs | TRUE
3 | LV_1301-56_0_4_line_3 |  | 2 | 4 | 0.012823 | 0.125 | 0.08 | 261 | 0 | 0.364 | 1 | 1 | cs | TRUE
4 | LV_1301-56_0_4_line_4 |  | 3 | 5 | 0.007321 | 0.125 | 0.08 | 261 | 0 | 0.364 | 1 | 1 | cs | TRUE
5 | LV_1301-56_0_4_line_5 |  | 4 | 6 | 0.0062806 | 0.125 | 0.08 | 261 | 0 | 0.364 | 1 | 1 | cs | TRUE
6 | LV_1301-56_0_4_line_6 |  | 4 | 7 | 0.032147 | 0.125 | 0.08 | 261 | 0 | 0.364 | 1 | 1 | cs | TRUE
7 | LV_1301-56_0_4_line_7 |  | 5 | 8 | 0.0047843 | 0.125 | 0.08 | 261 | 0 | 0.364 | 1 | 1 | cs | TRUE
8 | LV_1301-56_0_4_line_8 |  | 7 | 9 | 0.0070509 | 0.125 | 0.08 | 261 | 0 | 0.364 | 1 | 1 | cs | TRUE
9 | LV_1301-56_0_4_line_9 |  | 8 | 61 | 0.010483 | 0.125 | 0.08 | 261 | 0 | 0.364 | 1 | 1 | cs | TRUE
10 | LV_1301-56_0_4_line_10 |  | 9 | 55 | 0.011927 | 0.125 | 0.08 | 261 | 0 | 0.364 | 1 | 1 | cs | TRUE
11 | LV_1301-56_0_4_line_11 |  | 10 | 11 | 0.084205 | 0.125 | 0.08 | 261 | 0 | 0.364 | 1 | 1 | cs | TRUE
12 | LV_1301-56_0_4_line_12 |  | 11 | 12 | 0.013865 | 0.125 | 0.08 | 261 | 0 | 0.364 | 1 | 1 | cs | TRUE
13 | LV_1301-56_0_4_line_13 |  | 12 | 22 | 0.027963 | 0.125 | 0.08 | 261 | 0 | 0.364 | 1 | 4 | cs | TRUE
14 | LV_1301-56_0_4_line_14 |  | 12 | 23 | 0.025491 | 0.125 | 0.08 | 261 | 0 | 0.364 | 1 | 4 | cs | TRUE
15 | LV_1301-56_0_4_line_15 |  | 13 | 14 | 0.043059 | 0.125 | 0.08 | 261 | 0 | 0.364 | 1 | 4 | cs | TRUE
16 | LV_1301-56_0_4_line_16 |  | 13 | 15 | 0.023643 | 0.125 | 0.08 | 261 | 0 | 0.364 | 1 | 4 | cs | TRUE
17 | LV_1301-56_0_4_line_17 |  | 14 | 16 | 0.10121 | 0.125 | 0.08 | 261 | 0 | 0.364 | 1 | 4 | cs | TRUE
18 | LV_1301-56_0_4_line_18 |  | 15 | 17 | 0.13503 | 0.125 | 0.08 | 261 | 0 | 0.364 | 1 | 2 | cs | TRUE
19 | LV_1301-56_0_4_line_19 |  | 16 | 19 | 0.03498 | 0.125 | 0.08 | 261 | 0 | 0.364 | 1 | 4 | cs | TRUE
20 | LV_1301-56_0_4_line_20 |  | 17 | 59 | 0.058325 | 0.125 | 0.08 | 261 | 0 | 0.364 | 1 | 1 | cs | TRUE
21 | LV_1301-56_0_4_line_21 |  | 17 | 60 | 0.21988 | 0.125 | 0.08 | 261 | 0 | 0.364 | 1 | 1 | cs | TRUE
22 | LV_1301-56_0_4_line_22 |  | 18 | 19 | 0.012351 | 0.125 | 0.08 | 261 | 0 | 0.364 | 1 | 1 | cs | TRUE
23 | LV_1301-56_0_4_line_23 |  | 18 | 20 | 0.010713 | 0.125 | 0.08 | 261 | 0 | 0.364 | 1 | 1 | cs | TRUE
24 | LV_1301-56_0_4_line_24 |  | 19 | 21 | 0.083593 | 0.125 | 0.08 | 261 | 0 | 0.364 | 1 | 4 | cs | TRUE
25 | LV_1301-56_0_4_line_25 |  | 21 | 95 | 0.091763 | 0.125 | 0.08 | 261 | 0 | 0.364 | 1 | 4 | cs | TRUE
26 | LV_1301-56_0_4_line_26 |  | 22 | 24 | 0.009928 | 0.125 | 0.08 | 261 | 0 | 0.364 | 1 | 4 | cs | TRUE
27 | LV_1301-56_0_4_line_27 |  | 23 | 25 | 0.026067 | 0.125 | 0.08 | 261 | 0 | 0.364 | 1 | 4 | cs | TRUE
28 | LV_1301-56_0_4_line_28 |  | 24 | 41 | 0.032981 | 0.125 | 0.08 | 261 | 0 | 0.364 | 1 | 4 | cs | TRUE
29 | LV_1301-56_0_4_line_29 |  | 25 | 101 | 0.064811 | 0.125 | 0.08 | 261 | 0 | 0.364 | 1 | 4 | cs | TRUE
30 | LV_1301-56_0_4_line_30 |  | 25 | 104 | 0.019802 | 0.125 | 0.08 | 261 | 0 | 0.364 | 1 | 1 | cs | TRUE
31 | LV_1301-56_0_4_line_31 |  | 26 | 27 | 0.0051865 | 0.125 | 0.08 | 261 | 0 | 0.364 | 1 | 4 | cs | TRUE
32 | LV_1301-56_0_4_line_32 |  | 26 | 28 | 0.0062343 | 0.125 | 0.08 | 261 | 0 | 0.364 | 1 | 4 | cs | TRUE
33 | LV_1301-56_0_4_line_33 |  | 27 | 29 | 0.0018578 | 0.125 | 0.08 | 261 | 0 | 0.364 | 1 | 4 | cs | TRUE
34 | LV_1301-56_0_4_line_34 |  | 28 | 30 | 0.014948 | 0.125 | 0.08 | 261 | 0 | 0.364 | 1 | 4 | cs | TRUE
35 | LV_1301-56_0_4_line_35 |  | 28 | 31 | 0.0052946 | 0.125 | 0.08 | 261 | 0 | 0.364 | 1 | 1 | cs | TRUE
36 | LV_1301-56_0_4_line_36 |  | 29 | 32 | 0.019742 | 0.125 | 0.08 | 261 | 0 | 0.364 | 1 | 4 | cs | TRUE
37 | LV_1301-56_0_4_line_37 |  | 30 | 33 | 0.0089152 | 0.125 | 0.08 | 261 | 0 | 0.364 | 1 | 4 | cs | TRUE
38 | LV_1301-56_0_4_line_38 |  | 31 | 34 | 0.0028578 | 0.125 | 0.08 | 261 | 0 | 0.364 | 1 | 1 | cs | TRUE
39 | LV_1301-56_0_4_line_39 |  | 32 | 35 | 0.0017882 | 0.125 | 0.08 | 261 | 0 | 0.364 | 1 | 4 | cs | TRUE
40 | LV_1301-56_0_4_line_40 |  | 33 | 36 | 0.017857 | 0.125 | 0.08 | 261 | 0 | 0.364 | 1 | 4 | cs | TRUE
41 | LV_1301-56_0_4_line_41 |  | 34 | 37 | 0.016669 | 0.125 | 0.08 | 261 | 0 | 0.364 | 1 | 1 | cs | TRUE
42 | LV_1301-56_0_4_line_42 |  | 35 | 40 | 0.0062627 | 0.125 | 0.08 | 261 | 0 | 0.364 | 1 | 4 | cs | TRUE
43 | LV_1301-56_0_4_line_43 |  | 36 | 97 | 0.020983 | 0.125 | 0.08 | 261 | 0 | 0.364 | 1 | 4 | cs | TRUE
44 | LV_1301-56_0_4_line_44 |  | 37 | 92 | 0.014285 | 0.125 | 0.08 | 261 | 0 | 0.364 | 1 | 1 | cs | TRUE
45 | LV_1301-56_0_4_line_45 |  | 38 | 39 | 0.0051323 | 0.125 | 0.08 | 261 | 0 | 0.364 | 1 | 4 | cs | TRUE
46 | LV_1301-56_0_4_line_46 |  | 38 | 40 | 0.0016496 | 0.125 | 0.08 | 261 | 0 | 0.364 | 1 | 4 | cs | TRUE
47 | LV_1301-56_0_4_line_47 |  | 39 | 41 | 0.02443 | 0.125 | 0.08 | 261 | 0 | 0.364 | 1 | 4 | cs | TRUE
48 | LV_1301-56_0_4_line_48 |  | 42 | 43 | 0.0097091 | 0.125 | 0.08 | 261 | 0 | 0.364 | 1 | 1 | cs | TRUE
49 | LV_1301-56_0_4_line_49 |  | 42 | 44 | 0.0099484 | 0.125 | 0.08 | 261 | 0 | 0.364 | 1 | 1 | cs | TRUE
50 | LV_1301-56_0_4_line_50 |  | 43 | 45 | 0.0083676 | 0.125 | 0.08 | 261 | 0 | 0.364 | 1 | 1 | cs | TRUE
51 | LV_1301-56_0_4_line_51 |  | 44 | 46 | 0.0042426 | 0.125 | 0.08 | 261 | 0 | 0.364 | 1 | 1 | cs | TRUE
52 | LV_1301-56_0_4_line_52 |  | 46 | 50 | 0.0011675 | 0.125 | 0.08 | 261 | 0 | 0.364 | 1 | 1 | cs | TRUE
53 | LV_1301-56_0_4_line_53 |  | 47 | 48 | 0.010432 | 0.125 | 0.08 | 261 | 0 | 0.364 | 1 | 1 | cs | TRUE
54 | LV_1301-56_0_4_line_54 |  | 47 | 49 | 0.017959 | 0.125 | 0.08 | 261 | 0 | 0.364 | 1 | 1 | cs | TRUE
55 | LV_1301-56_0_4_line_55 |  | 48 | 51 | 0.027419 | 0.125 | 0.08 | 261 | 0 | 0.364 | 1 | 1 | cs | TRUE
56 | LV_1301-56_0_4_line_56 |  | 49 | 58 | 5.6887e-05 | 0.125 | 0.08 | 261 | 0 | 0.364 | 1 | 1 | cs | TRUE
57 | LV_1301-56_0_4_line_57 |  | 50 | 52 | 0.015845 | 0.125 | 0.08 | 261 | 0 | 0.364 | 1 | 1 | cs | TRUE
58 | LV_1301-56_0_4_line_58 |  | 51 | 71 | 0.0064499 | 0.125 | 0.08 | 261 | 0 | 0.364 | 1 | 1 | cs | TRUE
59 | LV_1301-56_0_4_line_59 |  | 51 | 72 | 0.042502 | 0.125 | 0.08 | 261 | 0 | 0.364 | 1 | 2 | cs | TRUE
60 | LV_1301-56_0_4_line_60 |  | 52 | 72 | 0.0095 | 0.125 | 0.08 | 261 | 0 | 0.364 | 1 | 4 | cs | TRUE
61 | LV_1301-56_0_4_line_61 |  | 52 | 67 | 0.028419 | 0.125 | 0.08 | 261 | 0 | 0.364 | 1 | 4 | cs | TRUE
62 | LV_1301-56_0_4_line_62 |  | 53 | 54 | 0.016692 | 0.125 | 0.08 | 261 | 0 | 0.364 | 1 | 1 | cs | TRUE
63 | LV_1301-56_0_4_line_63 |  | 53 | 55 | 0.011283 | 0.125 | 0.08 | 261 | 0 | 0.364 | 1 | 1 | cs | TRUE
64 | LV_1301-56_0_4_line_64 |  | 54 | 56 | 0.021003 | 0.125 | 0.08 | 261 | 0 | 0.364 | 1 | 1 | cs | TRUE
65 | LV_1301-56_0_4_line_65 |  | 56 | 57 | 0.0011552 | 0.125 | 0.08 | 261 | 0 | 0.364 | 1 | 1 | cs | TRUE
66 | LV_1301-56_0_4_line_66 |  | 57 | 58 | 0.012635 | 0.125 | 0.08 | 261 | 0 | 0.364 | 1 | 1 | cs | TRUE
67 | LV_1301-56_0_4_line_67 |  | 59 | 94 | 0.0032847 | 0.125 | 0.08 | 261 | 0 | 0.364 | 1 | 1 | cs | TRUE
68 | LV_1301-56_0_4_line_68 |  | 61 | 62 | 0.029119 | 0.125 | 0.08 | 261 | 0 | 0.364 | 1 | 1 | cs | TRUE
69 | LV_1301-56_0_4_line_69 |  | 61 | 63 | 0.027224 | 0.125 | 0.08 | 261 | 0 | 0.364 | 1 | 1 | cs | TRUE
70 | LV_1301-56_0_4_line_70 |  | 62 | 64 | 0.018783 | 0.125 | 0.08 | 261 | 0 | 0.364 | 1 | 1 | cs | TRUE
71 | LV_1301-56_0_4_line_71 |  | 63 | 65 | 0.017846 | 0.125 | 0.08 | 261 | 0 | 0.364 | 1 | 1 | cs | TRUE
72 | LV_1301-56_0_4_line_72 |  | 64 | 78 | 0.019446 | 0.125 | 0.08 | 261 | 0 | 0.364 | 1 | 1 | cs | TRUE
73 | LV_1301-56_0_4_line_73 |  | 65 | 75 | 0.040354 | 0.125 | 0.08 | 261 | 0 | 0.364 | 1 | 1 | cs | TRUE
74 | LV_1301-56_0_4_line_74 |  | 66 | 67 | 0.0018136 | 0.125 | 0.08 | 261 | 0 | 0.364 | 1 | 4 | cs | TRUE
75 | LV_1301-56_0_4_line_75 |  | 66 | 68 | 0.020523 | 0.125 | 0.08 | 261 | 0 | 0.364 | 1 | 4 | cs | TRUE
76 | LV_1301-56_0_4_line_76 |  | 68 | 69 | 0.041626 | 0.125 | 0.08 | 261 | 0 | 0.364 | 1 | 4 | cs | TRUE
77 | LV_1301-56_0_4_line_77 |  | 69 | 73 | 0.012358 | 0.125 | 0.08 | 261 | 0 | 0.364 | 1 | 4 | cs | TRUE
78 | LV_1301-56_0_4_line_78 |  | 69 | 74 | 0.046328 | 0.125 | 0.08 | 261 | 0 | 0.364 | 1 | 4 | cs | TRUE
79 | LV_1301-56_0_4_line_79 |  | 70 | 71 | 0.018041 | 0.125 | 0.08 | 261 | 0 | 0.364 | 1 | 1 | cs | TRUE
80 | LV_1301-56_0_4_line_80 |  | 73 | 112 | 0.012595 | 0.125 | 0.08 | 261 | 0 | 0.364 | 1 | 4 | cs | TRUE
81 | LV_1301-56_0_4_line_81 |  | 74 | 118 | 0.0057553 | 0.125 | 0.08 | 261 | 0 | 0.364 | 1 | 4 | cs | TRUE
82 | LV_1301-56_0_4_line_82 |  | 75 | 76 | 0.012992 | 0.125 | 0.08 | 261 | 0 | 0.364 | 1 | 1 | cs | TRUE
83 | LV_1301-56_0_4_line_83 |  | 76 | 77 | 0.0048185 | 0.125 | 0.08 | 261 | 0 | 0.364 | 1 | 1 | cs | TRUE
84 | LV_1301-56_0_4_line_84 |  | 77 | 85 | 0.012908 | 0.125 | 0.08 | 261 | 0 | 0.364 | 1 | 1 | cs | TRUE
85 | LV_1301-56_0_4_line_85 |  | 78 | 90 | 0.019373 | 0.125 | 0.08 | 261 | 0 | 0.364 | 1 | 1 | cs | TRUE
86 | LV_1301-56_0_4_line_86 |  | 79 | 80 | 0.024978 | 0.125 | 0.08 | 261 | 0 | 0.364 | 1 | 1 | cs | TRUE
87 | LV_1301-56_0_4_line_87 |  | 80 | 81 | 0.035158 | 0.125 | 0.08 | 261 | 0 | 0.364 | 1 | 1 | cs | TRUE
88 | LV_1301-56_0_4_line_88 |  | 81 | 82 | 0.016341 | 0.125 | 0.08 | 261 | 0 | 0.364 | 1 | 1 | cs | TRUE
89 | LV_1301-56_0_4_line_89 |  | 82 | 83 | 0.030067 | 0.125 | 0.08 | 261 | 0 | 0.364 | 1 | 1 | cs | TRUE
90 | LV_1301-56_0_4_line_90 |  | 82 | 84 | 0.037911 | 0.125 | 0.08 | 261 | 0 | 0.364 | 1 | 1 | cs | TRUE
91 | LV_1301-56_0_4_line_91 |  | 83 | 108 | 0.024034 | 0.125 | 0.08 | 261 | 0 | 0.364 | 1 | 1 | cs | TRUE
92 | LV_1301-56_0_4_line_92 |  | 85 | 88 | 0.018058 | 0.125 | 0.08 | 261 | 0 | 0.364 | 1 | 1 | cs | TRUE
93 | LV_1301-56_0_4_line_93 |  | 86 | 87 | 0.022354 | 0.125 | 0.08 | 261 | 0 | 0.364 | 1 | 1 | cs | TRUE
94 | LV_1301-56_0_4_line_94 |  | 86 | 88 | 0.029485 | 0.125 | 0.08 | 261 | 0 | 0.364 | 1 | 1 | cs | TRUE
95 | LV_1301-56_0_4_line_95 |  | 87 | 89 | 0.01099 | 0.125 | 0.08 | 261 | 0 | 0.364 | 1 | 1 | cs | TRUE
96 | LV_1301-56_0_4_line_96 |  | 90 | 91 | 0.010084 | 0.125 | 0.08 | 261 | 0 | 0.364 | 1 | 1 | cs | TRUE
97 | LV_1301-56_0_4_line_97 |  | 92 | 93 | 0.00075858 | 0.125 | 0.08 | 261 | 0 | 0.364 | 1 | 1 | cs | TRUE
98 | LV_1301-56_0_4_line_98 |  | 95 | 96 | 0.01177 | 0.125 | 0.08 | 261 | 0 | 0.364 | 1 | 4 | cs | TRUE
99 | LV_1301-56_0_4_line_99 |  | 96 | 99 | 0.017665 | 0.125 | 0.08 | 261 | 0 | 0.364 | 1 | 1 | cs | TRUE
100 | LV_1301-56_0_4_line_100 |  | 96 | 98 | 0.017463 | 0.125 | 0.08 | 261 | 0 | 0.364 | 1 | 4 | cs | TRUE
101 | LV_1301-56_0_4_line_101 |  | 97 | 98 | 0.026896 | 0.125 | 0.08 | 261 | 0 | 0.364 | 1 | 4 | cs | TRUE
102 | LV_1301-56_0_4_line_102 |  | 100 | 101 | 0.014015 | 0.125 | 0.08 | 261 | 0 | 0.364 | 1 | 4 | cs | TRUE
103 | LV_1301-56_0_4_line_103 |  | 100 | 102 | 0.011014 | 0.125 | 0.08 | 261 | 0 | 0.364 | 1 | 4 | cs | TRUE
104 | LV_1301-56_0_4_line_104 |  | 102 | 103 | 0.051889 | 0.125 | 0.08 | 261 | 0 | 0.364 | 1 | 4 | cs | TRUE
105 | LV_1301-56_0_4_line_105 |  | 103 | 106 | 0.10257 | 0.125 | 0.08 | 261 | 0 | 0.364 | 1 | 4 | cs | TRUE
106 | LV_1301-56_0_4_line_106 |  | 104 | 105 | 0.017941 | 0.125 | 0.08 | 261 | 0 | 0.364 | 1 | 1 | cs | TRUE
107 | LV_1301-56_0_4_line_107 |  | 106 | 107 | 0.0022278 | 0.125 | 0.08 | 261 | 0 | 0.364 | 1 | 4 | cs | TRUE
108 | LV_1301-56_0_4_line_108 |  | 107 | 117 | 0.0067247 | 0.125 | 0.08 | 261 | 0 | 0.364 | 1 | 4 | cs | TRUE
109 | LV_1301-56_0_4_line_109 |  | 108 | 114 | 0.019857 | 0.125 | 0.08 | 261 | 0 | 0.364 | 1 | 1 | cs | TRUE
110 | LV_1301-56_0_4_line_110 |  | 109 | 110 | 0.010476 | 0.125 | 0.08 | 261 | 0 | 0.364 | 1 | 4 | cs | TRUE
111 | LV_1301-56_0_4_line_111 |  | 109 | 111 | 0.061194 | 0.125 | 0.08 | 261 | 0 | 0.364 | 1 | 4 | cs | TRUE
112 | LV_1301-56_0_4_line_112 |  | 110 | 112 | 0.013221 | 0.125 | 0.08 | 261 | 0 | 0.364 | 1 | 4 | cs | TRUE
113 | LV_1301-56_0_4_line_113 |  | 111 | 113 | 0.014881 | 0.125 | 0.08 | 261 | 0 | 0.364 | 1 | 4 | cs | TRUE
114 | LV_1301-56_0_4_line_114 |  | 113 | 114 | 0.004627 | 0.125 | 0.08 | 261 | 0 | 0.364 | 1 | 4 | cs | TRUE
115 | LV_1301-56_0_4_line_115 |  | 113 | 115 | 0.014578 | 0.125 | 0.08 | 261 | 0 | 0.364 | 1 | 1 | cs | TRUE
116 | LV_1301-56_0_4_line_116 |  | 114 | 116 | 0.021849 | 0.125 | 0.08 | 261 | 0 | 0.364 | 1 | 4 | cs | TRUE
117 | LV_1301-56_0_4_line_117 |  | 116 | 119 | 0.017864 | 0.125 | 0.08 | 261 | 0 | 0.364 | 1 | 4 | cs | TRUE
118 | LV_1301-56_0_4_line_118 |  | 117 | 118 | 0.010742 | 0.125 | 0.08 | 261 | 0 | 0.364 | 1 | 4 | cs | TRUE
119 | LV_1301-56_0_4_line_119 |  | 119 | 120 | 0.023785 | 0.125 | 0.08 | 261 | 0 | 0.364 | 1 | 4 | cs | TRUE
120 | LV_1301-56_0_4_line_120 |  | 120 | 121 | 0.015097 | 0.125 | 0.08 | 261 | 0 | 0.364 | 1 | 4 | cs | TRUE

## trafo
| name | std_type | hv_bus | lv_bus | sn_mva | vn_hv_kv | vn_lv_kv | vk_percent | vkr_percent | pfe_kw | i0_percent | shift_degree | tap_side | tap_neutral | tap_min | tap_max | tap_step_percent | tap_step_degree | tap_pos | tap_phase_shifter | parallel | df | in_service
0 | LV_1301-56_0_4_trafo_112 | 0.63 MVA 20/0.4 kV | 122 | 121 | 0.63 | 20 | 0.4 | 6 | 1.206 | 1.65 | 0.2619 | 150 | hv | 0 | -2 | 2 | 2.5 | 0 | 0 | FALSE | 1 | 1 | TRUE

## line_geodata
| x0 | y0 | x1 | y1 | x2 | y2 | x3 | y3 | x4 | y4 | x5 | y5 | x6 | y6 | x7 | y7 | x8 | y8 | x9 | y9 | x10 | y10 | x11 | y11 | x12 | y12
0 | 2701183.0763 | 1220393.7385 | 2701189.1995 | 1220386.5452
1 | 2701183.0763 | 1220393.7385 | 2701182.4514 | 1220394.4726 | 2701182.3124 | 1220394.6359
2 | 2701189.9402 | 1220385.675 | 2701189.1995 | 1220386.5452
3 | 2701174.0033 | 1220404.4028 | 2701182.3124 | 1220394.6359
4 | 2701189.9402 | 1220385.675 | 2701194.6857 | 1220380.1003
5 | 2701174.0033 | 1220404.4028 | 2701169.8938 | 1220409.1524
6 | 2701174.0033 | 1220404.4028 | 2701182.1142 | 1220417.8836 | 2701183.8781 | 1220434.203 | 2701183.8781 | 1220434.203
7 | 2701197.7868 | 1220376.4572 | 2701194.6857 | 1220380.1003
8 | 2701181.8292 | 1220440.9497 | 2701183.8781 | 1220434.203
9 | 2701204.5822 | 1220368.4743 | 2701197.7868 | 1220376.4572
10 | 2701181.8292 | 1220440.9497 | 2701178.5566 | 1220451.7252 | 2701178.2897 | 1220452.3348
11 | 2700810.204 | 1220689.0388 | 2700733.4965 | 1220654.3051
12 | 2700810.204 | 1220689.0388 | 2700815.1219 | 1220681.3832 | 2700817.9568 | 1220677.5395
13 | 2700836.307 | 1220656.4017 | 2700826.0164 | 1220668.5362 | 2700817.9568 | 1220677.5395
14 | 2700817.9568 | 1220677.5395 | 2700834.3326 | 1220690.526 | 2700838.1606 | 1220693.0601
15 | 2700640.4271 | 1220491.4453 | 2700637.7227 | 1220490.4912 | 2700630.6094 | 1220483.9219 | 2700625.6621 | 1220478.0564 | 2700619.1468 | 1220459.4552 | 2700618.3026 | 1220456.4456
16 | 2700611.9178 | 1220433.6814 | 2700618.3026 | 1220456.4456
17 | 2700726.8486 | 1220544.1239 | 2700640.4271 | 1220491.4453
18 | 2700695.5215 | 1220327.6509 | 2700611.9178 | 1220433.6814
19 | 2700758.4515 | 1220559.0145 | 2700754.0816 | 1220556.2608 | 2700726.8486 | 1220544.1239
20 | 2700695.5215 | 1220327.6509 | 2700703.0445 | 1220324.5876 | 2700712.3034 | 1220322.3203 | 2700720.6923 | 1220323.9189 | 2700731.8443 | 1220324.5857 | 2700742.9104 | 1220320.9035 | 2700751.2291 | 1220316.7556
21 | 2700695.5215 | 1220327.6509 | 2700576.8672 | 1220142.537
22 | 2700758.4515 | 1220559.0145 | 2700768.9033 | 1220565.596
23 | 2700779.4824 | 1220563.9092 | 2700768.9033 | 1220565.596
24 | 2700758.4515 | 1220559.0145 | 2700780.4728 | 1220478.3738
25 | 2700871.8476 | 1220469.9452 | 2700780.4728 | 1220478.3738
26 | 2700836.307 | 1220656.4017 | 2700842.7413 | 1220648.8274
27 | 2700861.0333 | 1220704.577 | 2700853.656 | 1220703.3179 | 2700838.1606 | 1220693.0601
28 | 2700842.7413 | 1220648.8274 | 2700864.0757 | 1220623.6758
29 | 2700861.0333 | 1220704.577 | 2700920.4869 | 1220730.3787
30 | 2700861.0333 | 1220704.577 | 2700862.8398 | 1220698.7256 | 2700865.5314 | 1220693.9344 | 2700870.3802 | 1220687.3437
31 | 2700906.8139 | 1220573.3231 | 2700903.4937 | 1220577.3075
32 | 2700910.8049 | 1220568.5337 | 2700906.8139 | 1220573.3231
33 | 2700902.3043 | 1220578.7348 | 2700903.4937 | 1220577.3075
34 | 2700910.8049 | 1220568.5337 | 2700899.7452 | 1220558.4769
35 | 2700910.8049 | 1220568.5337 | 2700914.2343 | 1220564.4998
36 | 2700889.4734 | 1220593.734 | 2700889.5564 | 1220593.6362 | 2700893.7015 | 1220589.0586 | 2700902.3043 | 1220578.7348
37 | 2700899.7452 | 1220558.4769 | 2700897.4724 | 1220556.4102 | 2700892.8702 | 1220552.8097
38 | 2700914.2343 | 1220564.4998 | 2700916.0853 | 1220562.3224
39 | 2700889.4734 | 1220593.734 | 2700888.3167 | 1220595.0977
40 | 2700879.3172 | 1220541.195 | 2700888.5527 | 1220549.4319 | 2700892.8702 | 1220552.8097
41 | 2700926.8824 | 1220549.6223 | 2700916.0853 | 1220562.3224
42 | 2700884.2656 | 1220599.8736 | 2700888.3167 | 1220595.0977
43 | 2700866.596 | 1220525.1939 | 2700866.7933 | 1220527.2142 | 2700868.919 | 1220531.1975 | 2700873.1754 | 1220535.7173 | 2700879.3172 | 1220541.195
44 | 2700926.8824 | 1220549.6223 | 2700927.9323 | 1220548.3872 | 2700936.1249 | 1220538.7299
45 | 2700883.1985 | 1220601.1316 | 2700879.8786 | 1220605.0455
46 | 2700884.2656 | 1220599.8736 | 2700883.1985 | 1220601.1316
47 | 2700879.8786 | 1220605.0455 | 2700864.0757 | 1220623.6758
48 | 2701170.8268 | 1220571.2695 | 2701180.475 | 1220572.3554
49 | 2701160.8942 | 1220571.7686 | 2701170.5832 | 1220571.2421 | 2701170.8268 | 1220571.2695
50 | 2701188.4897 | 1220574.7596 | 2701180.475 | 1220572.3554 | 2701180.475 | 1220572.3554
51 | 2701160.8942 | 1220571.7686 | 2701160.1393 | 1220571.8096 | 2701156.8755 | 1220573.0358
52 | 2701156.8755 | 1220573.0358 | 2701155.7825 | 1220573.4463
53 | 2701139.8535 | 1220521.9827 | 2701131.3331 | 1220528.0015
54 | 2701139.8535 | 1220521.9827 | 2701142.3404 | 1220520.2259 | 2701153.0773 | 1220509.8743
55 | 2701131.3331 | 1220528.0015 | 2701129.3061 | 1220529.4334 | 2701107.1439 | 1220540.8654
56 | 2701153.0773 | 1220509.8743 | 2701153.1183 | 1220509.8348 | 2701153.1183 | 1220509.8348
57 | 2701141.1444 | 1220579.4481 | 2701144.2537 | 1220577.7774 | 2701155.7825 | 1220573.4463
58 | 2701101.4117 | 1220543.8222 | 2701107.1439 | 1220540.8654
59 | 2701107.1439 | 1220540.8654 | 2701135.7181 | 1220572.3286
60 | 2701141.1444 | 1220579.4481 | 2701138.8484 | 1220573.894 | 2701135.7181 | 1220572.3286
61 | 2701141.1444 | 1220579.4481 | 2701116.1095 | 1220592.8976
62 | 2701173.7652 | 1220462.6703 | 2701167.0714 | 1220477.9611
63 | 2701178.2897 | 1220452.3348 | 2701173.7652 | 1220462.6703
64 | 2701158.6486 | 1220497.2017 | 2701167.0714 | 1220477.9611
65 | 2701158.1854 | 1220498.2599 | 2701158.6486 | 1220497.2017
66 | 2701158.1854 | 1220498.2599 | 2701153.1183 | 1220509.8348
67 | 2700754.1686 | 1220315.2899 | 2700751.2291 | 1220316.7556
68 | 2701204.5822 | 1220368.4743 | 2701230.0609 | 1220382.5729
69 | 2701204.5822 | 1220368.4743 | 2701222.1376 | 1220347.6667
70 | 2701230.0609 | 1220382.5729 | 2701226.9379 | 1220400.655 | 2701226.8176 | 1220401.0714
71 | 2701222.1376 | 1220347.6667 | 2701233.6458 | 1220334.0266
72 | 2701221.4198 | 1220419.7529 | 2701226.8176 | 1220401.0714
73 | 2701233.6458 | 1220334.0266 | 2701259.668 | 1220303.1837
74 | 2701114.5119 | 1220593.7559 | 2701116.1095 | 1220592.8976
75 | 2701094.4136 | 1220596.501 | 2701100.3242 | 1220596.9565 | 2701113.3979 | 1220594.3544 | 2701114.5119 | 1220593.7559
76 | 2701056.3559 | 1220613.3621 | 2701094.4136 | 1220596.501
77 | 2701050.0311 | 1220602.7449 | 2701053.1269 | 1220607.9413 | 2701056.3559 | 1220613.3621
78 | 2701059.7588 | 1220654.8961 | 2701061.8108 | 1220651.5866 | 2701066.0392 | 1220645.2315 | 2701067.9255 | 1220640.9494 | 2701067.4574 | 1220637.2388 | 2701064.625 | 1220630.6415 | 2701062.2706 | 1220624.9531 | 2701059.9517 | 1220619.3986 | 2701056.3559 | 1220613.3621
79 | 2701085.3779 | 1220552.0929 | 2701101.4117 | 1220543.8222
80 | 2701050.0311 | 1220602.7449 | 2701048.2351 | 1220599.7302 | 2701042.7011 | 1220592.5236
81 | 2701059.7588 | 1220654.8961 | 2701058.8772 | 1220656.318 | 2701057.1275 | 1220660.0063
82 | 2701268.0456 | 1220293.2541 | 2701259.668 | 1220303.1837
83 | 2701271.1528 | 1220289.5713 | 2701268.0456 | 1220293.2541
84 | 2701279.4763 | 1220279.7058 | 2701271.1528 | 1220289.5713
85 | 2701221.4198 | 1220419.7529 | 2701219.2778 | 1220427.1661 | 2701215.0001 | 1220438.0094
86 | 2701123.9324 | 1220459.6593 | 2701119.5858 | 1220463.2766 | 2701111.256 | 1220468.0386 | 2701102.0579 | 1220471.207
87 | 2701102.0579 | 1220471.207 | 2701102.0579 | 1220471.207 | 2701091.2816 | 1220472.5695 | 2701077.6569 | 1220471.8489 | 2701067.2921 | 1220469.3912
88 | 2701051.392 | 1220465.621 | 2701067.2921 | 1220469.3912
89 | 2701021.4305 | 1220465.7018 | 2701035.6171 | 1220464.1635 | 2701048.0966 | 1220464.8423 | 2701051.392 | 1220465.621
90 | 2701067.4336 | 1220431.2575 | 2701051.392 | 1220465.621
91 | 2701021.4305 | 1220465.7018 | 2701031.2417 | 1220487.6419
92 | 2701290.8633 | 1220265.6672 | 2701279.4763 | 1220279.7058
93 | 2701265.5098 | 1220250.8227 | 2701263.2001 | 1220249.6965 | 2701245.4177 | 1220241.0233
94 | 2701290.8633 | 1220265.6672 | 2701282.863 | 1220259.9604 | 2701280.1649 | 1220257.9686 | 2701265.5098 | 1220250.8227
95 | 2701235.5401 | 1220236.2056 | 2701245.4177 | 1220241.0233
96 | 2701211.2997 | 1220447.3895 | 2701215.0001 | 1220438.0094
97 | 2700936.1249 | 1220538.7299 | 2700936.6157 | 1220538.1514
98 | 2700873.2193 | 1220481.6348 | 2700871.8476 | 1220469.9452
99 | 2700881.4298 | 1220465.9849 | 2700873.2193 | 1220481.6348
100 | 2700873.2193 | 1220481.6348 | 2700873.0644 | 1220490.7721 | 2700871.0574 | 1220498.8514
101 | 2700866.596 | 1220525.1939 | 2700866.2049 | 1220521.1888 | 2700867.8521 | 1220511.7544 | 2700871.0574 | 1220498.8514
102 | 2700933.9645 | 1220726.5392 | 2700933.9645 | 1220726.5392 | 2700922.1903 | 1220729.9533 | 2700920.4869 | 1220730.3787
103 | 2700933.9645 | 1220726.5392 | 2700938.8812 | 1220728.8131 | 2700943.5772 | 1220731.8584
104 | 2700985.75 | 1220759.0403 | 2700984.2326 | 1220758.125 | 2700983.5687 | 1220756.5571 | 2700981.0435 | 1220752.8783 | 2700977.9445 | 1220748.1334 | 2700973.1168 | 1220745.0939 | 2700965.8153 | 1220742.9463 | 2700952.6318 | 1220737.7303 | 2700943.5772 | 1220731.8584
105 | 2701047.6 | 1220677.2206 | 2700985.75 | 1220759.0403
106 | 2700881.0117 | 1220672.8926 | 2700870.3802 | 1220687.3437
107 | 2701048.6733 | 1220675.2684 | 2701047.6 | 1220677.2206
108 | 2701051.913 | 1220669.3756 | 2701048.6733 | 1220675.2684
109 | 2701038.3569 | 1220506.1734 | 2701032.7336 | 1220490.9782 | 2701031.2417 | 1220487.6419
110 | 2701031.689 | 1220572.1965 | 2701034.2789 | 1220582.3477 | 2701034.2789 | 1220582.3477
111 | 2701025.6379 | 1220514.6971 | 2701026.0374 | 1220516.1939 | 2701027.1329 | 1220522.2946 | 2701026.5866 | 1220523.6307 | 2701026.4656 | 1220525.8414 | 2701026.8954 | 1220528.684 | 2701028.2921 | 1220530.4534 | 2701026.7881 | 1220541.7138 | 2701033.4293 | 1220550.5883 | 2701033.1021 | 1220556.4536 | 2701030.603 | 1220561.9596 | 2701031.689 | 1220572.1965 | 2701031.689 | 1220572.1965
112 | 2701042.7011 | 1220592.5236 | 2701038.1305 | 1220586.5716 | 2701034.2789 | 1220582.3477
113 | 2701025.6379 | 1220514.6971 | 2701039.9603 | 1220510.5148
114 | 2701038.3569 | 1220506.1734 | 2701039.9603 | 1220510.5148
115 | 2701039.9603 | 1220510.5148 | 2701042.8994 | 1220518.8707 | 2701044.4675 | 1220524.3717
116 | 2701038.3569 | 1220506.1734 | 2701027.0513 | 1220506.9822 | 2701016.5531 | 1220507.5693
117 | 2701016.5531 | 1220507.5693 | 2701008.2896 | 1220508.0315 | 2700999.8203 | 1220512.5244 | 2700999.8203 | 1220512.5244
118 | 2701051.913 | 1220669.3756 | 2701051.9249 | 1220669.3538 | 2701054.9894 | 1220664.5134 | 2701057.1275 | 1220660.0063
119 | 2700999.8203 | 1220512.5244 | 2700993.462 | 1220519.1769 | 2700985.883 | 1220531.6357
120 | 2700978.0368 | 1220544.5336 | 2700985.883 | 1220531.6357

## bus_geodata
| x | y | coords
0 | 2701183.0763 | 1220393.7385
1 | 2701189.1995 | 1220386.5452
2 | 2701182.3124 | 1220394.6359
3 | 2701189.9402 | 1220385.675
4 | 2701174.0033 | 1220404.4028
5 | 2701194.6857 | 1220380.1003
6 | 2701169.8938 | 1220409.1524
7 | 2701183.8781 | 1220434.203
8 | 2701197.7868 | 1220376.4572
9 | 2701181.8292 | 1220440.9497
10 | 2700733.4965 | 1220654.3051
11 | 2700810.204 | 1220689.0388
12 | 2700817.9568 | 1220677.5395
13 | 2700618.3026 | 1220456.4456
14 | 2700640.4271 | 1220491.4453
15 | 2700611.9178 | 1220433.6814
16 | 2700726.8486 | 1220544.1239
17 | 2700695.5215 | 1220327.6509
18 | 2700768.9033 | 1220565.596
19 | 2700758.4515 | 1220559.0145
20 | 2700779.4824 | 1220563.9092
21 | 2700780.4728 | 1220478.3738
22 | 2700836.307 | 1220656.4017
23 | 2700838.1606 | 1220693.0601
24 | 2700842.7413 | 1220648.8274
25 | 2700861.0333 | 1220704.577
26 | 2700906.8139 | 1220573.3231
27 | 2700903.4937 | 1220577.3075
28 | 2700910.8049 | 1220568.5337
29 | 2700902.3043 | 1220578.7348
30 | 2700899.7452 | 1220558.4769
31 | 2700914.2343 | 1220564.4998
32 | 2700889.4734 | 1220593.734
33 | 2700892.8702 | 1220552.8097
34 | 2700916.0853 | 1220562.3224
35 | 2700888.3167 | 1220595.0977
36 | 2700879.3172 | 1220541.195
37 | 2700926.8824 | 1220549.6223
38 | 2700883.1985 | 1220601.1316
39 | 2700879.8786 | 1220605.0455
40 | 2700884.2656 | 1220599.8736
41 | 2700864.0757 | 1220623.6758
42 | 2701170.8268 | 1220571.2695
43 | 2701180.475 | 1220572.3554
44 | 2701160.8942 | 1220571.7686
45 | 2701188.4897 | 1220574.7596
46 | 2701156.8755 | 1220573.0358
47 | 2701139.8535 | 1220521.9827
48 | 2701131.3331 | 1220528.0015
49 | 2701153.0773 | 1220509.8743
50 | 2701155.7825 | 1220573.4463
51 | 2701107.1439 | 1220540.8654
52 | 2701141.1444 | 1220579.4481
53 | 2701173.7652 | 1220462.6703
54 | 2701167.0714 | 1220477.9611
55 | 2701178.2897 | 1220452.3348
56 | 2701158.6486 | 1220497.2017
57 | 2701158.1854 | 1220498.2599
58 | 2701153.1183 | 1220509.8348
59 | 2700751.2291 | 1220316.7556
60 | 2700576.8672 | 1220142.537
61 | 2701204.5822 | 1220368.4743
62 | 2701230.0609 | 1220382.5729
63 | 2701222.1376 | 1220347.6667
64 | 2701226.8176 | 1220401.0714
65 | 2701233.6458 | 1220334.0266
66 | 2701114.5119 | 1220593.7559
67 | 2701116.1095 | 1220592.8976
68 | 2701094.4136 | 1220596.501
69 | 2701056.3559 | 1220613.3621
70 | 2701085.3779 | 1220552.0929
71 | 2701101.4117 | 1220543.8222
72 | 2701135.7181 | 1220572.3286
73 | 2701050.0311 | 1220602.7449
74 | 2701059.7588 | 1220654.8961
75 | 2701259.668 | 1220303.1837
76 | 2701268.0456 | 1220293.2541
77 | 2701271.1528 | 1220289.5713
78 | 2701221.4198 | 1220419.7529
79 | 2701123.9324 | 1220459.6593
80 | 2701102.0579 | 1220471.207
81 | 2701067.2921 | 1220469.3912
82 | 2701051.392 | 1220465.621
83 | 2701021.4305 | 1220465.7018
84 | 2701067.4336 | 1220431.2575
85 | 2701279.4763 | 1220279.7058
86 | 2701265.5098 | 1220250.8227
87 | 2701245.4177 | 1220241.0233
88 | 2701290.8633 | 1220265.6672
89 | 2701235.5401 | 1220236.2056
90 | 2701215.0001 | 1220438.0094
91 | 2701211.2997 | 1220447.3895
92 | 2700936.1249 | 1220538.7299
93 | 2700936.6157 | 1220538.1514
94 | 2700754.1686 | 1220315.2899
95 | 2700871.8476 | 1220469.9452
96 | 2700873.2193 | 1220481.6348
97 | 2700866.596 | 1220525.1939
98 | 2700871.0574 | 1220498.8514
99 | 2700881.4298 | 1220465.9849
100 | 2700933.9645 | 1220726.5392
101 | 2700920.4869 | 1220730.3787
102 | 2700943.5772 | 1220731.8584
103 | 2700985.75 | 1220759.0403
104 | 2700870.3802 | 1220687.3437
105 | 2700881.0117 | 1220672.8926
106 | 2701047.6 | 1220677.2206
107 | 2701048.6733 | 1220675.2684
108 | 2701031.2417 | 1220487.6419
109 | 2701031.689 | 1220572.1965
110 | 2701034.2789 | 1220582.3477
111 | 2701025.6379 | 1220514.6971
112 | 2701042.7011 | 1220592.5236
113 | 2701039.9603 | 1220510.5148
114 | 2701038.3569 | 1220506.1734
115 | 2701044.4675 | 1220524.3717
116 | 2701016.5531 | 1220507.5693
117 | 2701051.913 | 1220669.3756
118 | 2701057.1275 | 1220660.0063
119 | 2700999.8203 | 1220512.5244
120 | 2700985.883 | 1220531.6357
121 | 2700978.0368 | 1220544.5336
122 | 2701038.3569 | 1220506.1734

## line_std_types
| c_nf_per_km | r_ohm_per_km | x_ohm_per_km | max_i_ka | type | q_mm2 | alpha | voltage_rating
NAYY 4x50 SE | 210 | 0.642 | 0.083 | 0.142 | cs | 50 | 0.00403 | LV
NAYY 4x120 SE | 264 | 0.225 | 0.08 | 0.242 | cs | 120 | 0.00403 | LV
NAYY 4x150 SE | 261 | 0.208 | 0.08 | 0.27 | cs | 150 | 0.00403 | LV
NA2XS2Y 1x95 RM/25 12/20 kV | 216 | 0.313 | 0.132 | 0.252 | cs | 95 | 0.00403 | MV
NA2XS2Y 1x185 RM/25 12/20 kV | 273 | 0.161 | 0.117 | 0.362 | cs | 185 | 0.00403 | MV
NA2XS2Y 1x240 RM/25 12/20 kV | 304 | 0.122 | 0.112 | 0.421 | cs | 240 | 0.00403 | MV
NA2XS2Y 1x95 RM/25 6/10 kV | 315 | 0.313 | 0.123 | 0.249 | cs | 95 | 0.00403 | MV
NA2XS2Y 1x185 RM/25 6/10 kV | 406 | 0.161 | 0.11 | 0.358 | cs | 185 | 0.00403 | MV
NA2XS2Y 1x240 RM/25 6/10 kV | 456 | 0.122 | 0.105 | 0.416 | cs | 240 | 0.00403 | MV
NA2XS2Y 1x150 RM/25 12/20 kV | 250 | 0.206 | 0.116 | 0.319 | cs | 150 | 0.00403 | MV
NA2XS2Y 1x120 RM/25 12/20 kV | 230 | 0.253 | 0.119 | 0.283 | cs | 120 | 0.00403 | MV
NA2XS2Y 1x70 RM/25 12/20 kV | 190 | 0.443 | 0.132 | 0.22 | cs | 70 | 0.00403 | MV
NA2XS2Y 1x150 RM/25 6/10 kV | 360 | 0.206 | 0.11 | 0.315 | cs | 150 | 0.00403 | MV
NA2XS2Y 1x120 RM/25 6/10 kV | 340 | 0.253 | 0.113 | 0.28 | cs | 120 | 0.00403 | MV
NA2XS2Y 1x70 RM/25 6/10 kV | 280 | 0.443 | 0.123 | 0.217 | cs | 70 | 0.00403 | MV
N2XS(FL)2Y 1x120 RM/35 64/110 kV | 112 | 0.153 | 0.166 | 0.366 | cs | 120 | 0.00393 | HV
N2XS(FL)2Y 1x185 RM/35 64/110 kV | 125 | 0.099 | 0.156 | 0.457 | cs | 185 | 0.00393 | HV
N2XS(FL)2Y 1x240 RM/35 64/110 kV | 135 | 0.075 | 0.149 | 0.526 | cs | 240 | 0.00393 | HV
N2XS(FL)2Y 1x300 RM/35 64/110 kV | 144 | 0.06 | 0.144 | 0.588 | cs | 300 | 0.00393 | HV
15-AL1/3-ST1A 0.4 | 11 | 1.8769 | 0.35 | 0.105 | ol | 16 | 0.00403 | LV
24-AL1/4-ST1A 0.4 | 11.25 | 1.2012 | 0.335 | 0.14 | ol | 24 | 0.00403 | LV
48-AL1/8-ST1A 0.4 | 12.2 | 0.5939 | 0.3 | 0.21 | ol | 48 | 0.00403 | LV
94-AL1/15-ST1A 0.4 | 13.2 | 0.306 | 0.29 | 0.35 | ol | 94 | 0.00403 | LV
34-AL1/6-ST1A 10.0 | 9.7 | 0.8342 | 0.36 | 0.17 | ol | 34 | 0.00403 | MV
48-AL1/8-ST1A 10.0 | 10.1 | 0.5939 | 0.35 | 0.21 | ol | 48 | 0.00403 | MV
70-AL1/11-ST1A 10.0 | 10.4 | 0.4132 | 0.339 | 0.29 | ol | 70 | 0.00403 | MV
94-AL1/15-ST1A 10.0 | 10.75 | 0.306 | 0.33 | 0.35 | ol | 94 | 0.00403 | MV
122-AL1/20-ST1A 10.0 | 11.1 | 0.2376 | 0.323 | 0.41 | ol | 122 | 0.00403 | MV
149-AL1/24-ST1A 10.0 | 11.25 | 0.194 | 0.315 | 0.47 | ol | 149 | 0.00403 | MV
34-AL1/6-ST1A 20.0 | 9.15 | 0.8342 | 0.382 | 0.17 | ol | 34 | 0.00403 | MV
48-AL1/8-ST1A 20.0 | 9.5 | 0.5939 | 0.372 | 0.21 | ol | 48 | 0.00403 | MV
70-AL1/11-ST1A 20.0 | 9.7 | 0.4132 | 0.36 | 0.29 | ol | 70 | 0.00403 | MV
94-AL1/15-ST1A 20.0 | 10 | 0.306 | 0.35 | 0.35 | ol | 94 | 0.00403 | MV
122-AL1/20-ST1A 20.0 | 10.3 | 0.2376 | 0.344 | 0.41 | ol | 122 | 0.00403 | MV
149-AL1/24-ST1A 20.0 | 10.5 | 0.194 | 0.337 | 0.47 | ol | 149 | 0.00403 | MV
184-AL1/30-ST1A 20.0 | 10.75 | 0.1571 | 0.33 | 0.535 | ol | 184 | 0.00403 | MV
243-AL1/39-ST1A 20.0 | 11 | 0.1188 | 0.32 | 0.645 | ol | 243 | 0.00403 | MV
48-AL1/8-ST1A 110.0 | 8 | 0.5939 | 0.46 | 0.21 | ol | 48 | 0.00403 | HV
70-AL1/11-ST1A 110.0 | 8.4 | 0.4132 | 0.45 | 0.29 | ol | 70 | 0.00403 | HV
94-AL1/15-ST1A 110.0 | 8.65 | 0.306 | 0.44 | 0.35 | ol | 94 | 0.00403 | HV
122-AL1/20-ST1A 110.0 | 8.5 | 0.2376 | 0.43 | 0.41 | ol | 122 | 0.00403 | HV
149-AL1/24-ST1A 110.0 | 8.75 | 0.194 | 0.41 | 0.47 | ol | 149 | 0.00403 | HV
184-AL1/30-ST1A 110.0 | 8.8 | 0.1571 | 0.4 | 0.535 | ol | 184 | 0.00403 | HV
243-AL1/39-ST1A 110.0 | 9 | 0.1188 | 0.39 | 0.645 | ol | 243 | 0.00403 | HV
305-AL1/39-ST1A 110.0 | 9.2 | 0.0949 | 0.38 | 0.74 | ol | 305 | 0.00403 | HV
490-AL1/64-ST1A 110.0 | 9.75 | 0.059 | 0.37 | 0.96 | ol | 490 | 0.00403 | HV
679-AL1/86-ST1A 110.0 | 9.95 | 0.042 | 0.36 | 1.15 | ol | 679 | 0.00403 | HV
490-AL1/64-ST1A 220.0 | 10 | 0.059 | 0.285 | 0.96 | ol | 490 | 0.00403 | HV
679-AL1/86-ST1A 220.0 | 11.7 | 0.042 | 0.275 | 1.15 | ol | 679 | 0.00403 | HV
490-AL1/64-ST1A 380.0 | 11 | 0.059 | 0.253 | 0.96 | ol | 490 | 0.00403 | HV
679-AL1/86-ST1A 380.0 | 14.6 | 0.042 | 0.25 | 1.15 | ol | 679 | 0.00403 | HV

## trafo_std_types
| i0_percent | pfe_kw | vkr_percent | sn_mva | vn_lv_kv | vn_hv_kv | vk_percent | shift_degree | vector_group | tap_side | tap_neutral | tap_min | tap_max | tap_step_degree | tap_step_percent | tap_phase_shifter
160 MVA 380/110 kV | 0.06 | 60 | 0.25 | 160 | 110 | 380 | 12.2 | 0 | Yy0 | hv | 0 | -9 | 9 | 0 | 1.5 | FALSE
100 MVA 220/110 kV | 0.06 | 55 | 0.26 | 100 | 110 | 220 | 12 | 0 | Yy0 | hv | 0 | -9 | 9 | 0 | 1.5 | FALSE
63 MVA 110/20 kV | 0.04 | 22 | 0.32 | 63 | 20 | 110 | 18 | 150 | YNd5 | hv | 0 | -9 | 9 | 0 | 1.5 | FALSE
40 MVA 110/20 kV | 0.05 | 18 | 0.34 | 40 | 20 | 110 | 16.2 | 150 | YNd5 | hv | 0 | -9 | 9 | 0 | 1.5 | FALSE
25 MVA 110/20 kV | 0.07 | 14 | 0.41 | 25 | 20 | 110 | 12 | 150 | YNd5 | hv | 0 | -9 | 9 | 0 | 1.5 | FALSE
63 MVA 110/10 kV | 0.04 | 22 | 0.32 | 63 | 10 | 110 | 18 | 150 | YNd5 | hv | 0 | -9 | 9 | 0 | 1.5 | FALSE
40 MVA 110/10 kV | 0.05 | 18 | 0.34 | 40 | 10 | 110 | 16.2 | 150 | YNd5 | hv | 0 | -9 | 9 | 0 | 1.5 | FALSE
25 MVA 110/10 kV | 0.07 | 14 | 0.41 | 25 | 10 | 110 | 12 | 150 | YNd5 | hv | 0 | -9 | 9 | 0 | 1.5 | FALSE
0.25 MVA 20/0.4 kV | 0.32 | 0.8 | 1.44 | 0.25 | 0.4 | 20 | 6 | 150 | Yzn5 | hv | 0 | -2 | 2 | 0 | 2.5 | FALSE
0.4 MVA 20/0.4 kV | 0.3375 | 1.35 | 1.425 | 0.4 | 0.4 | 20 | 6 | 150 | Dyn5 | hv | 0 | -2 | 2 | 0 | 2.5 | FALSE
0.63 MVA 20/0.4 kV | 0.2619 | 1.65 | 1.206 | 0.63 | 0.4 | 20 | 6 | 150 | Dyn5 | hv | 0 | -2 | 2 | 0 | 2.5 | FALSE
0.25 MVA 10/0.4 kV | 0.24 | 0.6 | 1.2 | 0.25 | 0.4 | 10 | 4 | 150 | Dyn5 | hv | 0 | -2 | 2 | 0 | 2.5 | FALSE
0.4 MVA 10/0.4 kV | 0.2375 | 0.95 | 1.325 | 0.4 | 0.4 | 10 | 4 | 150 | Dyn5 | hv | 0 | -2 | 2 | 0 | 2.5 | FALSE
0.63 MVA 10/0.4 kV | 0.1873 | 1.18 | 1.0794 | 0.63 | 0.4 | 10 | 4 | 150 | Dyn5 | hv | 0 | -2 | 2 | 0 | 2.5 | FALSE

## trafo3w_std_types
| sn_hv_mva | sn_mv_mva | sn_lv_mva | vn_hv_kv | vn_mv_kv | vn_lv_kv | vk_hv_percent | vk_mv_percent | vk_lv_percent | vkr_hv_percent | vkr_mv_percent | vkr_lv_percent | pfe_kw | i0_percent | shift_mv_degree | shift_lv_degree | vector_group | tap_side | tap_neutral | tap_min | tap_max | tap_step_percent
63/25/38 MVA 110/20/10 kV | 63 | 25 | 38 | 110 | 20 | 10 | 10.4 | 10.4 | 10.4 | 0.28 | 0.32 | 0.35 | 35 | 0.89 | 0 | 0 | YN0yn0yn0 | hv | 0 | -10 | 10 | 1.2
63/25/38 MVA 110/10/10 kV | 63 | 25 | 38 | 110 | 10 | 10 | 10.4 | 10.4 | 10.4 | 0.28 | 0.32 | 0.35 | 35 | 0.89 | 0 | 0 | YN0yn0yn0 | hv | 0 | -10 | 10 | 1.2

## fuse_std_types
| fuse_type | i_rated_a | t_avg | t_min | t_total | x_avg | x_min | x_total
HV 100A | HV 100A | 100 | 0 | [10.0, 3.64, 0.854, 0.281, 0.1, 0.0531, 0.022, 0.01] | [10.0, 4.267, 1.21, 0.403, 0.1, 0.058, 0.022, 0.01] | 0 | [300.0, 350.0, 450.0, 550.0, 700.0, 850.0, 1200.0, 1752.0] | [600.0, 700.0, 900.0, 1150.0, 1665.0, 2000.0, 3000.0, 4313.0]
HV 10A | HV 10A | 10 | 0 | [10.0, 1675.0, 0.344, 0.156, 0.1, 0.0417, 0.0171, 0.01] | [10.0, 1.3, 0.3, 0.155, 0.1, 0.0555, 0.023, 0.01] | 0 | [30.0, 32.0, 35.0, 37.0, 39.0, 50.0, 70.0, 88.0] | [60.0, 70.0, 80.0, 87.0, 94.0, 110.0, 150.0, 216.0]
HV 125A | HV 125A | 125 | 0 | [10.0, 1.82, 0.344, 0.1, 0.0467, 0.0269, 0.01] | [10.0, 2.478, 0.426, 0.1, 0.0427, 0.0211, 0.01] | 0 | [375.0, 500.0, 700.0, 925.0, 1200.0, 1500.0, 2341.0] | [750.0, 1000.0, 1500.0, 2200.0, 3000.0, 4000.0, 5765.0]
HV 160A | HV 160A | 160 | 0 | [10.0, 4.15, 1.03, 0.198, 0.1, 0.051, 0.0172, 0.01] | [10.0, 2.3, 0.734, 0.274, 0.1, 0.046, 0.0177, 0.01] | 0 | [480.0, 550.0, 700.0, 1000.0, 1260.0, 1600.0, 2500.0, 3227.0] | [960.0, 1300.0, 1700.0, 2200.0, 2996.0, 4000.0, 6000.0, 7946.0]
HV 16A | HV 16A | 16 | 0 | [10.0, 0.352, 0.164, 0.1, 0.0649, 0.0342, 0.01] | [10.0, 2.34, 0.722, 0.181, 0.1, 0.055, 0.0296, 0.01] | 0 | [48.0, 60.0, 65.0, 71.0, 80.0, 100.0, 162.0] | [96.0, 110.0, 125.0, 150.0, 168.0, 200.0, 250.0, 398.0]
HV 200A | HV 200A | 200 | 0 | [10.0, 4.267, 1.21, 0.403, 0.1, 0.058, 0.022, 0.01] | [10.0, 3.73, 1.654, 0.328, 0.1, 0.0531, 0.019, 0.01] | 0 | [600.0, 700.0, 900.0, 1150.0, 1665.0, 2000.0, 3000.0, 4313.0] | [1200.0, 1500.0, 1800.0, 2700.0, 3960.0, 5000.0, 7500.0, 10620.0]
HV 20A | HV 20A | 20 | 0 | [10.0, 1.3, 0.3, 0.155, 0.1, 0.0555, 0.023, 0.01] | [10.0, 1.3, 0.161, 0.1, 0.0611, 0.0399, 0.0141, 0.01] | 0 | [60.0, 70.0, 80.0, 87.0, 94.0, 110.0, 150.0, 216.0] | [120.0, 150.0, 200.0, 223.0, 260.0, 300.0, 450.0, 532.0]
HV 25A | HV 25A | 25 | 0 | [10.0, 2.512, 0.833, 0.299, 0.1, 0.0372, 0.0223, 0.01] | [10.0, 3.125, 0.597, 0.198, 0.1, 0.0378, 0.022, 0.01] | 0 | [75.0, 82.0, 90.0, 100.0, 124.0, 170.0, 200.0, 289.0] | [150.0, 170.0, 210.0, 250.0, 294.0, 400.0, 500.0, 711.0]
HV 31.5A | HV 31.5A | 31.5 | 0 | [10.0, 2.34, 0.722, 0.181, 0.1, 0.055, 0.0296, 0.01] | [10.0, 2.84, 0.368, 0.164, 0.1, 0.0621, 0.0378, 0.0195, 0.01] | 0 | [95.0, 110.0, 125.0, 150.0, 165.0, 200.0, 250.0, 390.0] | [189.0, 220.0, 300.0, 350.0, 393.0, 450.0, 530.0, 700.0, 960.0]
HV 40A | HV 40A | 40 | 0 | [10.0, 1.3, 0.161, 0.1, 0.0611, 0.0399, 0.0141, 0.01] | [10.0, 2.05, 0.369, 0.198, 0.1, 0.051, 0.0298, 0.01] | 0 | [120.0, 150.0, 200.0, 223.0, 260.0, 300.0, 450.0, 532.0] | [240.0, 300.0, 400.0, 450.0, 530.0, 650.0, 800.0, 1311.0]
HV 50A | HV 50A | 50 | 0 | [10.0, 3.215, 0.597, 0.198, 0.1, 0.0378, 0.022, 0.01] | [10.0, 3.64, 0.854, 0.281, 0.1, 0.0531, 0.022, 0.01] | 0 | [150.0, 170.0, 210.0, 250.0, 294.0, 400.0, 500.0, 711.0] | [300.0, 350.0, 450.0, 550.0, 700.0, 850.0, 1200.0, 1752.0]
HV 6.3A | HV 6.3A | 6.3 | 0 | [10.0, 1.39, 0.344, 0.168, 0.1, 0.056, 0.0263, 0.01] | [10.0, 1.711, 0.516, 0.198, 0.1, 0.0634, 0.0303, 0.01] | 0 | [19.0, 19.5, 20.4, 20.8, 22.0, 25.0, 32.0, 48.0] | [38.0, 40.0, 43.0, 48.0, 53.0, 60.0, 75.0, 118.0]
HV 63A | HV 63A | 63 | 0 | [10.0, 2.84, 0.368, 0.164, 0.1, 0.0621, 0.0378, 0.0195, 0.01] | [10.0, 1.82, 0.344, 0.1, 0.0467, 0.0269, 0.01] | 0 | [189.0, 220.0, 300.0, 350.0, 393.0, 450.0, 530.0, 700.0, 961.0] | [378.0, 500.0, 700.0, 934.0, 1200.0, 1500.0, 2366.0]
HV 80A | HV 80A | 80 | 0 | [10.0, 2.05, 0.369, 0.198, 0.1, 0.051, 0.0298, 0.01] | [10.0, 4.15, 1.03, 0.198, 0.1, 0.051, 0.0172, 0.01] | 0 | [240.0, 300.0, 400.0, 450.0, 530.0, 650.0, 800.0, 1311.0] | [480.0, 550.0, 700.0, 1000.0, 1260.0, 1600.0, 2500.0, 3227.0]
Siemens NH-1-100 | Siemens NH-1-100 | 100 | [5400.0, 2000.0, 400.0, 20.0, 1.0, 0.2, 0.012, 0.004] | 0 | 0 | [150.0, 190.0, 250.0, 430.0, 900.0, 1250.0, 2700.0, 3600.0] | 0 | 0
Siemens NH-1-125 | Siemens NH-1-125 | 125 | [4800.0, 120.0, 7.0, 0.1, 0.004] | 0 | 0 | [180.0, 400.0, 740.0, 2000.0, 4250.0] | 0 | 0
Siemens NH-1-16 | Siemens NH-1-16 | 16 | [4000.0, 400.0, 2.0, 0.1, 0.04, 0.01] | 0 | 0 | [26.0, 35.0, 75.0, 150.0, 200.0, 300.0] | 0 | 0
Siemens NH-1-160 | Siemens NH-1-160 | 160 | [4800.0, 120.0, 7.0, 0.1, 0.004] | 0 | 0 | [210.0, 500.0, 900.0, 2300.0, 5000.0] | 0 | 0
Siemens NH-1-25 | Siemens NH-1-25 | 25 | [4000.0, 1000.0, 10.0, 0.2, 0.02, 0.01] | 0 | 0 | [40.0, 50.0, 100.0, 210.0, 400.0, 500.0] | 0 | 0
Siemens NH-1-50 | Siemens NH-1-50 | 50 | [4000.0, 40.0, 4.0, 1.0, 0.02, 0.01] | 0 | 0 | [86.0, 200.0, 300.0, 400.0, 1000.0, 1280.0] | 0 | 0
Siemens NH-1-63 | Siemens NH-1-63 | 63 | [4000.0, 100.0, 10.0, 2.0, 0.04, 0.01] | 0 | 0 | [100.0, 200.0, 300.0, 400.0, 1000.0, 1500.0] | 0 | 0
Siemens NH-1-80 | Siemens NH-1-80 | 80 | [4800.0, 120.0, 7.0, 0.1, 0.01] | 0 | 0 | [150.58, 250.0, 450.0, 1150.0, 2470.0] | 0 | 0
Siemens NH-2-1000 | Siemens NH-2-1000 | 1000 | [4800.0, 120.0, 7.0, 0.1, 0.004] | 0 | 0 | [1900.0, 3500.0, 8400.0, 24000.0, 52000.0] | 0 | 0
Siemens NH-2-200 | Siemens NH-2-200 | 200 | [4800.0, 120.0, 7.0, 0.1, 0.004] | 0 | 0 | [280.0, 650.0, 1200.0, 3000.0, 7000.0] | 0 | 0
Siemens NH-2-224 | Siemens NH-2-224 | 224 | [4800.0, 120.0, 7.0, 0.2, 0.04, 0.004] | 0 | 0 | [400.0, 750.0, 1453.0, 3025.0, 4315.0, 7600.0] | 0 | 0
Siemens NH-2-250 | Siemens NH-2-250 | 250 | [4800.0, 120.0, 7.0, 0.1, 0.004] | 0 | 0 | [450.0, 800.0, 1650.0, 4000.0, 8500.0] | 0 | 0
Siemens NH-2-315 | Siemens NH-2-315 | 315 | [4800.0, 120.0, 7.0, 0.1, 0.004] | 0 | 0 | [550.0, 920.0, 1900.0, 5000.0, 11000.0] | 0 | 0
Siemens NH-2-355 | Siemens NH-2-355 | 355 | [4800.0, 120.0, 6.0, 0.1, 0.004] | 0 | 0 | [650.0, 1116.27, 2350.0, 5840.0, 12790.0] | 0 | 0
Siemens NH-2-400 | Siemens NH-2-400 | 400 | [4800.0, 120.0, 7.0, 0.1, 0.004] | 0 | 0 | [720.0, 1350.0, 2800.0, 6500.0, 15000.0] | 0 | 0
Siemens NH-2-425 | Siemens NH-2-425 | 425 | [4800.0, 120.0, 7.0, 0.1, 0.004] | 0 | 0 | [850.0, 1500.0, 3050.0, 7500.0, 16500.0] | 0 | 0
Siemens NH-2-630 | Siemens NH-2-630 | 630 | [4800.0, 120.0, 7.0, 0.1, 0.004] | 0 | 0 | [1200.0, 2000.0, 4800.0, 12000.0, 26000.0] | 0 | 0

## res_bus
| vm_pu | va_degree | p_mw | q_mvar
0 | 0.97398 | -0.50118 | 0.0015936 | 0.00039938
1 | 0.97367 | -0.50723 | 0.0012724 | 0.0003189
2 | 0.97402 | -0.50039 | 0.0011978 | 0.0003002
3 | 0.97364 | -0.50793 | 0.00083053 | 0.00020815
4 | 0.97447 | -0.49154 | 0 | 0
5 | 0.97341 | -0.51233 | 0.004164 | 0.0010436
6 | 0.97446 | -0.49169 | 0.0012982 | 0.00032536
7 | 0.97563 | -0.46861 | 0.001927 | 0.00048294
8 | 0.97328 | -0.51485 | 0.0018829 | 0.0004719
9 | 0.9759 | -0.46334 | 0.0014679 | 0.00036789
10 | 0.97407 | -0.49937 | 0.0085644 | 0.0021464
11 | 0.97474 | -0.48613 | 0 | 0
12 | 0.97485 | -0.48395 | 0 | 0
13 | 0.9714 | -0.55223 | 0.001078 | 0.00027018
14 | 0.97148 | -0.55065 | 0.00073178 | 0.0001834
15 | 0.97136 | -0.55298 | 0 | 0
16 | 0.97168 | -0.5466 | 0.00042677 | 0.00010696
17 | 0.97093 | -0.56152 | 0.00065326 | 0.00016372
18 | 0.97173 | -0.54564 | 0.00061786 | 0.00015485
19 | 0.97176 | -0.54513 | 0 | 0
20 | 0.97171 | -0.54596 | 0.0016162 | 0.00040506
21 | 0.97198 | -0.54076 | 0.00072046 | 0.00018056
22 | 0.97434 | -0.49391 | 0 | 0
23 | 0.97536 | -0.47388 | 0.015618 | 0.0039143
24 | 0.97416 | -0.49745 | 0 | 0
25 | 0.97598 | -0.46173 | 0 | 0
26 | 0.97271 | -0.52618 | 0.0030921 | 0.00077495
27 | 0.97277 | -0.52508 | 0.001371 | 0.00034362
28 | 0.97265 | -0.52741 | 0 | 0
29 | 0.97279 | -0.52467 | 0.0040188 | 0.0010072
30 | 0.97259 | -0.52861 | 0.00033275 | 8.3395e-05
31 | 0.97252 | -0.52989 | 0.006209 | 0.0015561
32 | 0.97302 | -0.52001 | 0.00064549 | 0.00016178
33 | 0.97255 | -0.52931 | 0.0015895 | 0.00039838
34 | 0.97247 | -0.5309 | 0.002955 | 0.0007406
35 | 0.97304 | -0.51958 | 0.0014765 | 0.00037004
36 | 0.97249 | -0.53058 | 0.00060813 | 0.00015241
37 | 0.97222 | -0.53591 | 0.0029472 | 0.00073863
38 | 0.97314 | -0.51761 | 0.0048228 | 0.0012087
39 | 0.97322 | -0.51617 | 0.0011986 | 0.00030039
40 | 0.97312 | -0.51804 | 0.0024938 | 0.00062501
41 | 0.97357 | -0.50921 | 0.015616 | 0.0039139
42 | 0.98386 | -0.30811 | 0.00088685 | 0.00022227
43 | 0.98382 | -0.30882 | 0.0024313 | 0.00060935
44 | 0.98391 | -0.30722 | 0.0012199 | 0.00030574
45 | 0.98381 | -0.30907 | 0.0016261 | 0.00040755
46 | 0.98393 | -0.30675 | 0.0031721 | 0.000795
47 | 0.98009 | -0.38128 | 0.0022857 | 0.00057286
48 | 0.98067 | -0.36998 | 0.0052409 | 0.0013135
49 | 0.97913 | -0.40002 | 0.0028906 | 0.00072444
50 | 0.98394 | -0.30656 | 0.001823 | 0.00045687
51 | 0.98233 | -0.33775 | 0.0033451 | 0.00083835
52 | 0.9841 | -0.30337 | 0 | 0
53 | 0.97683 | -0.44501 | 0.001356 | 0.00033984
54 | 0.97754 | -0.43114 | 0.0018584 | 0.00046577
55 | 0.97637 | -0.45411 | 0.0018478 | 0.00046311
56 | 0.97847 | -0.41301 | 0.0026123 | 0.00065471
57 | 0.97852 | -0.41196 | 0.0017397 | 0.00043601
58 | 0.97913 | -0.40007 | 0.0028316 | 0.00070966
59 | 0.97063 | -0.56741 | 0.0028787 | 0.00072147
60 | 0.97078 | -0.56445 | 0.00071756 | 0.00017984
61 | 0.97302 | -0.51999 | 0 | 0
62 | 0.97262 | -0.52795 | 0.0019939 | 0.00049971
63 | 0.97272 | -0.52592 | 0.00096741 | 0.00024246
64 | 0.9724 | -0.53239 | 0.0033969 | 0.00085134
65 | 0.97254 | -0.52949 | 0.003376 | 0.00084612
66 | 0.98476 | -0.29062 | 0.0014091 | 0.00035315
67 | 0.98472 | -0.2914 | 0.003159 | 0.00079172
68 | 0.98523 | -0.28156 | 0.0023417 | 0.00058689
69 | 0.9862 | -0.26278 | 0.0034367 | 0.00086133
70 | 0.98214 | -0.34146 | 0.007014 | 0.0017579
71 | 0.98226 | -0.33917 | 0.0051778 | 0.0012977
72 | 0.98392 | -0.3069 | 0.0019973 | 0.00050056
73 | 0.98695 | -0.24833 | 0.0038481 | 0.00096443
74 | 0.98451 | -0.29548 | 0.0021893 | 0.00054868
75 | 0.97226 | -0.53506 | 0.0031829 | 0.00079771
76 | 0.97221 | -0.53609 | 0.00067953 | 0.00017031
77 | 0.97219 | -0.53641 | 0.00041435 | 0.00010384
78 | 0.97223 | -0.53578 | 0.0040915 | 0.0010254
79 | 0.99357 | -0.12199 | 0.0011804 | 0.00029584
80 | 0.99359 | -0.12147 | 0.0018698 | 0.00046861
81 | 0.99369 | -0.11957 | 0.0023344 | 0.00058506
82 | 0.99377 | -0.11802 | 0 | 0
83 | 0.99404 | -0.1128 | 0 | 0
84 | 0.99362 | -0.12099 | 0.0044383 | 0.0011123
85 | 0.97216 | -0.53717 | 0 | 0
86 | 0.97201 | -0.53998 | 0.00072199 | 0.00018095
87 | 0.97196 | -0.54101 | 0.0010615 | 0.00026603
88 | 0.9721 | -0.53824 | 0 | 0
89 | 0.97195 | -0.54129 | 0.0014184 | 0.00035548
90 | 0.97213 | -0.53769 | 0.0019774 | 0.00049557
91 | 0.9721 | -0.53832 | 0.0033735 | 0.00084549
92 | 0.97204 | -0.53942 | 0.0076007 | 0.0019049
93 | 0.97204 | -0.5395 | 0.0057362 | 0.0014376
94 | 0.97063 | -0.56756 | 0.0025805 | 0.00064672
95 | 0.97223 | -0.53564 | 0.0011246 | 0.00028184
96 | 0.97227 | -0.53493 | 0 | 0
97 | 0.97242 | -0.53202 | 0.00048478 | 0.0001215
98 | 0.97233 | -0.53381 | 0.00052357 | 0.00013122
99 | 0.97226 | -0.53514 | 0.00066192 | 0.00016589
100 | 0.97831 | -0.41593 | 0.00274 | 0.00068671
101 | 0.97789 | -0.42422 | 0.0031766 | 0.00079613
102 | 0.97865 | -0.40927 | 0.0052327 | 0.0013114
103 | 0.98032 | -0.37677 | 0 | 0
104 | 0.97552 | -0.47077 | 0.0055161 | 0.0013825
105 | 0.97519 | -0.47716 | 0.019423 | 0.0048679
106 | 0.98361 | -0.31284 | 0.0057356 | 0.0014375
107 | 0.98368 | -0.31139 | 0.0049603 | 0.0012432
108 | 0.99425 | -0.10864 | 0.0020382 | 0.00051081
109 | 0.98922 | -0.20474 | 0.0063565 | 0.0015931
110 | 0.98855 | -0.21752 | 0.0044625 | 0.0011184
111 | 0.99319 | -0.12873 | 0 | 0
112 | 0.98772 | -0.2334 | 0.0041123 | 0.0010306
113 | 0.99416 | -0.11033 | 0 | 0
114 | 0.99447 | -0.10449 | 0 | 0
115 | 0.99407 | -0.11204 | 0.0066407 | 0.0016643
116 | 0.99598 | -0.075785 | 0.0019836 | 0.00049713
117 | 0.98392 | -0.30689 | 0.0044983 | 0.0011274
118 | 0.9843 | -0.29949 | 0.0019216 | 0.0004816
119 | 0.99723 | -0.052228 | 0.0039994 | 0.0010023
120 | 0.99891 | -0.020539 | 0.0072969 | 0.0018288
121 | 1 | 0 | -0.31943 | -0.081937
122 | 0.99998 | 149.9956 | 0 | 0

## res_line
| p_from_mw | q_from_mvar | p_to_mw | q_to_mvar | pl_mw | ql_mvar | i_from_ka | i_to_ka | i_ka | vm_from_pu | va_from_degree | vm_to_pu | va_to_degree | loading_percent
0 | 0.034852 | 0.0087487 | -0.034842 | -0.0087424 | 1.0045e-05 | 6.3113e-06 | 0.053251 | 0.053251 | 0.053251 | 0.97398 | -0.50118 | 0.97367 | -0.50723 | 14.6293
1 | -0.036445 | -0.0091481 | 0.036447 | 0.009149 | 1.3705e-06 | 8.6242e-07 | 0.055685 | 0.055685 | 0.055685 | 0.97398 | -0.50118 | 0.97402 | -0.50039 | 15.2981
2 | 0.033569 | 0.0084235 | -0.033568 | -0.0084228 | 1.128e-06 | 7.0772e-07 | 0.051306 | 0.051306 | 0.051306 | 0.97367 | -0.50723 | 0.97364 | -0.50793 | 14.0951
3 | -0.037644 | -0.0094492 | 0.03766 | 0.0094592 | 1.5907e-05 | 1.0021e-05 | 0.057515 | 0.057515 | 0.057515 | 0.97402 | -0.50039 | 0.97447 | -0.49154 | 15.8008
4 | 0.032738 | 0.0082147 | -0.032731 | -0.0082104 | 6.8735e-06 | 4.308e-06 | 0.050037 | 0.050037 | 0.050037 | 0.97364 | -0.50793 | 0.97341 | -0.51233 | 13.7464
5 | 0.0012982 | 0.00032528 | -0.0012982 | -0.00032536 | 9.2553e-09 | -7.2319e-08 | 0.0019823 | 0.0019824 | 0.0019824 | 0.97447 | -0.49154 | 0.97446 | -0.49169 | 0.5446
6 | -0.038959 | -0.0097845 | 0.039001 | 0.0098114 | 4.2674e-05 | 2.6911e-05 | 0.059497 | 0.059497 | 0.059497 | 0.97447 | -0.49154 | 0.97563 | -0.46861 | 16.3454
7 | 0.028567 | 0.0071668 | -0.028563 | -0.0071646 | 3.4217e-06 | 2.1304e-06 | 0.043671 | 0.043671 | 0.043671 | 0.97341 | -0.51233 | 0.97328 | -0.51485 | 11.9976
8 | -0.040928 | -0.010294 | 0.040938 | 0.010301 | 1.0307e-05 | 6.5086e-06 | 0.062436 | 0.062436 | 0.062436 | 0.97563 | -0.46861 | 0.9759 | -0.46334 | 17.1528
9 | 0.02668 | 0.0066927 | -0.026674 | -0.0066887 | 6.5418e-06 | 4.0565e-06 | 0.040793 | 0.040793 | 0.040793 | 0.97328 | -0.51485 | 0.97302 | -0.51999 | 11.2068
10 | -0.042406 | -0.010669 | 0.042425 | 0.010681 | 1.8708e-05 | 1.1824e-05 | 0.064674 | 0.064674 | 0.064674 | 0.9759 | -0.46334 | 0.97637 | -0.45411 | 17.7677
11 | -0.0085644 | -0.0021464 | 0.0085698 | 0.0021488 | 5.4049e-06 | 2.4103e-06 | 0.013083 | 0.013083 | 0.013083 | 0.97407 | -0.49937 | 0.97474 | -0.48613 | 3.5943
12 | -0.0085698 | -0.0021488 | 0.0085707 | 0.0021492 | 8.8993e-07 | 3.9671e-07 | 0.013083 | 0.013083 | 0.013083 | 0.97474 | -0.48613 | 0.97485 | -0.48395 | 3.5942
13 | 0.0777 | 0.0195 | -0.077663 | -0.019478 | 3.6882e-05 | 2.2211e-05 | 0.11861 | 0.11861 | 0.11861 | 0.97485 | -0.48395 | 0.97434 | -0.49391 | 8.1465
14 | -0.086271 | -0.02165 | 0.086313 | 0.021675 | 4.1447e-05 | 2.5254e-05 | 0.13169 | 0.13169 | 0.13169 | 0.97485 | -0.48395 | 0.97536 | -0.47388 | 9.045
15 | -0.0079127 | -0.0019769 | 0.0079133 | 0.0019752 | 5.928e-07 | -1.753e-06 | 0.012119 | 0.012118 | 0.012119 | 0.9714 | -0.55223 | 0.97148 | -0.55065 | 0.83232
16 | 0.0068347 | 0.0017067 | -0.0068344 | -0.0017078 | 2.4286e-07 | -1.0153e-06 | 0.010467 | 0.010468 | 0.010468 | 0.9714 | -0.55223 | 0.97136 | -0.55298 | 0.71894
17 | -0.008645 | -0.0021586 | 0.0086467 | 0.0021546 | 1.6628e-06 | -3.9495e-06 | 0.013239 | 0.013237 | 0.013239 | 0.97148 | -0.55065 | 0.97168 | -0.5466 | 0.90925
18 | 0.0068344 | 0.0017078 | -0.0068316 | -0.0017093 | 2.7744e-06 | -1.5658e-06 | 0.010468 | 0.010469 | 0.010469 | 0.97136 | -0.55298 | 0.97093 | -0.56152 | 1.438
19 | -0.0090735 | -0.0022616 | 0.0090741 | 0.0022603 | 6.3272e-07 | -1.3284e-06 | 0.01389 | 0.01389 | 0.01389 | 0.97168 | -0.5466 | 0.97176 | -0.54513 | 0.95402
20 | 0.0054607 | 0.0013684 | -0.0054592 | -0.0013682 | 1.5319e-06 | 2.593e-07 | 0.0083689 | 0.0083691 | 0.0083691 | 0.97093 | -0.56152 | 0.97063 | -0.56741 | 2.2992
21 | 0.00071766 | 0.00017718 | -0.00071756 | -0.00017984 | 9.9658e-08 | -2.6552e-06 | 0.0010989 | 0.0010999 | 0.0010999 | 0.97093 | -0.56152 | 0.97078 | -0.56445 | 0.30216
22 | -0.0022341 | -0.00055979 | 0.0022341 | 0.00055968 | 5.4207e-08 | -1.1832e-07 | 0.003421 | 0.003421 | 0.003421 | 0.97173 | -0.54564 | 0.97176 | -0.54513 | 0.93985
23 | 0.0016162 | 0.00040494 | -0.0016162 | -0.00040506 | 2.4607e-08 | -1.1696e-07 | 0.0024749 | 0.0024749 | 0.0024749 | 0.97173 | -0.54564 | 0.97171 | -0.54596 | 0.67993
24 | -0.011308 | -0.0028199 | 0.011311 | 0.0028173 | 2.3482e-06 | -2.6405e-06 | 0.017311 | 0.017309 | 0.017311 | 0.97176 | -0.54513 | 0.97198 | -0.54076 | 1.1889
25 | -0.012031 | -0.0029979 | 0.012034 | 0.0029952 | 2.9162e-06 | -2.6842e-06 | 0.018412 | 0.018411 | 0.018412 | 0.97198 | -0.54076 | 0.97223 | -0.53564 | 1.2646
26 | 0.077663 | 0.019478 | -0.07765 | -0.01947 | 1.3095e-05 | 7.8861e-06 | 0.11861 | 0.11861 | 0.11861 | 0.97434 | -0.49391 | 0.97416 | -0.49745 | 8.1465
27 | -0.10193 | -0.025589 | 0.10199 | 0.025626 | 5.9108e-05 | 3.6527e-05 | 0.15552 | 0.15552 | 0.15552 | 0.97536 | -0.47388 | 0.97598 | -0.46173 | 10.6814
28 | 0.07765 | 0.01947 | -0.077607 | -0.019444 | 4.3501e-05 | 2.6199e-05 | 0.11861 | 0.11861 | 0.11861 | 0.97416 | -0.49745 | 0.97357 | -0.50921 | 8.1465
29 | -0.12695 | -0.031886 | 0.12717 | 0.032029 | 0.00022767 | 0.00014246 | 0.19357 | 0.19357 | 0.19357 | 0.97598 | -0.46173 | 0.97789 | -0.42422 | 13.2948
30 | 0.024956 | 0.0062605 | -0.024945 | -0.0062539 | 1.0751e-05 | 6.6335e-06 | 0.038051 | 0.038051 | 0.038051 | 0.97598 | -0.46173 | 0.97552 | -0.47077 | 10.4536
31 | -0.045918 | -0.011488 | 0.04592 | 0.011489 | 2.3986e-06 | 1.2776e-06 | 0.070236 | 0.070236 | 0.070236 | 0.97271 | -0.52618 | 0.97277 | -0.52508 | 4.8239
32 | 0.042826 | 0.010713 | -0.042823 | -0.010711 | 2.508e-06 | 1.2956e-06 | 0.065506 | 0.065506 | 0.065506 | 0.97271 | -0.52618 | 0.97265 | -0.52741 | 4.499
33 | -0.047291 | -0.011832 | 0.047292 | 0.011833 | 9.1128e-07 | 4.9096e-07 | 0.072333 | 0.072333 | 0.072333 | 0.97277 | -0.52508 | 0.97279 | -0.52467 | 4.9679
34 | 0.017365 | 0.0043275 | -0.017364 | -0.0043276 | 9.8842e-07 | -1.0949e-07 | 0.026557 | 0.026558 | 0.026558 | 0.97265 | -0.52741 | 0.97259 | -0.52861 | 1.824
35 | 0.025458 | 0.0063839 | -0.025455 | -0.006382 | 3.012e-06 | 1.862e-06 | 0.038949 | 0.038949 | 0.038949 | 0.97265 | -0.52741 | 0.97252 | -0.52989 | 10.7002
36 | -0.051311 | -0.01284 | 0.051322 | 0.012846 | 1.14e-05 | 6.3151e-06 | 0.078481 | 0.07848 | 0.078481 | 0.97279 | -0.52467 | 0.97302 | -0.52001 | 5.3901
37 | 0.017031 | 0.0042442 | -0.017031 | -0.0042443 | 5.6712e-07 | -7.9576e-08 | 0.026049 | 0.026049 | 0.026049 | 0.97259 | -0.52861 | 0.97255 | -0.52931 | 1.7891
38 | 0.019246 | 0.0048259 | -0.019245 | -0.0048253 | 9.2937e-07 | 5.5934e-07 | 0.029449 | 0.029449 | 0.029449 | 0.97252 | -0.52989 | 0.97247 | -0.5309 | 8.0903
39 | -0.051968 | -0.013008 | 0.051969 | 0.013009 | 1.0587e-06 | 5.887e-07 | 0.079467 | 0.079467 | 0.079467 | 0.97302 | -0.52001 | 0.97304 | -0.51958 | 5.4579
40 | 0.015441 | 0.0038459 | -0.01544 | -0.0038462 | 9.3372e-07 | -2.887e-07 | 0.023617 | 0.023617 | 0.023617 | 0.97255 | -0.52931 | 0.97249 | -0.53058 | 1.622
41 | 0.01629 | 0.0040847 | -0.016286 | -0.0040824 | 3.8841e-06 | 2.2791e-06 | 0.024927 | 0.024927 | 0.024927 | 0.97247 | -0.5309 | 0.97222 | -0.53591 | 6.8481
42 | -0.053445 | -0.013379 | 0.053449 | 0.013381 | 3.9214e-06 | 2.1985e-06 | 0.081725 | 0.081725 | 0.081725 | 0.97304 | -0.51958 | 0.97312 | -0.51804 | 5.613
43 | 0.014832 | 0.0036938 | -0.014831 | -0.0036942 | 1.0125e-06 | -3.9332e-07 | 0.022686 | 0.022687 | 0.022687 | 0.97249 | -0.53058 | 0.97242 | -0.53202 | 1.5582
44 | 0.013339 | 0.0033438 | -0.013337 | -0.0033425 | 2.2329e-06 | 1.252e-06 | 0.020416 | 0.020416 | 0.020416 | 0.97222 | -0.53591 | 0.97204 | -0.53942 | 5.6089
45 | -0.060767 | -0.015215 | 0.060771 | 0.015218 | 4.1537e-06 | 2.4033e-06 | 0.092913 | 0.092913 | 0.092913 | 0.97314 | -0.51761 | 0.97322 | -0.51617 | 6.3814
46 | 0.055944 | 0.014007 | -0.055943 | -0.014006 | 1.1315e-06 | 6.4221e-07 | 0.085538 | 0.085538 | 0.085538 | 0.97314 | -0.51761 | 0.97312 | -0.51804 | 5.8749
47 | -0.06197 | -0.015518 | 0.06199 | 0.01553 | 2.0559e-05 | 1.1943e-05 | 0.094745 | 0.094745 | 0.094745 | 0.97322 | -0.51617 | 0.97357 | -0.50921 | 6.5072
48 | 0.0040576 | 0.0010168 | -0.0040575 | -0.0010168 | 1.3712e-07 | -3.5538e-08 | 0.0061368 | 0.0061368 | 0.0061368 | 0.98386 | -0.30811 | 0.98382 | -0.30882 | 1.6859
49 | -0.0049445 | -0.001239 | 0.0049447 | 0.001239 | 2.0862e-07 | 7.1763e-09 | 0.0074781 | 0.007478 | 0.0074781 | 0.98386 | -0.30811 | 0.98391 | -0.30722 | 2.0544
50 | 0.0016262 | 0.00040745 | -0.0016261 | -0.00040755 | 1.8982e-08 | -9.4105e-08 | 0.0024595 | 0.0024595 | 0.0024595 | 0.98382 | -0.30882 | 0.98381 | -0.30907 | 0.6757
51 | -0.0061646 | -0.0015448 | 0.0061647 | 0.0015448 | 1.3828e-07 | 3.4618e-08 | 0.009323 | 0.009323 | 0.009323 | 0.98391 | -0.30722 | 0.98393 | -0.30675 | 2.5613
52 | -0.0093368 | -0.0023398 | 0.0093369 | 0.0023398 | 8.7291e-08 | 4.1038e-08 | 0.01412 | 0.01412 | 0.01412 | 0.98393 | -0.30675 | 0.98394 | -0.30656 | 3.8792
53 | -0.060022 | -0.015158 | 0.060055 | 0.015179 | 3.2515e-05 | 2.0678e-05 | 0.091169 | 0.091169 | 0.091169 | 0.98009 | -0.38128 | 0.98067 | -0.36998 | 25.0465
54 | 0.057736 | 0.014585 | -0.057685 | -0.014552 | 5.1797e-05 | 3.2924e-05 | 0.087699 | 0.087699 | 0.087699 | 0.98009 | -0.38128 | 0.97913 | -0.40002 | 24.0931
55 | -0.065296 | -0.016492 | 0.065397 | 0.016556 | 0.00010102 | 6.4307e-05 | 0.099121 | 0.099121 | 0.099121 | 0.98067 | -0.36998 | 0.98233 | -0.33775 | 27.2311
56 | 0.054794 | 0.013828 | -0.054794 | -0.013828 | 1.4805e-07 | 9.4036e-08 | 0.083306 | 0.083306 | 0.083306 | 0.97913 | -0.40002 | 0.97913 | -0.40007 | 22.8863
57 | -0.01116 | -0.0027967 | 0.011162 | 0.0027976 | 1.6925e-06 | 8.8188e-07 | 0.016877 | 0.016877 | 0.016877 | 0.98394 | -0.30656 | 0.9841 | -0.30337 | 4.6365
58 | 0.012193 | 0.0030563 | -0.012193 | -0.0030558 | 8.2516e-07 | 4.4646e-07 | 0.01847 | 0.01847 | 0.01847 | 0.98233 | -0.33775 | 0.98226 | -0.33917 | 5.0743
59 | -0.080935 | -0.020451 | 0.081055 | 0.020527 | 0.0001199 | 7.5656e-05 | 0.12266 | 0.12266 | 0.12266 | 0.98233 | -0.33775 | 0.98392 | -0.3069 | 16.8487
60 | 0.083066 | 0.021036 | -0.083052 | -0.021027 | 1.4068e-05 | 8.5205e-06 | 0.12568 | 0.12568 | 0.12568 | 0.9841 | -0.30337 | 0.98392 | -0.3069 | 8.6318
61 | -0.094228 | -0.023833 | 0.094282 | 0.023867 | 5.4143e-05 | 3.3207e-05 | 0.14256 | 0.14255 | 0.14256 | 0.9841 | -0.30337 | 0.98472 | -0.2914 | 9.7909
62 | -0.045648 | -0.011496 | 0.045678 | 0.011515 | 3.0283e-05 | 1.9172e-05 | 0.069556 | 0.069556 | 0.069556 | 0.97683 | -0.44501 | 0.97754 | -0.43114 | 19.1088
63 | 0.044292 | 0.011156 | -0.044273 | -0.011144 | 1.9272e-05 | 1.2193e-05 | 0.06749 | 0.06749 | 0.06749 | 0.97683 | -0.44501 | 0.97637 | -0.45411 | 18.5413
64 | -0.047537 | -0.011981 | 0.047578 | 0.012007 | 4.1268e-05 | 2.6148e-05 | 0.072385 | 0.072385 | 0.072385 | 0.97754 | -0.43114 | 0.97847 | -0.41301 | 19.8859
65 | -0.050191 | -0.012662 | 0.050193 | 0.012663 | 2.5257e-06 | 1.6019e-06 | 0.076357 | 0.076357 | 0.076357 | 0.97847 | -0.41301 | 0.97852 | -0.41196 | 20.9773
66 | -0.051933 | -0.013099 | 0.051962 | 0.013118 | 2.9574e-05 | 1.8768e-05 | 0.079003 | 0.079003 | 0.079003 | 0.97852 | -0.41196 | 0.97913 | -0.40007 | 21.7041
67 | 0.0025805 | 0.00064669 | -0.0025805 | -0.00064672 | 1.9276e-08 | -2.8261e-08 | 0.003956 | 0.003956 | 0.003956 | 0.97063 | -0.56741 | 0.97063 | -0.56756 | 1.0868
68 | 0.014844 | 0.003723 | -0.014838 | -0.0037198 | 5.6273e-06 | 3.2399e-06 | 0.022701 | 0.022701 | 0.022701 | 0.97302 | -0.51999 | 0.97262 | -0.52795 | 6.2365
69 | 0.01183 | 0.0029656 | -0.011827 | -0.0029638 | 3.3416e-06 | 1.8006e-06 | 0.018092 | 0.018092 | 0.018092 | 0.97302 | -0.51999 | 0.97272 | -0.52592 | 4.9703
70 | 0.012844 | 0.0032201 | -0.012841 | -0.0032186 | 2.7199e-06 | 1.5077e-06 | 0.019651 | 0.019651 | 0.019651 | 0.97262 | -0.52795 | 0.9724 | -0.53239 | 5.3985
71 | 0.010859 | 0.0027214 | -0.010858 | -0.0027204 | 1.8468e-06 | 9.6048e-07 | 0.016612 | 0.016612 | 0.016612 | 0.97272 | -0.52592 | 0.97254 | -0.52949 | 4.5638
72 | 0.0094445 | 0.0023672 | -0.009443 | -0.0023665 | 1.5232e-06 | 7.3364e-07 | 0.014453 | 0.014453 | 0.014453 | 0.9724 | -0.53239 | 0.97223 | -0.53578 | 3.9705
73 | 0.0074816 | 0.0018743 | -0.0074796 | -0.0018735 | 1.9828e-06 | 7.6841e-07 | 0.011447 | 0.011447 | 0.011447 | 0.97254 | -0.52949 | 0.97226 | -0.53506 | 3.1447
74 | 0.097445 | 0.024661 | -0.097441 | -0.024658 | 3.6905e-06 | 2.2696e-06 | 0.14733 | 0.14733 | 0.14733 | 0.98476 | -0.29062 | 0.98472 | -0.2914 | 10.1187
75 | -0.098854 | -0.025014 | 0.098897 | 0.02504 | 4.2978e-05 | 2.6461e-05 | 0.14946 | 0.14946 | 0.14946 | 0.98476 | -0.29062 | 0.98523 | -0.28156 | 10.2649
76 | -0.10124 | -0.025627 | 0.10133 | 0.025683 | 9.1343e-05 | 5.6337e-05 | 0.15299 | 0.15299 | 0.15299 | 0.98523 | -0.28156 | 0.9862 | -0.26278 | 10.5078
77 | -0.26351 | -0.066906 | 0.26369 | 0.067022 | 0.00018343 | 0.00011677 | 0.3979 | 0.3979 | 0.3979 | 0.9862 | -0.26278 | 0.98695 | -0.24833 | 27.3283
78 | 0.15874 | 0.040361 | -0.15849 | -0.040203 | 0.00024959 | 0.00015738 | 0.23972 | 0.23972 | 0.23972 | 0.9862 | -0.26278 | 0.98451 | -0.29548 | 16.4644
79 | -0.007014 | -0.0017579 | 0.0070148 | 0.0017581 | 7.64e-07 | 2.6062e-07 | 0.010627 | 0.010627 | 0.010627 | 0.98214 | -0.34146 | 0.98226 | -0.33917 | 2.9194
80 | -0.26754 | -0.067987 | 0.26773 | 0.068109 | 0.00019244 | 0.00012252 | 0.4037 | 0.4037 | 0.4037 | 0.98695 | -0.24833 | 0.98772 | -0.2334 | 27.7267
81 | 0.1563 | 0.039655 | -0.15627 | -0.039636 | 3.0156e-05 | 1.9007e-05 | 0.23641 | 0.23641 | 0.23641 | 0.98451 | -0.29548 | 0.9843 | -0.29949 | 16.2372
82 | 0.0042967 | 0.0010758 | -0.0042964 | -0.0010759 | 2.1065e-07 | -2.6292e-08 | 0.0065755 | 0.0065756 | 0.0065756 | 0.97226 | -0.53506 | 0.97221 | -0.53609 | 1.8065
83 | 0.0036169 | 0.00090555 | -0.0036169 | -0.00090557 | 5.5369e-08 | -2.4314e-08 | 0.0055355 | 0.0055356 | 0.0055356 | 0.97221 | -0.53609 | 0.97219 | -0.53641 | 1.5208
84 | 0.0032025 | 0.00080173 | -0.0032024 | -0.00080181 | 1.1628e-07 | -8.5625e-08 | 0.0049014 | 0.0049014 | 0.0049014 | 0.97219 | -0.53641 | 0.97216 | -0.53717 | 1.3465
85 | 0.0053515 | 0.0013411 | -0.005351 | -0.001341 | 4.8737e-07 | 7.1703e-08 | 0.0081905 | 0.0081906 | 0.0081906 | 0.97223 | -0.53578 | 0.97213 | -0.53769 | 2.2502
86 | -0.0011804 | -0.00029584 | 0.0011804 | 0.00029553 | 2.9271e-08 | -3.0477e-07 | 0.0017678 | 0.0017677 | 0.0017678 | 0.99357 | -0.12199 | 0.99359 | -0.12147 | 0.48567
87 | -0.0030502 | -0.00076414 | 0.0030505 | 0.00076386 | 2.7509e-07 | -2.7934e-07 | 0.0045679 | 0.0045678 | 0.0045679 | 0.99359 | -0.12147 | 0.99369 | -0.11957 | 1.2549
88 | -0.0053849 | -0.0013489 | 0.0053853 | 0.001349 | 3.9843e-07 | 4.3291e-08 | 0.0080635 | 0.0080634 | 0.0080635 | 0.99369 | -0.11957 | 0.99377 | -0.11802 | 2.2152
89 | -0.0098242 | -0.0024612 | 0.0098267 | 0.0024624 | 2.4397e-06 | 1.1717e-06 | 0.01471 | 0.01471 | 0.01471 | 0.99377 | -0.11802 | 0.99404 | -0.1128 | 4.0412
90 | 0.0044389 | 0.0011123 | -0.0044383 | -0.0011123 | 6.2805e-07 | -8.9157e-08 | 0.0066465 | 0.0066467 | 0.0066467 | 0.99377 | -0.11802 | 0.99362 | -0.12099 | 1.826
91 | -0.0098267 | -0.0024624 | 0.0098286 | 0.0024633 | 1.9501e-06 | 9.3646e-07 | 0.01471 | 0.01471 | 0.01471 | 0.99404 | -0.1128 | 0.99425 | -0.10864 | 4.0411
92 | 0.0032024 | 0.00080181 | -0.0032022 | -0.00080193 | 1.6269e-07 | -1.1977e-07 | 0.0049014 | 0.0049015 | 0.0049015 | 0.97216 | -0.53717 | 0.9721 | -0.53824 | 1.3466
93 | 0.00248 | 0.00062118 | -0.0024799 | -0.00062138 | 1.2082e-07 | -1.9975e-07 | 0.0037964 | 0.0037965 | 0.0037965 | 0.97201 | -0.53998 | 0.97196 | -0.54101 | 1.043
94 | -0.003202 | -0.00080213 | 0.0032022 | 0.00080193 | 2.6565e-07 | -1.955e-07 | 0.0049016 | 0.0049015 | 0.0049016 | 0.97201 | -0.53998 | 0.9721 | -0.53824 | 1.3466
95 | 0.0014184 | 0.00035535 | -0.0014184 | -0.00035548 | 1.9432e-08 | -1.2377e-07 | 0.0021714 | 0.0021715 | 0.0021715 | 0.97196 | -0.54101 | 0.97195 | -0.54129 | 0.59656
96 | 0.0033736 | 0.00084543 | -0.0033735 | -0.00084549 | 1.0083e-07 | -6.048e-08 | 0.0051639 | 0.005164 | 0.005164 | 0.97213 | -0.53769 | 0.9721 | -0.53832 | 1.4187
97 | 0.0057362 | 0.0014376 | -0.0057362 | -0.0014376 | 2.1935e-08 | 4.6349e-09 | 0.0087811 | 0.0087811 | 0.0087811 | 0.97204 | -0.53942 | 0.97204 | -0.5395 | 2.4124
98 | -0.013159 | -0.003277 | 0.013159 | 0.0032767 | 4.472e-07 | -2.9764e-07 | 0.020132 | 0.020132 | 0.020132 | 0.97223 | -0.53564 | 0.97227 | -0.53493 | 1.3827
99 | 0.00066193 | 0.00016568 | -0.00066192 | -0.00016589 | 6.7979e-09 | -2.1472e-07 | 0.001013 | 0.0010131 | 0.0010131 | 0.97227 | -0.53493 | 0.97226 | -0.53514 | 0.27831
100 | -0.013821 | -0.0034424 | 0.013822 | 0.003442 | 7.3197e-07 | -3.979e-07 | 0.021145 | 0.021144 | 0.021145 | 0.97227 | -0.53493 | 0.97233 | -0.53381 | 1.4522
101 | 0.014346 | 0.0035727 | -0.014345 | -0.0035732 | 1.2144e-06 | -5.5734e-07 | 0.021945 | 0.021946 | 0.021946 | 0.97242 | -0.53202 | 0.97233 | -0.53381 | 1.5072
102 | 0.1304 | 0.032857 | -0.13035 | -0.032825 | 5.1721e-05 | 3.2398e-05 | 0.1984 | 0.1984 | 0.1984 | 0.97831 | -0.41593 | 0.97789 | -0.42422 | 13.6267
103 | -0.13314 | -0.033544 | 0.13318 | 0.03357 | 4.2372e-05 | 2.6564e-05 | 0.20257 | 0.20257 | 0.20257 | 0.97831 | -0.41593 | 0.97865 | -0.40927 | 13.9129
104 | -0.13842 | -0.034882 | 0.13863 | 0.035017 | 0.00021561 | 0.00013538 | 0.21053 | 0.21053 | 0.21053 | 0.97865 | -0.40927 | 0.98032 | -0.37677 | 14.4594
105 | -0.13863 | -0.035017 | 0.13906 | 0.035285 | 0.00042618 | 0.00026756 | 0.21053 | 0.21053 | 0.21053 | 0.98032 | -0.37677 | 0.98361 | -0.31284 | 14.4593
106 | 0.019429 | 0.0048714 | -0.019423 | -0.0048679 | 5.9093e-06 | 3.558e-06 | 0.029637 | 0.029637 | 0.029637 | 0.97552 | -0.47077 | 0.97519 | -0.47716 | 8.142
107 | -0.14479 | -0.036722 | 0.1448 | 0.036729 | 1.0035e-05 | 6.3096e-06 | 0.2192 | 0.2192 | 0.2192 | 0.98361 | -0.31284 | 0.98368 | -0.31139 | 15.0551
108 | -0.14976 | -0.037972 | 0.1498 | 0.037992 | 3.2402e-05 | 2.0396e-05 | 0.22671 | 0.22671 | 0.22671 | 0.98368 | -0.31139 | 0.98392 | -0.30689 | 15.5704
109 | -0.011867 | -0.0029741 | 0.011869 | 0.0029754 | 2.3487e-06 | 1.2456e-06 | 0.01776 | 0.01776 | 0.01776 | 0.99425 | -0.10864 | 0.99447 | -0.10449 | 4.8791
110 | 0.27668 | 0.070499 | -0.27651 | -0.070391 | 0.00017047 | 0.00010856 | 0.41661 | 0.41661 | 0.41661 | 0.98922 | -0.20474 | 0.98855 | -0.21752 | 28.6135
111 | -0.28304 | -0.072093 | 0.28408 | 0.072756 | 0.001042 | 0.0006637 | 0.42617 | 0.42617 | 0.42617 | 0.98922 | -0.20474 | 0.99319 | -0.12873 | 29.2702
112 | 0.27205 | 0.069272 | -0.27184 | -0.06914 | 0.00020825 | 0.0001326 | 0.4099 | 0.4099 | 0.4099 | 0.98855 | -0.21752 | 0.98772 | -0.2334 | 28.1522
113 | -0.28408 | -0.072756 | 0.28434 | 0.072918 | 0.00025338 | 0.00016139 | 0.42617 | 0.42617 | 0.42617 | 0.99319 | -0.12873 | 0.99416 | -0.11033 | 29.2701
114 | -0.29098 | -0.074582 | 0.29106 | 0.074635 | 8.2503e-05 | 5.2562e-05 | 0.43611 | 0.43611 | 0.43611 | 0.99416 | -0.11033 | 0.99447 | -0.10449 | 29.9528
115 | 0.0066413 | 0.0016645 | -0.0066407 | -0.0016643 | 5.4017e-07 | 1.567e-07 | 0.0099404 | 0.0099404 | 0.0099404 | 0.99416 | -0.11033 | 0.99407 | -0.11204 | 2.7309
116 | -0.30293 | -0.07761 | 0.30335 | 0.077879 | 0.00042196 | 0.00026892 | 0.45387 | 0.45387 | 0.45387 | 0.99447 | -0.10449 | 0.99598 | -0.075785 | 31.1726
117 | -0.30534 | -0.078376 | 0.30568 | 0.078599 | 0.00034951 | 0.00022276 | 0.45684 | 0.45684 | 0.45684 | 0.99598 | -0.075785 | 0.99723 | -0.052228 | 31.3761
118 | -0.1543 | -0.03912 | 0.15435 | 0.039154 | 5.4913e-05 | 3.4598e-05 | 0.23351 | 0.23351 | 0.23351 | 0.98392 | -0.30689 | 0.9843 | -0.29949 | 16.0377
119 | -0.30968 | -0.079601 | 0.31016 | 0.079906 | 0.00047761 | 0.00030443 | 0.4628 | 0.4628 | 0.4628 | 0.99723 | -0.052228 | 0.99891 | -0.020539 | 31.7859
120 | -0.31746 | -0.081734 | 0.31778 | 0.081937 | 0.00031755 | 0.00020244 | 0.47367 | 0.47367 | 0.47367 | 0.99891 | -0.020539 | 1 | 0 | 32.5324

## res_trafo
| p_hv_mw | q_hv_mvar | p_lv_mw | q_lv_mvar | pl_mw | ql_mvar | i_hv_ka | i_lv_ka | vm_hv_pu | va_hv_degree | vm_lv_pu | va_lv_degree | loading_percent
0 | -1.2729e-15 | -1.3162e-15 | 0.00165 | 1.2699e-07 | 0.00165 | 1.2699e-07 | 5.2857e-17 | 0.0023815 | 0.99998 | 149.9956 | 1 | 0 | 0.2619

## res_ext_grid
| p_mw | q_mvar
0 | 0.32812 | 0.084117

## res_load
| p_mw | q_mvar
0 | 0.0015936 | 0.00039938
1 | 0.0012724 | 0.0003189
2 | 0.0011978 | 0.0003002
3 | 0.00083053 | 0.00020815
4 | 0.004164 | 0.0010436
5 | 0.0012982 | 0.00032536
6 | 0.001927 | 0.00048294
7 | 0.0018829 | 0.0004719
8 | 0.0014679 | 0.00036789
9 | 0.0085644 | 0.0021464
10 | 0.001078 | 0.00027018
11 | 0.00073178 | 0.0001834
12 | 0.00042677 | 0.00010696
13 | 0.00065326 | 0.00016372
14 | 0.00061786 | 0.00015485
15 | 0.0016162 | 0.00040506
16 | 0.00072046 | 0.00018056
17 | 0.015618 | 0.0039143
18 | 0.0030921 | 0.00077495
19 | 0.001371 | 0.00034362
20 | 0.0040188 | 0.0010072
21 | 0.00033275 | 8.3395e-05
22 | 0.006209 | 0.0015561
23 | 0.00064549 | 0.00016178
24 | 0.0015895 | 0.00039838
25 | 0.002955 | 0.0007406
26 | 0.0014765 | 0.00037004
27 | 0.00060813 | 0.00015241
28 | 0.0029472 | 0.00073863
29 | 0.0048228 | 0.0012087
30 | 0.0011986 | 0.00030039
31 | 0.0024938 | 0.00062501
32 | 0.015616 | 0.0039139
33 | 0.00088685 | 0.00022227
34 | 0.0024313 | 0.00060935
35 | 0.0012199 | 0.00030574
36 | 0.0016261 | 0.00040755
37 | 0.0031721 | 0.000795
38 | 0.0022857 | 0.00057286
39 | 0.0052409 | 0.0013135
40 | 0.0028906 | 0.00072444
41 | 0.001823 | 0.00045687
42 | 0.0033451 | 0.00083835
43 | 0.001356 | 0.00033984
44 | 0.0018584 | 0.00046577
45 | 0.0018478 | 0.00046311
46 | 0.0026123 | 0.00065471
47 | 0.0017397 | 0.00043601
48 | 0.0028316 | 0.00070966
49 | 0.0028787 | 0.00072147
50 | 0.00071756 | 0.00017984
51 | 0.0019939 | 0.00049971
52 | 0.00096741 | 0.00024246
53 | 0.0033969 | 0.00085134
54 | 0.003376 | 0.00084612
55 | 0.0014091 | 0.00035315
56 | 0.003159 | 0.00079172
57 | 0.0023417 | 0.00058689
58 | 0.0034367 | 0.00086133
59 | 0.007014 | 0.0017579
60 | 0.0051778 | 0.0012977
61 | 0.0019973 | 0.00050056
62 | 0.0038481 | 0.00096443
63 | 0.0021893 | 0.00054868
64 | 0.0031829 | 0.00079771
65 | 0.00067953 | 0.00017031
66 | 0.00041435 | 0.00010384
67 | 0.0040915 | 0.0010254
68 | 0.0011804 | 0.00029584
69 | 0.0018698 | 0.00046861
70 | 0.0023344 | 0.00058506
71 | 0.0044383 | 0.0011123
72 | 0.00072199 | 0.00018095
73 | 0.0010615 | 0.00026603
74 | 0.0014184 | 0.00035548
75 | 0.0019774 | 0.00049557
76 | 0.0033735 | 0.00084549
77 | 0.0076007 | 0.0019049
78 | 0.0057362 | 0.0014376
79 | 0.0025805 | 0.00064672
80 | 0.0011246 | 0.00028184
81 | 0.00048478 | 0.0001215
82 | 0.00052357 | 0.00013122
83 | 0.00066192 | 0.00016589
84 | 0.00274 | 0.00068671
85 | 0.0031766 | 0.00079613
86 | 0.0052327 | 0.0013114
87 | 0.0055161 | 0.0013825
88 | 0.019423 | 0.0048679
89 | 0.0057356 | 0.0014375
90 | 0.0049603 | 0.0012432
91 | 0.0020382 | 0.00051081
92 | 0.0063565 | 0.0015931
93 | 0.0044625 | 0.0011184
94 | 0.0041123 | 0.0010306
95 | 0.0066407 | 0.0016643
96 | 0.0019836 | 0.00049713
97 | 0.0044983 | 0.0011274
98 | 0.0019216 | 0.0004816
99 | 0.0039994 | 0.0010023
100 | 0.0072969 | 0.0018288
101 | 0.0086989 | 0.0021801

## dtypes
| element | column | dtype
0 | bus | name | object
1 | bus | vn_kv | float64
2 | bus | type | object
3 | bus | zone | object
4 | bus | in_service | bool
5 | load | name | object
6 | load | bus | uint32
7 | load | p_mw | float64
8 | load | q_mvar | float64
9 | load | const_z_percent | float64
10 | load | const_i_percent | float64
11 | load | sn_mva | float64
12 | load | scaling | float64
13 | load | in_service | bool
14 | load | type | object
15 | ext_grid | name | object
16 | ext_grid | bus | uint32
17 | ext_grid | vm_pu | float64
18 | ext_grid | va_degree | float64
19 | ext_grid | slack_weight | float64
20 | ext_grid | in_service | bool
21 | line | name | object
22 | line | std_type | object
23 | line | from_bus | uint32
24 | line | to_bus | uint32
25 | line | length_km | float64
26 | line | r_ohm_per_km | float64
27 | line | x_ohm_per_km | float64
28 | line | c_nf_per_km | float64
29 | line | g_us_per_km | float64
30 | line | max_i_ka | float64
31 | line | df | float64
32 | line | parallel | uint32
33 | line | type | object
34 | line | in_service | bool
35 | trafo | name | object
36 | trafo | std_type | object
37 | trafo | hv_bus | uint32
38 | trafo | lv_bus | uint32
39 | trafo | sn_mva | float64
40 | trafo | vn_hv_kv | float64
41 | trafo | vn_lv_kv | float64
42 | trafo | vk_percent | float64
43 | trafo | vkr_percent | float64
44 | trafo | pfe_kw | float64
45 | trafo | i0_percent | float64
46 | trafo | shift_degree | float64
47 | trafo | tap_side | object
48 | trafo | tap_neutral | int32
49 | trafo | tap_min | int32
50 | trafo | tap_max | int32
51 | trafo | tap_step_percent | float64
52 | trafo | tap_step_degree | float64
53 | trafo | tap_pos | int32
54 | trafo | tap_phase_shifter | bool
55 | trafo | parallel | uint32
56 | trafo | df | float64
57 | trafo | in_service | bool
58 | line_geodata | coords | object
59 | bus_geodata | x | float64
60 | bus_geodata | y | float64
61 | bus_geodata | coords | object
62 | res_bus | vm_pu | float64
63 | res_bus | va_degree | float64
64 | res_bus | p_mw | float64
65 | res_bus | q_mvar | float64
66 | res_line | p_from_mw | float64
67 | res_line | q_from_mvar | float64
68 | res_line | p_to_mw | float64
69 | res_line | q_to_mvar | float64
70 | res_line | pl_mw | float64
71 | res_line | ql_mvar | float64
72 | res_line | i_from_ka | float64
73 | res_line | i_to_ka | float64
74 | res_line | i_ka | float64
75 | res_line | vm_from_pu | float64
76 | res_line | va_from_degree | float64
77 | res_line | vm_to_pu | float64
78 | res_line | va_to_degree | float64
79 | res_line | loading_percent | float64
80 | res_trafo | p_hv_mw | float64
81 | res_trafo | q_hv_mvar | float64
82 | res_trafo | p_lv_mw | float64
83 | res_trafo | q_lv_mvar | float64
84 | res_trafo | pl_mw | float64
85 | res_trafo | ql_mvar | float64
86 | res_trafo | i_hv_ka | float64
87 | res_trafo | i_lv_ka | float64
88 | res_trafo | vm_hv_pu | float64
89 | res_trafo | va_hv_degree | float64
90 | res_trafo | vm_lv_pu | float64
91 | res_trafo | va_lv_degree | float64
92 | res_trafo | loading_percent | float64
93 | res_ext_grid | p_mw | float64
94 | res_ext_grid | q_mvar | float64
95 | res_load | p_mw | float64
96 | res_load | q_mvar | float64

## parameters
| version | format_version | converged | OPF_converged | name | f_hz | sn_mva
0 | 2.14.6 | 2.14.0 | TRUE | FALSE |  | 50 | 1