## bus
| name | vn_kv | type | zone | in_service
0 | bus_LV_1322-43_0_5_node_0 | 0.4 | n |  | TRUE
1 | bus_LV_1322-43_0_5_node_1 | 0.4 | n |  | TRUE
2 | bus_LV_1322-43_0_5_node_2 | 0.4 | n |  | TRUE
3 | bus_LV_1322-43_0_5_node_3 | 0.4 | n |  | TRUE
4 | bus_LV_1322-43_0_5_node_4 | 0.4 | n |  | TRUE
5 | bus_LV_1322-43_0_5_node_72 | 0.4 | n |  | TRUE
6 | bus_LV_1322-43_0_5_node_73 | 0.4 | n |  | TRUE
7 | bus_LV_1322-43_0_5_node_5 | 0.4 | n |  | TRUE
8 | bus_LV_1322-43_0_5_node_6 | 0.4 | n |  | TRUE
9 | bus_LV_1322-43_0_5_node_7 | 0.4 | n |  | TRUE
10 | bus_LV_1322-43_0_5_node_8 | 0.4 | n |  | TRUE
11 | bus_LV_1322-43_0_5_node_9 | 0.4 | n |  | TRUE
12 | bus_LV_1322-43_0_5_node_10 | 0.4 | n |  | TRUE
13 | bus_LV_1322-43_0_5_node_11 | 0.4 | n |  | TRUE
14 | bus_LV_1322-43_0_5_node_12 | 0.4 | n |  | TRUE
15 | bus_LV_1322-43_0_5_node_13 | 0.4 | n |  | TRUE
16 | bus_LV_1322-43_0_5_node_14 | 0.4 | n |  | TRUE
17 | bus_LV_1322-43_0_5_node_15 | 0.4 | n |  | TRUE
18 | bus_LV_1322-43_0_5_node_75 | 0.4 | n |  | TRUE
19 | bus_LV_1322-43_0_5_node_51 | 0.4 | n |  | TRUE
20 | bus_LV_1322-43_0_5_node_49 | 0.4 | n |  | TRUE
21 | bus_LV_1322-43_0_5_node_44 | 0.4 | n |  | TRUE
22 | bus_LV_1322-43_0_5_node_29 | 0.4 | n |  | TRUE
23 | bus_LV_1322-43_0_5_node_54 | 0.4 | n |  | TRUE
24 | bus_LV_1322-43_0_5_node_100 | 0.4 | n |  | TRUE
25 | bus_LV_1322-43_0_5_node_74 | 0.4 | n |  | TRUE
26 | bus_LV_1322-43_0_5_node_67 | 0.4 | n |  | TRUE
27 | bus_LV_1322-43_0_5_node_69 | 0.4 | n |  | TRUE
28 | bus_LV_1322-43_0_5_node_43 | 0.4 | n |  | TRUE
29 | bus_LV_1322-43_0_5_node_45 | 0.4 | n |  | TRUE
30 | bus_LV_1322-43_0_5_node_28 | 0.4 | n |  | TRUE
31 | bus_LV_1322-43_0_5_node_55 | 0.4 | n |  | TRUE
32 | bus_LV_1322-43_0_5_node_57 | 0.4 | n |  | TRUE
33 | bus_LV_1322-43_0_5_node_58 | 0.4 | n |  | TRUE
34 | bus_LV_1322-43_0_5_node_59 | 0.4 | n |  | TRUE
35 | bus_LV_1322-43_0_5_node_98 | 0.4 | n |  | TRUE
36 | bus_LV_1322-43_0_5_node_77 | 0.4 | n |  | TRUE
37 | bus_LV_1322-43_0_5_node_78 | 0.4 | n |  | TRUE
38 | bus_LV_1322-43_0_5_node_80 | 0.4 | n |  | TRUE
39 | bus_LV_1322-43_0_5_node_146 | 0.4 | n |  | TRUE
40 | bus_LV_1322-43_0_5_node_81 | 0.4 | n |  | TRUE
41 | bus_LV_1322-43_0_5_node_82 | 0.4 | n |  | TRUE
42 | bus_LV_1322-43_0_5_node_83 | 0.4 | n |  | TRUE
43 | bus_LV_1322-43_0_5_node_84 | 0.4 | n |  | TRUE
44 | bus_LV_1322-43_0_5_node_85 | 0.4 | n |  | TRUE
45 | bus_LV_1322-43_0_5_node_86 | 0.4 | n |  | TRUE
46 | bus_LV_1322-43_0_5_node_87 | 0.4 | n |  | TRUE
47 | bus_LV_1322-43_0_5_node_99 | 0.4 | n |  | TRUE
48 | bus_LV_1322-43_0_5_node_101 | 0.4 | n |  | TRUE
49 | bus_LV_1322-43_0_5_node_102 | 0.4 | n |  | TRUE
50 | bus_LV_1322-43_0_5_node_109 | 0.4 | n |  | TRUE
51 | bus_LV_1322-43_0_5_node_133 | 0.4 | n |  | TRUE
52 | bus_LV_1322-43_0_5_node_134 | 0.4 | n |  | TRUE
53 | bus_LV_1322-43_0_5_node_135 | 0.4 | n |  | TRUE
54 | bus_LV_1322-43_0_5_node_136 | 0.4 | n |  | TRUE
55 | bus_LV_1322-43_0_5_node_137 | 0.4 | n |  | TRUE
56 | bus_LV_1322-43_0_5_node_138 | 0.4 | n |  | TRUE
57 | bus_LV_1322-43_0_5_node_139 | 0.4 | n |  | TRUE
58 | bus_LV_1322-43_0_5_node_144 | 0.4 | n |  | TRUE
59 | bus_LV_1322-43_0_5_node_140 | 0.4 | n |  | TRUE
60 | bus_LV_1322-43_0_5_node_141 | 0.4 | n |  | TRUE
61 | bus_LV_1322-43_0_5_node_145 | 0.4 | n |  | TRUE
62 | bus_LV_1322-43_0_5_node_16 | 0.4 | n |  | TRUE
63 | bus_LV_1322-43_0_5_node_17 | 0.4 | n |  | TRUE
64 | bus_LV_1322-43_0_5_node_18 | 0.4 | n |  | TRUE
65 | bus_LV_1322-43_0_5_node_19 | 0.4 | n |  | TRUE
66 | bus_LV_1322-43_0_5_node_20 | 0.4 | n |  | TRUE
67 | bus_LV_1322-43_0_5_node_21 | 0.4 | n |  | TRUE
68 | bus_LV_1322-43_0_5_node_22 | 0.4 | n |  | TRUE
69 | bus_LV_1322-43_0_5_node_23 | 0.4 | n |  | TRUE
70 | bus_LV_1322-43_0_5_node_24 | 0.4 | n |  | TRUE
71 | bus_LV_1322-43_0_5_node_25 | 0.4 | n |  | TRUE
72 | bus_LV_1322-43_0_5_node_26 | 0.4 | n |  | TRUE
73 | bus_LV_1322-43_0_5_node_27 | 0.4 | n |  | TRUE
74 | bus_LV_1322-43_0_5_node_30 | 0.4 | n |  | TRUE
75 | bus_LV_1322-43_0_5_node_46 | 0.4 | n |  | TRUE
76 | bus_LV_1322-43_0_5_node_47 | 0.4 | n |  | TRUE
77 | bus_LV_1322-43_0_5_node_31 | 0.4 | n |  | TRUE
78 | bus_LV_1322-43_0_5_node_32 | 0.4 | n |  | TRUE
79 | bus_LV_1322-43_0_5_node_34 | 0.4 | n |  | TRUE
80 | bus_LV_1322-43_0_5_node_35 | 0.4 | n |  | TRUE
81 | bus_LV_1322-43_0_5_node_36 | 0.4 | n |  | TRUE
82 | bus_LV_1322-43_0_5_node_37 | 0.4 | n |  | TRUE
83 | bus_LV_1322-43_0_5_node_96 | 0.4 | n |  | TRUE
84 | bus_LV_1322-43_0_5_node_97 | 0.4 | n |  | TRUE
85 | bus_LV_1322-43_0_5_node_95 | 0.4 | n |  | TRUE
86 | bus_LV_1322-43_0_5_node_122 | 0.4 | n |  | TRUE
87 | bus_LV_1322-43_0_5_node_118 | 0.4 | n |  | TRUE
88 | bus_LV_1322-43_0_5_node_120 | 0.4 | n |  | TRUE
89 | bus_LV_1322-43_0_5_node_117 | 0.4 | n |  | TRUE
90 | bus_LV_1322-43_0_5_node_121 | 0.4 | n |  | TRUE
91 | bus_LV_1322-43_0_5_node_38 | 0.4 | n |  | TRUE
92 | bus_LV_1322-43_0_5_node_94 | 0.4 | n |  | TRUE
93 | bus_LV_1322-43_0_5_node_93 | 0.4 | n |  | TRUE
94 | bus_LV_1322-43_0_5_node_119 | 0.4 | n |  | TRUE
95 | bus_LV_1322-43_0_5_node_116 | 0.4 | n |  | TRUE
96 | bus_LV_1322-43_0_5_node_60 | 0.4 | n |  | TRUE
97 | bus_LV_1322-43_0_5_node_92 | 0.4 | n |  | TRUE
98 | bus_LV_1322-43_0_5_node_61 | 0.4 | n |  | TRUE
99 | bus_LV_1322-43_0_5_node_114 | 0.4 | n |  | TRUE
100 | bus_LV_1322-43_0_5_node_115 | 0.4 | n |  | TRUE
101 | bus_LV_1322-43_0_5_node_113 | 0.4 | n |  | TRUE
102 | bus_LV_1322-43_0_5_node_39 | 0.4 | n |  | TRUE
103 | bus_LV_1322-43_0_5_node_40 | 0.4 | n |  | TRUE
104 | bus_LV_1322-43_0_5_node_41 | 0.4 | n |  | TRUE
105 | bus_LV_1322-43_0_5_node_42 | 0.4 | n |  | TRUE
106 | bus_LV_1322-43_0_5_node_53 | 0.4 | n |  | TRUE
107 | bus_LV_1322-43_0_5_node_52 | 0.4 | n |  | TRUE
108 | bus_LV_1322-43_0_5_node_48 | 0.4 | n |  | TRUE
109 | bus_LV_1322-43_0_5_node_50 | 0.4 | n |  | TRUE
110 | bus_LV_1322-43_0_5_node_68 | 0.4 | n |  | TRUE
111 | bus_LV_1322-43_0_5_node_65 | 0.4 | n |  | TRUE
112 | bus_LV_1322-43_0_5_node_70 | 0.4 | n |  | TRUE
113 | bus_LV_1322-43_0_5_node_56 | 0.4 | n |  | TRUE
114 | bus_LV_1322-43_0_5_node_148 | 0.4 | n |  | TRUE
115 | bus_LV_1322-43_0_5_node_88 | 0.4 | n |  | TRUE
116 | bus_LV_1322-43_0_5_node_107 | 0.4 | n |  | TRUE
117 | bus_LV_1322-43_0_5_node_129 | 0.4 | n |  | TRUE
118 | bus_LV_1322-43_0_5_node_143 | 0.4 | n |  | TRUE
119 | bus_LV_1322-43_0_5_node_127 | 0.4 | n |  | TRUE
120 | bus_LV_1322-43_0_5_node_142 | 0.4 | n |  | TRUE
121 | bus_LV_1322-43_0_5_node_63 | 0.4 | n |  | TRUE
122 | bus_LV_1322-43_0_5_node_103 | 0.4 | n |  | TRUE
123 | bus_LV_1322-43_0_5_node_104 | 0.4 | n |  | TRUE
124 | bus_LV_1322-43_0_5_node_105 | 0.4 | n |  | TRUE
125 | bus_LV_1322-43_0_5_node_106 | 0.4 | n |  | TRUE
126 | bus_LV_1322-43_0_5_node_62 | 0.4 | n |  | TRUE
127 | bus_LV_1322-43_0_5_node_91 | 0.4 | n |  | TRUE
128 | bus_LV_1322-43_0_5_node_112 | 0.4 | n |  | TRUE
129 | bus_LV_1322-43_0_5_node_126 | 0.4 | n |  | TRUE
130 | bus_LV_1322-43_0_5_node_128 | 0.4 | n |  | TRUE
131 | bus_LV_1322-43_0_5_node_124 | 0.4 | n |  | TRUE
132 | bus_LV_1322-43_0_5_node_132 | 0.4 | n |  | TRUE
133 | bus_LV_1322-43_0_5_node_130 | 0.4 | n |  | TRUE
134 | bus_LV_1322-43_0_5_node_131 | 0.4 | n |  | TRUE
135 | bus_LV_1322-43_0_5_node_90 | 0.4 | n |  | TRUE
136 | bus_LV_1322-43_0_5_node_89 | 0.4 | n |  | TRUE
137 | bus_LV_1322-43_0_5_node_108 | 0.4 | n |  | TRUE
138 | bus_LV_1322-43_0_5_node_110 | 0.4 | n |  | TRUE
139 | bus_LV_1322-43_0_5_node_111 | 0.4 | n |  | TRUE
140 | bus_LV_1322-43_0_5_node_123 | 0.4 | n |  | TRUE
141 | bus_LV_1322-43_0_5_node_125 | 0.4 | n |  | TRUE
142 | bus_LV_1322-43_0_5_node_64 | 0.4 | n |  | TRUE
143 | bus_LV_1322-43_0_5_node_66 | 0.4 | n |  | TRUE
144 | bus_LV_1322-43_0_5_node_71 | 0.4 | n |  | TRUE
145 | bus_MV_16_0_node_107 | 20 | n |  | TRUE

## load
| name | bus | p_mw | q_mvar | const_z_percent | const_i_percent | sn_mva | scaling | in_service | type
0 | LV_1322-43_0_5_load_0 | 0 | 0.0023452 | 0.00058777 | 0 | 0 |  | 1 | TRUE | wye
1 | LV_1322-43_0_5_load_1 | 1 | 0.0037533 | 0.00094066 | 0 | 0 |  | 1 | TRUE | wye
2 | LV_1322-43_0_5_load_3 | 3 | 0.0018106 | 0.00045378 | 0 | 0 |  | 1 | TRUE | wye
3 | LV_1322-43_0_5_load_72 | 5 | 0.004239 | 0.0010624 | 0 | 0 |  | 1 | TRUE | wye
4 | LV_1322-43_0_5_load_73 | 6 | 0.0032459 | 0.0008135 | 0 | 0 |  | 1 | TRUE | wye
5 | LV_1322-43_0_5_load_5 | 7 | 0.0056158 | 0.0014075 | 0 | 0 |  | 1 | TRUE | wye
6 | LV_1322-43_0_5_load_8 | 10 | 0.01329 | 0.0033309 | 0 | 0 |  | 1 | TRUE | wye
7 | LV_1322-43_0_5_load_9 | 11 | 0.0034287 | 0.00085931 | 0 | 0 |  | 1 | TRUE | wye
8 | LV_1322-43_0_5_load_10 | 12 | 0.0079519 | 0.0019929 | 0 | 0 |  | 1 | TRUE | wye
9 | LV_1322-43_0_5_load_12 | 14 | 0.003089 | 0.00077418 | 0 | 0 |  | 1 | TRUE | wye
10 | LV_1322-43_0_5_load_15 | 17 | 0.0034908 | 0.00087489 | 0 | 0 |  | 1 | TRUE | wye
11 | LV_1322-43_0_5_load_75 | 18 | 0.0057825 | 0.0014492 | 0 | 0 |  | 1 | TRUE | wye
12 | LV_1322-43_0_5_load_49 | 20 | 0.006939 | 0.0017391 | 0 | 0 |  | 1 | TRUE | wye
13 | LV_1322-43_0_5_load_44 | 21 | 0.0065411 | 0.0016394 | 0 | 0 |  | 1 | TRUE | wye
14 | LV_1322-43_0_5_load_29 | 22 | 0.0028469 | 0.0007135 | 0 | 0 |  | 1 | TRUE | wye
15 | LV_1322-43_0_5_load_54 | 23 | 0.001707 | 0.00042781 | 0 | 0 |  | 1 | TRUE | wye
16 | LV_1322-43_0_5_load_100 | 24 | 0.0017083 | 0.00042815 | 0 | 0 |  | 1 | TRUE | wye
17 | LV_1322-43_0_5_load_74 | 25 | 0.0049406 | 0.0012382 | 0 | 0 |  | 1 | TRUE | wye
18 | LV_1322-43_0_5_load_69 | 27 | 0.0029792 | 0.00074667 | 0 | 0 |  | 1 | TRUE | wye
19 | LV_1322-43_0_5_load_43 | 28 | 0.0025034 | 0.0006274 | 0 | 0 |  | 1 | TRUE | wye
20 | LV_1322-43_0_5_load_45 | 29 | 0.0032715 | 0.0008199 | 0 | 0 |  | 1 | TRUE | wye
21 | LV_1322-43_0_5_load_28 | 30 | 0.0075099 | 0.0018822 | 0 | 0 |  | 1 | TRUE | wye
22 | LV_1322-43_0_5_load_55 | 31 | 0.0034155 | 0.00085601 | 0 | 0 |  | 1 | TRUE | wye
23 | LV_1322-43_0_5_load_58 | 33 | 0.0023374 | 0.0005858 | 0 | 0 |  | 1 | TRUE | wye
24 | LV_1322-43_0_5_load_59 | 34 | 0.0063851 | 0.0016003 | 0 | 0 |  | 1 | TRUE | wye
25 | LV_1322-43_0_5_load_98 | 35 | 0.0027205 | 0.00068183 | 0 | 0 |  | 1 | TRUE | wye
26 | LV_1322-43_0_5_load_77 | 36 | 0.0035624 | 0.00089283 | 0 | 0 |  | 1 | TRUE | wye
27 | LV_1322-43_0_5_load_78 | 37 | 0.0027956 | 0.00070064 | 0 | 0 |  | 1 | TRUE | wye
28 | LV_1322-43_0_5_load_80 | 38 | 0.0050357 | 0.0012621 | 0 | 0 |  | 1 | TRUE | wye
29 | LV_1322-43_0_5_load_146 | 39 | 0.0028015 | 0.00070213 | 0 | 0 |  | 1 | TRUE | wye
30 | LV_1322-43_0_5_load_81 | 40 | 0.0025917 | 0.00064955 | 0 | 0 |  | 1 | TRUE | wye
31 | LV_1322-43_0_5_load_82 | 41 | 0.002648 | 0.00066366 | 0 | 0 |  | 1 | TRUE | wye
32 | LV_1322-43_0_5_load_83 | 42 | 0.0052599 | 0.0013183 | 0 | 0 |  | 1 | TRUE | wye
33 | LV_1322-43_0_5_load_84 | 43 | 0.004537 | 0.0011371 | 0 | 0 |  | 1 | TRUE | wye
34 | LV_1322-43_0_5_load_85 | 44 | 0.0038418 | 0.00096285 | 0 | 0 |  | 1 | TRUE | wye
35 | LV_1322-43_0_5_load_86 | 45 | 0.0058156 | 0.0014575 | 0 | 0 |  | 1 | TRUE | wye
36 | LV_1322-43_0_5_load_87 | 46 | 0.0057098 | 0.001431 | 0 | 0 |  | 1 | TRUE | wye
37 | LV_1322-43_0_5_load_99 | 47 | 0.0068204 | 0.0017094 | 0 | 0 |  | 1 | TRUE | wye
38 | LV_1322-43_0_5_load_101 | 48 | 0.001707 | 0.00042781 | 0 | 0 |  | 1 | TRUE | wye
39 | LV_1322-43_0_5_load_102 | 49 | 0.001707 | 0.00042781 | 0 | 0 |  | 1 | TRUE | wye
40 | LV_1322-43_0_5_load_109 | 50 | 0.0021749 | 0.00054507 | 0 | 0 |  | 1 | TRUE | wye
41 | LV_1322-43_0_5_load_133 | 51 | 0.0034504 | 0.00086474 | 0 | 0 |  | 1 | TRUE | wye
42 | LV_1322-43_0_5_load_134 | 52 | 0.0034504 | 0.00086474 | 0 | 0 |  | 1 | TRUE | wye
43 | LV_1322-43_0_5_load_135 | 53 | 0.0034504 | 0.00086474 | 0 | 0 |  | 1 | TRUE | wye
44 | LV_1322-43_0_5_load_136 | 54 | 0.0034527 | 0.00086533 | 0 | 0 |  | 1 | TRUE | wye
45 | LV_1322-43_0_5_load_137 | 55 | 0.0038441 | 0.00096341 | 0 | 0 |  | 1 | TRUE | wye
46 | LV_1322-43_0_5_load_138 | 56 | 0.0027956 | 0.00070064 | 0 | 0 |  | 1 | TRUE | wye
47 | LV_1322-43_0_5_load_139 | 57 | 0.0038414 | 0.00096275 | 0 | 0 |  | 1 | TRUE | wye
48 | LV_1322-43_0_5_load_144 | 58 | 0.0028015 | 0.00070213 | 0 | 0 |  | 1 | TRUE | wye
49 | LV_1322-43_0_5_load_140 | 59 | 0.0038414 | 0.00096275 | 0 | 0 |  | 1 | TRUE | wye
50 | LV_1322-43_0_5_load_141 | 60 | 0.0026423 | 0.00066223 | 0 | 0 |  | 1 | TRUE | wye
51 | LV_1322-43_0_5_load_145 | 61 | 0.0027956 | 0.00070064 | 0 | 0 |  | 1 | TRUE | wye
52 | LV_1322-43_0_5_load_16 | 62 | 0.0025322 | 0.00063464 | 0 | 0 |  | 1 | TRUE | wye
53 | LV_1322-43_0_5_load_17 | 63 | 0.0025286 | 0.00063372 | 0 | 0 |  | 1 | TRUE | wye
54 | LV_1322-43_0_5_load_18 | 64 | 0.0024342 | 0.00061006 | 0 | 0 |  | 1 | TRUE | wye
55 | LV_1322-43_0_5_load_19 | 65 | 0.0025335 | 0.00063496 | 0 | 0 |  | 1 | TRUE | wye
56 | LV_1322-43_0_5_load_20 | 66 | 0.0024341 | 0.00061005 | 0 | 0 |  | 1 | TRUE | wye
57 | LV_1322-43_0_5_load_22 | 68 | 0.0024329 | 0.00060974 | 0 | 0 |  | 1 | TRUE | wye
58 | LV_1322-43_0_5_load_23 | 69 | 0.0049737 | 0.0012465 | 0 | 0 |  | 1 | TRUE | wye
59 | LV_1322-43_0_5_load_24 | 70 | 0.014301 | 0.0035842 | 0 | 0 |  | 1 | TRUE | wye
60 | LV_1322-43_0_5_load_25 | 71 | 0.01429 | 0.0035813 | 0 | 0 |  | 1 | TRUE | wye
61 | LV_1322-43_0_5_load_26 | 72 | 0.014067 | 0.0035256 | 0 | 0 |  | 1 | TRUE | wye
62 | LV_1322-43_0_5_load_27 | 73 | 0.0049763 | 0.0012472 | 0 | 0 |  | 1 | TRUE | wye
63 | LV_1322-43_0_5_load_30 | 74 | 0.0029659 | 0.00074332 | 0 | 0 |  | 1 | TRUE | wye
64 | LV_1322-43_0_5_load_46 | 75 | 0.0029676 | 0.00074376 | 0 | 0 |  | 1 | TRUE | wye
65 | LV_1322-43_0_5_load_47 | 76 | 0.0052624 | 0.0013189 | 0 | 0 |  | 1 | TRUE | wye
66 | LV_1322-43_0_5_load_31 | 77 | 0.014294 | 0.0035824 | 0 | 0 |  | 1 | TRUE | wye
67 | LV_1322-43_0_5_load_34 | 79 | 0.019314 | 0.0048405 | 0 | 0 |  | 1 | TRUE | wye
68 | LV_1322-43_0_5_load_35 | 80 | 0.019321 | 0.0048424 | 0 | 0 |  | 1 | TRUE | wye
69 | LV_1322-43_0_5_load_36 | 81 | 0.0065912 | 0.0016519 | 0 | 0 |  | 1 | TRUE | wye
70 | LV_1322-43_0_5_load_37 | 82 | 0.0032591 | 0.00081682 | 0 | 0 |  | 1 | TRUE | wye
71 | LV_1322-43_0_5_load_96 | 83 | 0.0026361 | 0.00066068 | 0 | 0 |  | 1 | TRUE | wye
72 | LV_1322-43_0_5_load_97 | 84 | 0.0021691 | 0.00054363 | 0 | 0 |  | 1 | TRUE | wye
73 | LV_1322-43_0_5_load_95 | 85 | 0.0019725 | 0.00049437 | 0 | 0 |  | 1 | TRUE | wye
74 | LV_1322-43_0_5_load_122 | 86 | 0.0024082 | 0.00060356 | 0 | 0 |  | 1 | TRUE | wye
75 | LV_1322-43_0_5_load_118 | 87 | 0.0025393 | 0.00063642 | 0 | 0 |  | 1 | TRUE | wye
76 | LV_1322-43_0_5_load_120 | 88 | 0.0023331 | 0.00058473 | 0 | 0 |  | 1 | TRUE | wye
77 | LV_1322-43_0_5_load_117 | 89 | 0.0025972 | 0.00065091 | 0 | 0 |  | 1 | TRUE | wye
78 | LV_1322-43_0_5_load_38 | 91 | 0.0032366 | 0.00081116 | 0 | 0 |  | 1 | TRUE | wye
79 | LV_1322-43_0_5_load_94 | 92 | 0.0020273 | 0.0005081 | 0 | 0 |  | 1 | TRUE | wye
80 | LV_1322-43_0_5_load_93 | 93 | 0.0026971 | 0.00067596 | 0 | 0 |  | 1 | TRUE | wye
81 | LV_1322-43_0_5_load_119 | 94 | 0.0025068 | 0.00062826 | 0 | 0 |  | 1 | TRUE | wye
82 | LV_1322-43_0_5_load_116 | 95 | 0.0033738 | 0.00084555 | 0 | 0 |  | 1 | TRUE | wye
83 | LV_1322-43_0_5_load_60 | 96 | 0.0052679 | 0.0013203 | 0 | 0 |  | 1 | TRUE | wye
84 | LV_1322-43_0_5_load_92 | 97 | 0.0018707 | 0.00046885 | 0 | 0 |  | 1 | TRUE | wye
85 | LV_1322-43_0_5_load_61 | 98 | 0.006339 | 0.0015887 | 0 | 0 |  | 1 | TRUE | wye
86 | LV_1322-43_0_5_load_114 | 99 | 0.0032096 | 0.0008044 | 0 | 0 |  | 1 | TRUE | wye
87 | LV_1322-43_0_5_load_115 | 100 | 0.00323 | 0.00080952 | 0 | 0 |  | 1 | TRUE | wye
88 | LV_1322-43_0_5_load_113 | 101 | 0.0048026 | 0.0012036 | 0 | 0 |  | 1 | TRUE | wye
89 | LV_1322-43_0_5_load_39 | 102 | 0.0024329 | 0.00060974 | 0 | 0 |  | 1 | TRUE | wye
90 | LV_1322-43_0_5_load_40 | 103 | 0.0024342 | 0.00061006 | 0 | 0 |  | 1 | TRUE | wye
91 | LV_1322-43_0_5_load_41 | 104 | 0.010911 | 0.0027345 | 0 | 0 |  | 1 | TRUE | wye
92 | LV_1322-43_0_5_load_42 | 105 | 0.0025034 | 0.0006274 | 0 | 0 |  | 1 | TRUE | wye
93 | LV_1322-43_0_5_load_53 | 106 | 0.0028491 | 0.00071406 | 0 | 0 |  | 1 | TRUE | wye
94 | LV_1322-43_0_5_load_52 | 107 | 0.002616 | 0.00065562 | 0 | 0 |  | 1 | TRUE | wye
95 | LV_1322-43_0_5_load_48 | 108 | 0.0027699 | 0.0006942 | 0 | 0 |  | 1 | TRUE | wye
96 | LV_1322-43_0_5_load_50 | 109 | 0.0027699 | 0.0006942 | 0 | 0 |  | 1 | TRUE | wye
97 | LV_1322-43_0_5_load_68 | 110 | 0.0027866 | 0.00069838 | 0 | 0 |  | 1 | TRUE | wye
98 | LV_1322-43_0_5_load_56 | 113 | 0.002157 | 0.0005406 | 0 | 0 |  | 1 | TRUE | wye
99 | LV_1322-43_0_5_load_148 | 114 | 0.0043127 | 0.0010809 | 0 | 0 |  | 1 | TRUE | wye
100 | LV_1322-43_0_5_load_88 | 115 | 0.0050321 | 0.0012612 | 0 | 0 |  | 1 | TRUE | wye
101 | LV_1322-43_0_5_load_107 | 116 | 0.002157 | 0.0005406 | 0 | 0 |  | 1 | TRUE | wye
102 | LV_1322-43_0_5_load_129 | 117 | 0.0026396 | 0.00066156 | 0 | 0 |  | 1 | TRUE | wye
103 | LV_1322-43_0_5_load_143 | 118 | 0.0026431 | 0.00066241 | 0 | 0 |  | 1 | TRUE | wye
104 | LV_1322-43_0_5_load_127 | 119 | 0.0024326 | 0.00060966 | 0 | 0 |  | 1 | TRUE | wye
105 | LV_1322-43_0_5_load_142 | 120 | 0.0026384 | 0.00066125 | 0 | 0 |  | 1 | TRUE | wye
106 | LV_1322-43_0_5_load_63 | 121 | 0.0031698 | 0.00079442 | 0 | 0 |  | 1 | TRUE | wye
107 | LV_1322-43_0_5_load_103 | 122 | 0.0021076 | 0.00052822 | 0 | 0 |  | 1 | TRUE | wye
108 | LV_1322-43_0_5_load_104 | 123 | 0.002157 | 0.0005406 | 0 | 0 |  | 1 | TRUE | wye
109 | LV_1322-43_0_5_load_105 | 124 | 0.002157 | 0.0005406 | 0 | 0 |  | 1 | TRUE | wye
110 | LV_1322-43_0_5_load_106 | 125 | 0.0026364 | 0.00066075 | 0 | 0 |  | 1 | TRUE | wye
111 | LV_1322-43_0_5_load_62 | 126 | 0.0031688 | 0.00079417 | 0 | 0 |  | 1 | TRUE | wye
112 | LV_1322-43_0_5_load_91 | 127 | 0.0029327 | 0.000735 | 0 | 0 |  | 1 | TRUE | wye
113 | LV_1322-43_0_5_load_112 | 128 | 0.0031687 | 0.00079416 | 0 | 0 |  | 1 | TRUE | wye
114 | LV_1322-43_0_5_load_126 | 129 | 0.0023575 | 0.00059084 | 0 | 0 |  | 1 | TRUE | wye
115 | LV_1322-43_0_5_load_128 | 130 | 0.0023534 | 0.00058982 | 0 | 0 |  | 1 | TRUE | wye
116 | LV_1322-43_0_5_load_124 | 131 | 0.0024332 | 0.00060983 | 0 | 0 |  | 1 | TRUE | wye
117 | LV_1322-43_0_5_load_132 | 132 | 0.0023581 | 0.000591 | 0 | 0 |  | 1 | TRUE | wye
118 | LV_1322-43_0_5_load_130 | 133 | 0.0023585 | 0.0005911 | 0 | 0 |  | 1 | TRUE | wye
119 | LV_1322-43_0_5_load_131 | 134 | 0.0023544 | 0.00059008 | 0 | 0 |  | 1 | TRUE | wye
120 | LV_1322-43_0_5_load_90 | 135 | 0.0016923 | 0.00042414 | 0 | 0 |  | 1 | TRUE | wye
121 | LV_1322-43_0_5_load_89 | 136 | 0.0033091 | 0.00082934 | 0 | 0 |  | 1 | TRUE | wye
122 | LV_1322-43_0_5_load_108 | 137 | 0.0034807 | 0.00087234 | 0 | 0 |  | 1 | TRUE | wye
123 | LV_1322-43_0_5_load_110 | 138 | 0.0031698 | 0.00079442 | 0 | 0 |  | 1 | TRUE | wye
124 | LV_1322-43_0_5_load_111 | 139 | 0.0031687 | 0.00079416 | 0 | 0 |  | 1 | TRUE | wye
125 | LV_1322-43_0_5_load_123 | 140 | 0.0024326 | 0.00060966 | 0 | 0 |  | 1 | TRUE | wye
126 | LV_1322-43_0_5_load_125 | 141 | 0.0024366 | 0.00061067 | 0 | 0 |  | 1 | TRUE | wye
127 | LV_1322-43_0_5_load_64 | 142 | 0.02584 | 0.0064761 | 0 | 0 |  | 1 | TRUE | wye
128 | LV_1322-43_0_5_load_66 | 143 | 0.0050618 | 0.0012686 | 0 | 0 |  | 1 | TRUE | wye
129 | LV_1322-43_0_5_load_71 | 144 | 0.0029771 | 0.00074614 | 0 | 0 |  | 1 | TRUE | wye

## ext_grid
| name | bus | vm_pu | va_degree | slack_weight | in_service
0 |  | 121 | 1 | 0 | 1 | TRUE

## line
| name | std_type | from_bus | to_bus | length_km | r_ohm_per_km | x_ohm_per_km | c_nf_per_km | g_us_per_km | max_i_ka | df | parallel | type | in_service
0 | LV_1322-43_0_5_line_0 |  | 0 | 1 | 0.0072184 | 0.125 | 0.08 | 261 | 0 | 0.364 | 1 | 1 | cs | TRUE
1 | LV_1322-43_0_5_line_1 |  | 0 | 2 | 0.035216 | 0.125 | 0.08 | 261 | 0 | 0.364 | 1 | 1 | cs | TRUE
2 | LV_1322-43_0_5_line_2 |  | 1 | 3 | 0.026263 | 0.125 | 0.08 | 261 | 0 | 0.364 | 1 | 1 | cs | TRUE
3 | LV_1322-43_0_5_line_3 |  | 2 | 4 | 0.018901 | 0.125 | 0.08 | 261 | 0 | 0.364 | 1 | 1 | cs | TRUE
4 | LV_1322-43_0_5_line_4 |  | 4 | 5 | 0.039359 | 0.125 | 0.08 | 261 | 0 | 0.364 | 1 | 1 | cs | TRUE
5 | LV_1322-43_0_5_line_5 |  | 5 | 6 | 0.0092658 | 0.125 | 0.08 | 261 | 0 | 0.364 | 1 | 1 | cs | TRUE
6 | LV_1322-43_0_5_line_6 |  | 6 | 25 | 0.018003 | 0.125 | 0.08 | 261 | 0 | 0.364 | 1 | 1 | cs | TRUE
7 | LV_1322-43_0_5_line_7 |  | 7 | 8 | 0.0016235 | 0.125 | 0.08 | 261 | 0 | 0.364 | 1 | 1 | cs | TRUE
8 | LV_1322-43_0_5_line_8 |  | 7 | 9 | 0.041697 | 0.125 | 0.08 | 261 | 0 | 0.364 | 1 | 1 | cs | TRUE
9 | LV_1322-43_0_5_line_9 |  | 8 | 10 | 0.027405 | 0.125 | 0.08 | 261 | 0 | 0.364 | 1 | 1 | cs | TRUE
10 | LV_1322-43_0_5_line_10 |  | 8 | 11 | 0.010834 | 0.125 | 0.08 | 261 | 0 | 0.364 | 1 | 1 | cs | TRUE
11 | LV_1322-43_0_5_line_11 |  | 9 | 12 | 0.020582 | 0.125 | 0.08 | 261 | 0 | 0.364 | 1 | 1 | cs | TRUE
12 | LV_1322-43_0_5_line_12 |  | 9 | 13 | 0.012519 | 0.125 | 0.08 | 261 | 0 | 0.364 | 1 | 2 | cs | TRUE
13 | LV_1322-43_0_5_line_13 |  | 10 | 14 | 0.0045427 | 0.125 | 0.08 | 261 | 0 | 0.364 | 1 | 1 | cs | TRUE
14 | LV_1322-43_0_5_line_14 |  | 11 | 15 | 0.0066768 | 0.125 | 0.08 | 261 | 0 | 0.364 | 1 | 1 | cs | TRUE
15 | LV_1322-43_0_5_line_15 |  | 12 | 16 | 0.013926 | 0.125 | 0.08 | 261 | 0 | 0.364 | 1 | 1 | cs | TRUE
16 | LV_1322-43_0_5_line_16 |  | 13 | 17 | 0.064684 | 0.125 | 0.08 | 261 | 0 | 0.364 | 1 | 4 | cs | TRUE
17 | LV_1322-43_0_5_line_17 |  | 14 | 18 | 0.028381 | 0.125 | 0.08 | 261 | 0 | 0.364 | 1 | 1 | cs | TRUE
18 | LV_1322-43_0_5_line_18 |  | 15 | 19 | 0.024709 | 0.125 | 0.08 | 261 | 0 | 0.364 | 1 | 1 | cs | TRUE
19 | LV_1322-43_0_5_line_19 |  | 15 | 20 | 0.021437 | 0.125 | 0.08 | 261 | 0 | 0.364 | 1 | 1 | cs | TRUE
20 | LV_1322-43_0_5_line_20 |  | 16 | 21 | 0.012669 | 0.125 | 0.08 | 261 | 0 | 0.364 | 1 | 1 | cs | TRUE
21 | LV_1322-43_0_5_line_21 |  | 16 | 22 | 0.0077504 | 0.125 | 0.08 | 261 | 0 | 0.364 | 1 | 1 | cs | TRUE
22 | LV_1322-43_0_5_line_22 |  | 17 | 23 | 6.0716e-05 | 0.125 | 0.08 | 261 | 0 | 0.364 | 1 | 4 | cs | TRUE
23 | LV_1322-43_0_5_line_23 |  | 17 | 24 | 0.05183 | 0.125 | 0.08 | 261 | 0 | 0.364 | 1 | 4 | cs | TRUE
24 | LV_1322-43_0_5_line_24 |  | 18 | 25 | 0.00045024 | 0.125 | 0.08 | 261 | 0 | 0.364 | 1 | 1 | cs | TRUE
25 | LV_1322-43_0_5_line_25 |  | 19 | 26 | 0.007706 | 0.125 | 0.08 | 261 | 0 | 0.364 | 1 | 1 | cs | TRUE
26 | LV_1322-43_0_5_line_26 |  | 19 | 27 | 0.021313 | 0.125 | 0.08 | 261 | 0 | 0.364 | 1 | 1 | cs | TRUE
27 | LV_1322-43_0_5_line_27 |  | 20 | 28 | 0.016983 | 0.125 | 0.08 | 261 | 0 | 0.364 | 1 | 1 | cs | TRUE
28 | LV_1322-43_0_5_line_28 |  | 21 | 29 | 0.017889 | 0.125 | 0.08 | 261 | 0 | 0.364 | 1 | 1 | cs | TRUE
29 | LV_1322-43_0_5_line_29 |  | 22 | 30 | 0.011247 | 0.125 | 0.08 | 261 | 0 | 0.364 | 1 | 1 | cs | TRUE
30 | LV_1322-43_0_5_line_30 |  | 23 | 31 | 0.0011314 | 0.125 | 0.08 | 261 | 0 | 0.364 | 1 | 4 | cs | TRUE
31 | LV_1322-43_0_5_line_31 |  | 24 | 48 | 0.00016491 | 0.125 | 0.08 | 261 | 0 | 0.364 | 1 | 4 | cs | TRUE
32 | LV_1322-43_0_5_line_32 |  | 24 | 47 | 0.0073529 | 0.125 | 0.08 | 261 | 0 | 0.364 | 1 | 1 | cs | TRUE
33 | LV_1322-43_0_5_line_33 |  | 26 | 110 | 0.013895 | 0.125 | 0.08 | 261 | 0 | 0.364 | 1 | 1 | cs | TRUE
34 | LV_1322-43_0_5_line_34 |  | 26 | 111 | 0.062816 | 0.125 | 0.08 | 261 | 0 | 0.364 | 1 | 1 | cs | TRUE
35 | LV_1322-43_0_5_line_35 |  | 27 | 112 | 0.01218 | 0.125 | 0.08 | 261 | 0 | 0.364 | 1 | 1 | cs | TRUE
36 | LV_1322-43_0_5_line_36 |  | 28 | 105 | 0.00038342 | 0.125 | 0.08 | 261 | 0 | 0.364 | 1 | 1 | cs | TRUE
37 | LV_1322-43_0_5_line_37 |  | 29 | 106 | 0.013162 | 0.125 | 0.08 | 261 | 0 | 0.364 | 1 | 1 | cs | TRUE
38 | LV_1322-43_0_5_line_38 |  | 30 | 68 | 0.027632 | 0.125 | 0.08 | 261 | 0 | 0.364 | 1 | 1 | cs | TRUE
39 | LV_1322-43_0_5_line_39 |  | 31 | 113 | 0.026756 | 0.125 | 0.08 | 261 | 0 | 0.364 | 1 | 4 | cs | TRUE
40 | LV_1322-43_0_5_line_40 |  | 32 | 33 | 0.02842 | 0.125 | 0.08 | 261 | 0 | 0.364 | 1 | 1 | cs | TRUE
41 | LV_1322-43_0_5_line_41 |  | 32 | 34 | 0.013141 | 0.125 | 0.08 | 261 | 0 | 0.364 | 1 | 1 | cs | TRUE
42 | LV_1322-43_0_5_line_42 |  | 33 | 35 | 0.0012855 | 0.125 | 0.08 | 261 | 0 | 0.364 | 1 | 1 | cs | TRUE
43 | LV_1322-43_0_5_line_43 |  | 35 | 47 | 0.027325 | 0.125 | 0.08 | 261 | 0 | 0.364 | 1 | 1 | cs | TRUE
44 | LV_1322-43_0_5_line_44 |  | 36 | 37 | 0.015492 | 0.125 | 0.08 | 261 | 0 | 0.364 | 1 | 1 | cs | TRUE
45 | LV_1322-43_0_5_line_45 |  | 37 | 38 | 0.005319 | 0.125 | 0.08 | 261 | 0 | 0.364 | 1 | 4 | cs | TRUE
46 | LV_1322-43_0_5_line_46 |  | 37 | 39 | 0.066254 | 0.125 | 0.08 | 261 | 0 | 0.364 | 1 | 2 | cs | TRUE
47 | LV_1322-43_0_5_line_47 |  | 38 | 40 | 0.0089982 | 0.125 | 0.08 | 261 | 0 | 0.364 | 1 | 4 | cs | TRUE
48 | LV_1322-43_0_5_line_48 |  | 39 | 61 | 0.00014204 | 0.125 | 0.08 | 261 | 0 | 0.364 | 1 | 1 | cs | TRUE
49 | LV_1322-43_0_5_line_49 |  | 40 | 41 | 0.00063921 | 0.125 | 0.08 | 261 | 0 | 0.364 | 1 | 4 | cs | TRUE
50 | LV_1322-43_0_5_line_50 |  | 41 | 42 | 0.016995 | 0.125 | 0.08 | 261 | 0 | 0.364 | 1 | 4 | cs | TRUE
51 | LV_1322-43_0_5_line_51 |  | 42 | 43 | 0.0074758 | 0.125 | 0.08 | 261 | 0 | 0.364 | 1 | 4 | cs | TRUE
52 | LV_1322-43_0_5_line_52 |  | 43 | 44 | 0.018181 | 0.125 | 0.08 | 261 | 0 | 0.364 | 1 | 4 | cs | TRUE
53 | LV_1322-43_0_5_line_53 |  | 44 | 45 | 0.0068824 | 0.125 | 0.08 | 261 | 0 | 0.364 | 1 | 4 | cs | TRUE
54 | LV_1322-43_0_5_line_54 |  | 45 | 46 | 0.0088821 | 0.125 | 0.08 | 261 | 0 | 0.364 | 1 | 4 | cs | TRUE
55 | LV_1322-43_0_5_line_55 |  | 46 | 115 | 0.026603 | 0.125 | 0.08 | 261 | 0 | 0.364 | 1 | 4 | cs | TRUE
56 | LV_1322-43_0_5_line_56 |  | 48 | 49 | 0.00017109 | 0.125 | 0.08 | 261 | 0 | 0.364 | 1 | 4 | cs | TRUE
57 | LV_1322-43_0_5_line_57 |  | 49 | 50 | 0.018062 | 0.125 | 0.08 | 261 | 0 | 0.364 | 1 | 4 | cs | TRUE
58 | LV_1322-43_0_5_line_58 |  | 50 | 116 | 0.0095288 | 0.125 | 0.08 | 261 | 0 | 0.364 | 1 | 4 | cs | TRUE
59 | LV_1322-43_0_5_line_59 |  | 51 | 52 | 0.00021125 | 0.125 | 0.08 | 261 | 0 | 0.364 | 1 | 1 | cs | TRUE
60 | LV_1322-43_0_5_line_60 |  | 51 | 53 | 0.00019843 | 0.125 | 0.08 | 261 | 0 | 0.364 | 1 | 1 | cs | TRUE
61 | LV_1322-43_0_5_line_61 |  | 52 | 54 | 0.00019956 | 0.125 | 0.08 | 261 | 0 | 0.364 | 1 | 1 | cs | TRUE
62 | LV_1322-43_0_5_line_62 |  | 53 | 55 | 0.036843 | 0.125 | 0.08 | 261 | 0 | 0.364 | 1 | 1 | cs | TRUE
63 | LV_1322-43_0_5_line_63 |  | 54 | 56 | 0.028704 | 0.125 | 0.08 | 261 | 0 | 0.364 | 1 | 1 | cs | TRUE
64 | LV_1322-43_0_5_line_64 |  | 55 | 57 | 0.00019403 | 0.125 | 0.08 | 261 | 0 | 0.364 | 1 | 1 | cs | TRUE
65 | LV_1322-43_0_5_line_65 |  | 56 | 58 | 0.00014204 | 0.125 | 0.08 | 261 | 0 | 0.364 | 1 | 1 | cs | TRUE
66 | LV_1322-43_0_5_line_66 |  | 57 | 59 | 0.00019142 | 0.125 | 0.08 | 261 | 0 | 0.364 | 1 | 1 | cs | TRUE
67 | LV_1322-43_0_5_line_67 |  | 58 | 61 | 0.0001411 | 0.125 | 0.08 | 261 | 0 | 0.364 | 1 | 1 | cs | TRUE
68 | LV_1322-43_0_5_line_68 |  | 59 | 60 | 0.031604 | 0.125 | 0.08 | 261 | 0 | 0.364 | 1 | 1 | cs | TRUE
69 | LV_1322-43_0_5_line_69 |  | 60 | 120 | 0.00021212 | 0.125 | 0.08 | 261 | 0 | 0.364 | 1 | 1 | cs | TRUE
70 | LV_1322-43_0_5_line_70 |  | 62 | 63 | 0.00018746 | 0.125 | 0.08 | 261 | 0 | 0.364 | 1 | 1 | cs | TRUE
71 | LV_1322-43_0_5_line_71 |  | 62 | 64 | 0.028487 | 0.125 | 0.08 | 261 | 0 | 0.364 | 1 | 1 | cs | TRUE
72 | LV_1322-43_0_5_line_72 |  | 63 | 65 | 0.00018528 | 0.125 | 0.08 | 261 | 0 | 0.364 | 1 | 1 | cs | TRUE
73 | LV_1322-43_0_5_line_73 |  | 64 | 66 | 0.00018766 | 0.125 | 0.08 | 261 | 0 | 0.364 | 1 | 1 | cs | TRUE
74 | LV_1322-43_0_5_line_74 |  | 65 | 67 | 0.024324 | 0.125 | 0.08 | 261 | 0 | 0.364 | 1 | 1 | cs | TRUE
75 | LV_1322-43_0_5_line_75 |  | 66 | 68 | 0.00018838 | 0.125 | 0.08 | 261 | 0 | 0.364 | 1 | 1 | cs | TRUE
76 | LV_1322-43_0_5_line_76 |  | 67 | 69 | 0.020543 | 0.125 | 0.08 | 261 | 0 | 0.364 | 1 | 1 | cs | TRUE
77 | LV_1322-43_0_5_line_77 |  | 69 | 70 | 0.0065464 | 0.125 | 0.08 | 261 | 0 | 0.364 | 1 | 1 | cs | TRUE
78 | LV_1322-43_0_5_line_78 |  | 70 | 71 | 0.0064988 | 0.125 | 0.08 | 261 | 0 | 0.364 | 1 | 1 | cs | TRUE
79 | LV_1322-43_0_5_line_79 |  | 72 | 73 | 0.0060648 | 0.125 | 0.08 | 261 | 0 | 0.364 | 1 | 1 | cs | TRUE
80 | LV_1322-43_0_5_line_80 |  | 73 | 74 | 0.017823 | 0.125 | 0.08 | 261 | 0 | 0.364 | 1 | 1 | cs | TRUE
81 | LV_1322-43_0_5_line_81 |  | 74 | 75 | 0.0095614 | 0.125 | 0.08 | 261 | 0 | 0.364 | 1 | 1 | cs | TRUE
82 | LV_1322-43_0_5_line_82 |  | 75 | 76 | 0.01502 | 0.125 | 0.08 | 261 | 0 | 0.364 | 1 | 1 | cs | TRUE
83 | LV_1322-43_0_5_line_83 |  | 76 | 108 | 0.0027154 | 0.125 | 0.08 | 261 | 0 | 0.364 | 1 | 1 | cs | TRUE
84 | LV_1322-43_0_5_line_84 |  | 77 | 78 | 0.039209 | 0.125 | 0.08 | 261 | 0 | 0.364 | 1 | 1 | cs | TRUE
85 | LV_1322-43_0_5_line_85 |  | 78 | 79 | 0.021322 | 0.125 | 0.08 | 261 | 0 | 0.364 | 1 | 1 | cs | TRUE
86 | LV_1322-43_0_5_line_86 |  | 79 | 80 | 0.022495 | 0.125 | 0.08 | 261 | 0 | 0.364 | 1 | 1 | cs | TRUE
87 | LV_1322-43_0_5_line_87 |  | 80 | 81 | 0.060872 | 0.125 | 0.08 | 261 | 0 | 0.364 | 1 | 1 | cs | TRUE
88 | LV_1322-43_0_5_line_88 |  | 81 | 82 | 0.0007887 | 0.125 | 0.08 | 261 | 0 | 0.364 | 1 | 1 | cs | TRUE
89 | LV_1322-43_0_5_line_89 |  | 82 | 91 | 0.00052487 | 0.125 | 0.08 | 261 | 0 | 0.364 | 1 | 1 | cs | TRUE
90 | LV_1322-43_0_5_line_90 |  | 83 | 84 | 0.01915 | 0.125 | 0.08 | 261 | 0 | 0.364 | 1 | 4 | cs | TRUE
91 | LV_1322-43_0_5_line_91 |  | 83 | 85 | 0.027196 | 0.125 | 0.08 | 261 | 0 | 0.364 | 1 | 4 | cs | TRUE
92 | LV_1322-43_0_5_line_92 |  | 84 | 86 | 0.022931 | 0.125 | 0.08 | 261 | 0 | 0.364 | 1 | 4 | cs | TRUE
93 | LV_1322-43_0_5_line_93 |  | 85 | 92 | 0.0098182 | 0.125 | 0.08 | 261 | 0 | 0.364 | 1 | 4 | cs | TRUE
94 | LV_1322-43_0_5_line_94 |  | 86 | 90 | 0.013616 | 0.125 | 0.08 | 261 | 0 | 0.364 | 1 | 4 | cs | TRUE
95 | LV_1322-43_0_5_line_95 |  | 87 | 88 | 0.0013549 | 0.125 | 0.08 | 261 | 0 | 0.364 | 1 | 4 | cs | TRUE
96 | LV_1322-43_0_5_line_96 |  | 87 | 89 | 0.034808 | 0.125 | 0.08 | 261 | 0 | 0.364 | 1 | 4 | cs | TRUE
97 | LV_1322-43_0_5_line_97 |  | 88 | 90 | 0.016306 | 0.125 | 0.08 | 261 | 0 | 0.364 | 1 | 4 | cs | TRUE
98 | LV_1322-43_0_5_line_98 |  | 89 | 94 | 0.0090718 | 0.125 | 0.08 | 261 | 0 | 0.364 | 1 | 4 | cs | TRUE
99 | LV_1322-43_0_5_line_99 |  | 91 | 96 | 0.009404 | 0.125 | 0.08 | 261 | 0 | 0.364 | 1 | 1 | cs | TRUE
100 | LV_1322-43_0_5_line_100 |  | 92 | 93 | 0.0054514 | 0.125 | 0.08 | 261 | 0 | 0.364 | 1 | 4 | cs | TRUE
101 | LV_1322-43_0_5_line_101 |  | 93 | 97 | 0.017055 | 0.125 | 0.08 | 261 | 0 | 0.364 | 1 | 4 | cs | TRUE
102 | LV_1322-43_0_5_line_102 |  | 94 | 95 | 0.012458 | 0.125 | 0.08 | 261 | 0 | 0.364 | 1 | 4 | cs | TRUE
103 | LV_1322-43_0_5_line_103 |  | 95 | 100 | 0.00037886 | 0.125 | 0.08 | 261 | 0 | 0.364 | 1 | 4 | cs | TRUE
104 | LV_1322-43_0_5_line_104 |  | 96 | 98 | 0.019725 | 0.125 | 0.08 | 261 | 0 | 0.364 | 1 | 1 | cs | TRUE
105 | LV_1322-43_0_5_line_105 |  | 97 | 127 | 0.0094166 | 0.125 | 0.08 | 261 | 0 | 0.364 | 1 | 4 | cs | TRUE
106 | LV_1322-43_0_5_line_106 |  | 98 | 126 | 0.00053583 | 0.125 | 0.08 | 261 | 0 | 0.364 | 1 | 1 | cs | TRUE
107 | LV_1322-43_0_5_line_107 |  | 99 | 100 | 0.00034651 | 0.125 | 0.08 | 261 | 0 | 0.364 | 1 | 4 | cs | TRUE
108 | LV_1322-43_0_5_line_108 |  | 99 | 101 | 0.012433 | 0.125 | 0.08 | 261 | 0 | 0.364 | 1 | 4 | cs | TRUE
109 | LV_1322-43_0_5_line_109 |  | 101 | 128 | 0.016531 | 0.125 | 0.08 | 261 | 0 | 0.364 | 1 | 4 | cs | TRUE
110 | LV_1322-43_0_5_line_110 |  | 102 | 103 | 0.00062232 | 0.125 | 0.08 | 261 | 0 | 0.364 | 1 | 1 | cs | TRUE
111 | LV_1322-43_0_5_line_111 |  | 102 | 104 | 0.0039901 | 0.125 | 0.08 | 261 | 0 | 0.364 | 1 | 1 | cs | TRUE
112 | LV_1322-43_0_5_line_112 |  | 104 | 105 | 0.020959 | 0.125 | 0.08 | 261 | 0 | 0.364 | 1 | 1 | cs | TRUE
113 | LV_1322-43_0_5_line_113 |  | 106 | 107 | 0.0084123 | 0.125 | 0.08 | 261 | 0 | 0.364 | 1 | 1 | cs | TRUE
114 | LV_1322-43_0_5_line_114 |  | 107 | 109 | 0.0092465 | 0.125 | 0.08 | 261 | 0 | 0.364 | 1 | 1 | cs | TRUE
115 | LV_1322-43_0_5_line_115 |  | 108 | 109 | 0.0091568 | 0.125 | 0.08 | 261 | 0 | 0.364 | 1 | 1 | cs | TRUE
116 | LV_1322-43_0_5_line_116 |  | 111 | 142 | 0.024684 | 0.125 | 0.08 | 261 | 0 | 0.364 | 1 | 1 | cs | TRUE
117 | LV_1322-43_0_5_line_117 |  | 112 | 144 | 0.0093331 | 0.125 | 0.08 | 261 | 0 | 0.364 | 1 | 1 | cs | TRUE
118 | LV_1322-43_0_5_line_118 |  | 113 | 114 | 0.00099713 | 0.125 | 0.08 | 261 | 0 | 0.364 | 1 | 4 | cs | TRUE
119 | LV_1322-43_0_5_line_119 |  | 114 | 121 | 0.034209 | 0.125 | 0.08 | 261 | 0 | 0.364 | 1 | 4 | cs | TRUE
120 | LV_1322-43_0_5_line_120 |  | 115 | 136 | 0.0044561 | 0.125 | 0.08 | 261 | 0 | 0.364 | 1 | 4 | cs | TRUE
121 | LV_1322-43_0_5_line_121 |  | 116 | 124 | 0.00018585 | 0.125 | 0.08 | 261 | 0 | 0.364 | 1 | 4 | cs | TRUE
122 | LV_1322-43_0_5_line_122 |  | 117 | 118 | 0.00021388 | 0.125 | 0.08 | 261 | 0 | 0.364 | 1 | 1 | cs | TRUE
123 | LV_1322-43_0_5_line_123 |  | 117 | 119 | 0.035642 | 0.125 | 0.08 | 261 | 0 | 0.364 | 1 | 1 | cs | TRUE
124 | LV_1322-43_0_5_line_124 |  | 118 | 120 | 0.00021414 | 0.125 | 0.08 | 261 | 0 | 0.364 | 1 | 1 | cs | TRUE
125 | LV_1322-43_0_5_line_125 |  | 119 | 141 | 0.00017123 | 0.125 | 0.08 | 261 | 0 | 0.364 | 1 | 1 | cs | TRUE
126 | LV_1322-43_0_5_line_126 |  | 121 | 126 | 0.00036642 | 0.125 | 0.08 | 261 | 0 | 0.364 | 1 | 1 | cs | TRUE
127 | LV_1322-43_0_5_line_127 |  | 122 | 123 | 4.7714e-05 | 0.125 | 0.08 | 261 | 0 | 0.364 | 1 | 4 | cs | TRUE
128 | LV_1322-43_0_5_line_128 |  | 122 | 124 | 0.00013814 | 0.125 | 0.08 | 261 | 0 | 0.364 | 1 | 4 | cs | TRUE
129 | LV_1322-43_0_5_line_129 |  | 123 | 125 | 0.018856 | 0.125 | 0.08 | 261 | 0 | 0.364 | 1 | 4 | cs | TRUE
130 | LV_1322-43_0_5_line_130 |  | 125 | 137 | 0.010168 | 0.125 | 0.08 | 261 | 0 | 0.364 | 1 | 4 | cs | TRUE
131 | LV_1322-43_0_5_line_131 |  | 127 | 135 | 0.0003896 | 0.125 | 0.08 | 261 | 0 | 0.364 | 1 | 4 | cs | TRUE
132 | LV_1322-43_0_5_line_132 |  | 128 | 139 | 0.0004376 | 0.125 | 0.08 | 261 | 0 | 0.364 | 1 | 4 | cs | TRUE
133 | LV_1322-43_0_5_line_133 |  | 129 | 130 | 0.00018693 | 0.125 | 0.08 | 261 | 0 | 0.364 | 1 | 1 | cs | TRUE
134 | LV_1322-43_0_5_line_134 |  | 129 | 131 | 0.026748 | 0.125 | 0.08 | 261 | 0 | 0.364 | 1 | 1 | cs | TRUE
135 | LV_1322-43_0_5_line_135 |  | 130 | 132 | 0.00018898 | 0.125 | 0.08 | 261 | 0 | 0.364 | 1 | 1 | cs | TRUE
136 | LV_1322-43_0_5_line_136 |  | 131 | 140 | 0.00017359 | 0.125 | 0.08 | 261 | 0 | 0.364 | 1 | 1 | cs | TRUE
137 | LV_1322-43_0_5_line_137 |  | 132 | 134 | 0.00018866 | 0.125 | 0.08 | 261 | 0 | 0.364 | 1 | 1 | cs | TRUE
138 | LV_1322-43_0_5_line_138 |  | 133 | 134 | 0.00018693 | 0.125 | 0.08 | 261 | 0 | 0.364 | 1 | 1 | cs | TRUE
139 | LV_1322-43_0_5_line_139 |  | 135 | 136 | 0.023263 | 0.125 | 0.08 | 261 | 0 | 0.364 | 1 | 4 | cs | TRUE
140 | LV_1322-43_0_5_line_140 |  | 137 | 138 | 0.0036476 | 0.125 | 0.08 | 261 | 0 | 0.364 | 1 | 4 | cs | TRUE
141 | LV_1322-43_0_5_line_141 |  | 138 | 139 | 0.00042632 | 0.125 | 0.08 | 261 | 0 | 0.364 | 1 | 4 | cs | TRUE
142 | LV_1322-43_0_5_line_142 |  | 140 | 141 | 0.00017179 | 0.125 | 0.08 | 261 | 0 | 0.364 | 1 | 1 | cs | TRUE
143 | LV_1322-43_0_5_line_143 |  | 142 | 143 | 0.018455 | 0.125 | 0.08 | 261 | 0 | 0.364 | 1 | 1 | cs | TRUE

## trafo
| name | std_type | hv_bus | lv_bus | sn_mva | vn_hv_kv | vn_lv_kv | vk_percent | vkr_percent | pfe_kw | i0_percent | shift_degree | tap_side | tap_neutral | tap_min | tap_max | tap_step_percent | tap_step_degree | tap_pos | tap_phase_shifter | parallel | df | in_service
0 | LV_1322-43_0_5_trafo_63 | 0.63 MVA 20/0.4 kV | 145 | 121 | 0.63 | 20 | 0.4 | 6 | 1.206 | 1.65 | 0.2619 | 150 | hv | 0 | -2 | 2 | 2.5 | 0 | 0 | FALSE | 1 | 1 | TRUE

## line_geodata
| x0 | y0 | x1 | y1 | x2 | y2 | x3 | y3 | x4 | y4
0 | 2700899.9733 | 1228507.1048 | 2700895.8789 | 1228506.6451 | 2700892.9882 | 1228505.53
1 | 2700934.9697 | 1228511.0337 | 2700899.9733 | 1228507.1048
2 | 2700868.4851 | 1228496.0776 | 2700892.9882 | 1228505.53
3 | 2700934.9697 | 1228511.0337 | 2700935.2381 | 1228501.0309 | 2700935.48 | 1228492.1396
4 | 2700935.48 | 1228492.1396 | 2700899.371 | 1228476.478
5 | 2700899.371 | 1228476.478 | 2700890.8703 | 1228472.7911
6 | 2700874.3541 | 1228465.6275 | 2700890.8703 | 1228472.7911
7 | 2700818.5936 | 1228441.4425 | 2700818.487 | 1228443.0625
8 | 2700813.9247 | 1228484.3727 | 2700816.3877 | 1228474.9853 | 2700818.487 | 1228443.0625
9 | 2700818.5936 | 1228441.4425 | 2700843.7359 | 1228452.3475
10 | 2700818.5936 | 1228441.4425 | 2700818.8804 | 1228430.612
11 | 2700813.9247 | 1228484.3727 | 2700795.1356 | 1228475.9706
12 | 2700813.9247 | 1228484.3727 | 2700811.5488 | 1228496.6636
13 | 2700847.9035 | 1228454.1551 | 2700843.7359 | 1228452.3475
14 | 2700819.0572 | 1228423.9376 | 2700818.8804 | 1228430.612
15 | 2700781.2945 | 1228475.7246 | 2700794.2562 | 1228475.5774 | 2700795.1356 | 1228475.9706
16 | 2700811.5488 | 1228496.6636 | 2700807.6765 | 1228516.7572 | 2700792.1131 | 1228537.6088 | 2700784.948 | 1228538.2656 | 2700774.8088 | 1228533.9849
17 | 2700847.9035 | 1228454.1551 | 2700873.941 | 1228465.4483
18 | 2700819.7109 | 1228399.2416 | 2700819.0572 | 1228423.9376
19 | 2700819.0572 | 1228423.9376 | 2700797.7937 | 1228421.2188
20 | 2700781.2945 | 1228475.7246 | 2700781.9269 | 1228482.2289 | 2700780.0818 | 1228488.0784
21 | 2700781.2945 | 1228475.7246 | 2700775.173 | 1228470.9711
22 | 2700774.7529 | 1228533.9613 | 2700774.8088 | 1228533.9849
23 | 2700774.8088 | 1228533.9849 | 2700758.6148 | 1228583.2199
24 | 2700873.941 | 1228465.4483 | 2700874.3541 | 1228465.6275
25 | 2700819.7109 | 1228399.2416 | 2700819.9174 | 1228391.5395
26 | 2700819.7109 | 1228399.2416 | 2700837.8713 | 1228410.3965
27 | 2700781.1727 | 1228417.8311 | 2700792.688 | 1228420.566 | 2700797.7937 | 1228421.2188
28 | 2700780.0818 | 1228488.0784 | 2700778.379 | 1228493.4771 | 2700768.321 | 1228496.242 | 2700766.6248 | 1228495.6487
29 | 2700766.2896 | 1228464.0729 | 2700775.173 | 1228470.9711
30 | 2700773.7105 | 1228533.5212 | 2700774.7529 | 1228533.9613
31 | 2700758.6148 | 1228583.2199 | 2700758.4548 | 1228583.1799
32 | 2700758.6148 | 1228583.2199 | 2700763.0386 | 1228584.3283 | 2700765.7388 | 1228585.0396
33 | 2700819.9174 | 1228391.5395 | 2700823.8004 | 1228378.1977
34 | 2700761.4728 | 1228368.21 | 2700776.9301 | 1228375.5438 | 2700819.9174 | 1228391.5395
35 | 2700848.25 | 1228416.7716 | 2700837.8713 | 1228410.3965
36 | 2700780.7997 | 1228417.7425 | 2700781.1727 | 1228417.8311
37 | 2700754.201 | 1228491.303 | 2700766.6248 | 1228495.6487
38 | 2700766.2896 | 1228464.0729 | 2700766.2896 | 1228464.0729 | 2700740.2291 | 1228454.8866
39 | 2700773.7105 | 1228533.5212 | 2700749.0618 | 1228523.1146
40 | 2700819.7715 | 1228603.0032 | 2700793.28 | 1228592.7133
41 | 2700819.7715 | 1228603.0032 | 2700830.9806 | 1228609.8614
42 | 2700792.0817 | 1228592.2479 | 2700793.28 | 1228592.7133
43 | 2700792.0817 | 1228592.2479 | 2700789.9277 | 1228591.4112 | 2700765.7388 | 1228585.0396
44 | 2700814.9281 | 1228639.8451 | 2700814.8649 | 1228639.8471 | 2700799.5158 | 1228638.2794
45 | 2700794.2243 | 1228637.7389 | 2700799.5158 | 1228638.2794
46 | 2700799.5158 | 1228638.2794 | 2700793.219 | 1228704.2333
47 | 2700785.2727 | 1228636.8246 | 2700794.2243 | 1228637.7389
48 | 2700793.219 | 1228704.2333 | 2700793.0775 | 1228704.2212
49 | 2700785.2727 | 1228636.8246 | 2700784.6368 | 1228636.7597
50 | 2700784.6368 | 1228636.7597 | 2700775.9649 | 1228635.874 | 2700767.7943 | 1228634.5433
51 | 2700767.7943 | 1228634.5433 | 2700760.4157 | 1228633.3416
52 | 2700760.4157 | 1228633.3416 | 2700744.0349 | 1228630.6737 | 2700742.5559 | 1228630.1047
53 | 2700736.1325 | 1228627.6334 | 2700742.5559 | 1228630.1047
54 | 2700736.1325 | 1228627.6334 | 2700727.8428 | 1228624.444
55 | 2700727.8428 | 1228624.444 | 2700720.4535 | 1228621.6011 | 2700703.7242 | 1228617.8151 | 2700702.2031 | 1228617.6201
56 | 2700758.4548 | 1228583.1799 | 2700758.2889 | 1228583.1383
57 | 2700740.7687 | 1228578.7488 | 2700758.2889 | 1228583.1383
58 | 2700740.7687 | 1228578.7488 | 2700731.5256 | 1228576.4331
59 | 2700763.9966 | 1228701.7338 | 2700763.7861 | 1228701.7158
60 | 2700763.7861 | 1228701.7158 | 2700763.5884 | 1228701.6989
61 | 2700764.1955 | 1228701.7508 | 2700763.9966 | 1228701.7338
62 | 2700763.5884 | 1228701.6989 | 2700726.8795 | 1228698.559
63 | 2700764.1955 | 1228701.7508 | 2700792.7954 | 1228704.1971
64 | 2700726.8795 | 1228698.559 | 2700726.6862 | 1228698.5425
65 | 2700792.9369 | 1228704.2092 | 2700792.7954 | 1228704.1971
66 | 2700726.6862 | 1228698.5425 | 2700726.4955 | 1228698.5261
67 | 2700793.0775 | 1228704.2212 | 2700792.9369 | 1228704.2092
68 | 2700726.4955 | 1228698.5261 | 2700718.0711 | 1228697.8056 | 2700694.9899 | 1228696.0337
69 | 2700694.9899 | 1228696.0337 | 2700694.7784 | 1228696.0175
70 | 2700712.831 | 1228445.2289 | 2700713.0078 | 1228445.2912
71 | 2700739.8744 | 1228454.7616 | 2700713.0078 | 1228445.2912
72 | 2700712.6563 | 1228445.1673 | 2700712.831 | 1228445.2289
73 | 2700739.8744 | 1228454.7616 | 2700740.0514 | 1228454.824
74 | 2700693.7813 | 1228431.2656 | 2700702.2023 | 1228441.4823 | 2700712.6563 | 1228445.1673
75 | 2700740.0514 | 1228454.824 | 2700740.2291 | 1228454.8866
76 | 2700693.7813 | 1228431.2656 | 2700676.3727 | 1228442.1714
77 | 2700676.3727 | 1228442.1714 | 2700670.825 | 1228445.6468
78 | 2700665.3176 | 1228449.0969 | 2700665.3176 | 1228449.0969 | 2700670.825 | 1228445.6468
79 | 2700686.3002 | 1228467.5519 | 2700680.5756 | 1228465.5494
80 | 2700686.3002 | 1228467.5519 | 2700703.1237 | 1228473.4366
81 | 2700703.1237 | 1228473.4366 | 2700712.1489 | 1228476.5935
82 | 2700712.1489 | 1228476.5935 | 2700726.3262 | 1228481.5526
83 | 2700728.8893 | 1228482.4492 | 2700726.3262 | 1228481.5526
84 | 2700590.1957 | 1228461.4241 | 2700594.3113 | 1228422.4318
85 | 2700590.1957 | 1228461.4241 | 2700608.8287 | 1228471.7896
86 | 2700628.5423 | 1228482.62 | 2700626.3756 | 1228481.5508 | 2700608.8287 | 1228471.7896
87 | 2700628.5423 | 1228482.62 | 2700636.4316 | 1228486.5134 | 2700663.4788 | 1228492.342 | 2700686.4761 | 1228500.5138
88 | 2700686.4761 | 1228500.5138 | 2700687.2192 | 1228500.7779
89 | 2700687.2192 | 1228500.7779 | 2700687.7138 | 1228500.9536
90 | 2700592.6768 | 1228591.1633 | 2700595.3508 | 1228596.5659 | 2700602.6743 | 1228602.2161 | 2700606.3638 | 1228603.3901
91 | 2700632.9205 | 1228608.7374 | 2700616.5889 | 1228606.6436 | 2700606.3638 | 1228603.3901
92 | 2700592.6768 | 1228591.1633 | 2700590.2726 | 1228586.3058 | 2700590.0033 | 1228575.3488 | 2700591.9044 | 1228569.0802
93 | 2700632.9205 | 1228608.7374 | 2700642.659 | 1228609.986
94 | 2700597.2998 | 1228556.6251 | 2700593.1737 | 1228564.8948 | 2700591.9044 | 1228569.0802
95 | 2700614.2732 | 1228552.5318 | 2700612.9213 | 1228552.6213
96 | 2700614.2732 | 1228552.5318 | 2700621.097 | 1228552.0798 | 2700648.4581 | 1228557.8785
97 | 2700597.2998 | 1228556.6251 | 2700606.5226 | 1228553.0452 | 2700612.9213 | 1228552.6213
98 | 2700657.3328 | 1228559.7593 | 2700648.4581 | 1228557.8785
99 | 2700687.7138 | 1228500.9536 | 2700696.5751 | 1228504.1024
100 | 2700642.659 | 1228609.986 | 2700648.0661 | 1228610.6792
101 | 2700664.9829 | 1228612.8481 | 2700648.0661 | 1228610.6792
102 | 2700657.3328 | 1228559.7593 | 2700669.5201 | 1228562.3421
103 | 2700669.8907 | 1228562.4207 | 2700669.5201 | 1228562.3421
104 | 2700715.1614 | 1228510.7069 | 2700696.5751 | 1228504.1024
105 | 2700664.9829 | 1228612.8481 | 2700674.3231 | 1228614.0456
106 | 2700715.1614 | 1228510.7069 | 2700715.6663 | 1228510.8863
107 | 2700670.2297 | 1228562.4925 | 2700669.8907 | 1228562.4207
108 | 2700670.2297 | 1228562.4925 | 2700682.3923 | 1228565.0701
109 | 2700698.564 | 1228568.4974 | 2700682.3923 | 1228565.0701
110 | 2700756.8487 | 1228409.0856 | 2700757.4172 | 1228409.3386
111 | 2700757.4172 | 1228409.3386 | 2700761.0628 | 1228410.9605
112 | 2700780.7997 | 1228417.7425 | 2700771.1607 | 1228415.4531 | 2700761.0628 | 1228410.9605
113 | 2700754.201 | 1228491.303 | 2700746.2605 | 1228488.5255
114 | 2700737.5326 | 1228485.4725 | 2700746.2605 | 1228488.5255
115 | 2700728.8893 | 1228482.4492 | 2700737.5326 | 1228485.4725
116 | 2700761.4728 | 1228368.21 | 2700750.3107 | 1228390.2255
117 | 2700848.25 | 1228416.7716 | 2700856.2035 | 1228421.6549
118 | 2700748.1432 | 1228522.7268 | 2700749.0618 | 1228523.1146
119 | 2700716.0116 | 1228511.009 | 2700743.6533 | 1228520.8312 | 2700748.1432 | 1228522.7268
120 | 2700697.7832 | 1228617.0534 | 2700702.2031 | 1228617.6201
121 | 2700731.5256 | 1228576.4331 | 2700731.3453 | 1228576.3879
122 | 2700694.5649 | 1228696.0011 | 2700694.3517 | 1228695.9847
123 | 2700658.8141 | 1228693.2567 | 2700694.3517 | 1228695.9847
124 | 2700694.7784 | 1228696.0175 | 2700694.5649 | 1228696.0011
125 | 2700658.8141 | 1228693.2567 | 2700658.6434 | 1228693.2436
126 | 2700715.6663 | 1228510.8863 | 2700716.0116 | 1228511.009
127 | 2700731.2113 | 1228576.3543 | 2700731.165 | 1228576.3427
128 | 2700731.3453 | 1228576.3879 | 2700731.2113 | 1228576.3543
129 | 2700712.8741 | 1228571.7601 | 2700731.165 | 1228576.3427
130 | 2700712.8741 | 1228571.7601 | 2700706.9169 | 1228570.2676 | 2700702.9775 | 1228569.4327
131 | 2700674.7095 | 1228614.0952 | 2700674.3231 | 1228614.0456
132 | 2700698.9921 | 1228568.5881 | 2700698.564 | 1228568.4974
133 | 2700631.6291 | 1228691.1698 | 2700631.4428 | 1228691.1555
134 | 2700658.299 | 1228693.2171 | 2700631.6291 | 1228691.1698
135 | 2700631.4428 | 1228691.1555 | 2700631.2543 | 1228691.141
136 | 2700658.4721 | 1228693.2304 | 2700658.299 | 1228693.2171
137 | 2700631.2543 | 1228691.141 | 2700631.0662 | 1228691.1266
138 | 2700631.0662 | 1228691.1266 | 2700630.8798 | 1228691.1123
139 | 2700697.7832 | 1228617.0534 | 2700674.7095 | 1228614.0952
140 | 2700699.4092 | 1228568.6765 | 2700702.9775 | 1228569.4327
141 | 2700699.4092 | 1228568.6765 | 2700698.9921 | 1228568.5881
142 | 2700658.6434 | 1228693.2436 | 2700658.4721 | 1228693.2304
143 | 2700741.9652 | 1228406.6856 | 2700750.3107 | 1228390.2255

## bus_geodata
| x | y | coords
0 | 2700899.9733 | 1228507.1048
1 | 2700892.9882 | 1228505.53
2 | 2700934.9697 | 1228511.0337
3 | 2700868.4851 | 1228496.0776
4 | 2700935.48 | 1228492.1396
5 | 2700899.371 | 1228476.478
6 | 2700890.8703 | 1228472.7911
7 | 2700818.487 | 1228443.0625
8 | 2700818.5936 | 1228441.4425
9 | 2700813.9247 | 1228484.3727
10 | 2700843.7359 | 1228452.3475
11 | 2700818.8804 | 1228430.612
12 | 2700795.1356 | 1228475.9706
13 | 2700811.5488 | 1228496.6636
14 | 2700847.9035 | 1228454.1551
15 | 2700819.0572 | 1228423.9376
16 | 2700781.2945 | 1228475.7246
17 | 2700774.8088 | 1228533.9849
18 | 2700873.941 | 1228465.4483
19 | 2700819.7109 | 1228399.2416
20 | 2700797.7937 | 1228421.2188
21 | 2700780.0818 | 1228488.0784
22 | 2700775.173 | 1228470.9711
23 | 2700774.7529 | 1228533.9613
24 | 2700758.6148 | 1228583.2199
25 | 2700874.354 | 1228465.6275
26 | 2700819.9174 | 1228391.5395
27 | 2700837.8713 | 1228410.3966
28 | 2700781.1727 | 1228417.8311
29 | 2700766.6248 | 1228495.6487
30 | 2700766.2896 | 1228464.0729
31 | 2700773.7105 | 1228533.5212
32 | 2700819.7715 | 1228603.0032
33 | 2700793.28 | 1228592.7133
34 | 2700830.9806 | 1228609.8614
35 | 2700792.0817 | 1228592.2479
36 | 2700814.9281 | 1228639.8451
37 | 2700799.5158 | 1228638.2794
38 | 2700794.2243 | 1228637.7389
39 | 2700793.219 | 1228704.2333
40 | 2700785.2727 | 1228636.8246
41 | 2700784.6368 | 1228636.7597
42 | 2700767.7943 | 1228634.5433
43 | 2700760.4157 | 1228633.3416
44 | 2700742.5559 | 1228630.1047
45 | 2700736.1325 | 1228627.6334
46 | 2700727.8428 | 1228624.444
47 | 2700765.7388 | 1228585.0396
48 | 2700758.4548 | 1228583.1799
49 | 2700758.2889 | 1228583.1383
50 | 2700740.7687 | 1228578.7488
51 | 2700763.7861 | 1228701.7158
52 | 2700763.9966 | 1228701.7338
53 | 2700763.5884 | 1228701.6989
54 | 2700764.1955 | 1228701.7508
55 | 2700726.8795 | 1228698.559
56 | 2700792.7954 | 1228704.1971
57 | 2700726.6862 | 1228698.5425
58 | 2700792.9369 | 1228704.2092
59 | 2700726.4955 | 1228698.5261
60 | 2700694.9899 | 1228696.0337
61 | 2700793.0775 | 1228704.2212
62 | 2700713.0078 | 1228445.2912
63 | 2700712.831 | 1228445.2289
64 | 2700739.8744 | 1228454.7616
65 | 2700712.6563 | 1228445.1673
66 | 2700740.0514 | 1228454.824
67 | 2700693.7813 | 1228431.2656
68 | 2700740.2291 | 1228454.8866
69 | 2700676.3727 | 1228442.1714
70 | 2700670.825 | 1228445.6468
71 | 2700665.3176 | 1228449.0969
72 | 2700680.5756 | 1228465.5494
73 | 2700686.3002 | 1228467.5519
74 | 2700703.1237 | 1228473.4366
75 | 2700712.1489 | 1228476.5935
76 | 2700726.3262 | 1228481.5526
77 | 2700594.3113 | 1228422.4318
78 | 2700590.1957 | 1228461.4241
79 | 2700608.8287 | 1228471.7896
80 | 2700628.5423 | 1228482.62
81 | 2700686.4761 | 1228500.5138
82 | 2700687.2192 | 1228500.7779
83 | 2700606.3638 | 1228603.3901
84 | 2700592.6768 | 1228591.1633
85 | 2700632.9205 | 1228608.7374
86 | 2700591.9044 | 1228569.0802
87 | 2700614.2732 | 1228552.5318
88 | 2700612.9213 | 1228552.6213
89 | 2700648.4581 | 1228557.8785
90 | 2700597.2998 | 1228556.6251
91 | 2700687.7138 | 1228500.9536
92 | 2700642.659 | 1228609.986
93 | 2700648.0661 | 1228610.6792
94 | 2700657.3328 | 1228559.7593
95 | 2700669.5201 | 1228562.3421
96 | 2700696.5751 | 1228504.1024
97 | 2700664.9829 | 1228612.8481
98 | 2700715.1614 | 1228510.7069
99 | 2700670.2297 | 1228562.4925
100 | 2700669.8907 | 1228562.4207
101 | 2700682.3923 | 1228565.0701
102 | 2700757.4173 | 1228409.3386
103 | 2700756.8487 | 1228409.0856
104 | 2700761.0628 | 1228410.9605
105 | 2700780.7997 | 1228417.7425
106 | 2700754.201 | 1228491.303
107 | 2700746.2605 | 1228488.5255
108 | 2700728.8893 | 1228482.4492
109 | 2700737.5326 | 1228485.4725
110 | 2700823.8004 | 1228378.1977
111 | 2700761.4728 | 1228368.21
112 | 2700848.25 | 1228416.7716
113 | 2700749.0618 | 1228523.1146
114 | 2700748.1432 | 1228522.7268
115 | 2700702.2031 | 1228617.6201
116 | 2700731.5256 | 1228576.4331
117 | 2700694.3517 | 1228695.9847
118 | 2700694.5649 | 1228696.0011
119 | 2700658.8141 | 1228693.2567
120 | 2700694.7784 | 1228696.0175
121 | 2700716.0116 | 1228511.009
122 | 2700731.2113 | 1228576.3543
123 | 2700731.1651 | 1228576.3427
124 | 2700731.3453 | 1228576.3879
125 | 2700712.8741 | 1228571.7601
126 | 2700715.6663 | 1228510.8863
127 | 2700674.3231 | 1228614.0456
128 | 2700698.564 | 1228568.4974
129 | 2700631.6291 | 1228691.1698
130 | 2700631.4428 | 1228691.1555
131 | 2700658.299 | 1228693.2171
132 | 2700631.2543 | 1228691.141
133 | 2700630.8798 | 1228691.1123
134 | 2700631.0662 | 1228691.1266
135 | 2700674.7095 | 1228614.0952
136 | 2700697.7832 | 1228617.0534
137 | 2700702.9775 | 1228569.4327
138 | 2700699.4092 | 1228568.6765
139 | 2700698.9921 | 1228568.5881
140 | 2700658.4721 | 1228693.2304
141 | 2700658.6434 | 1228693.2436
142 | 2700750.3107 | 1228390.2255
143 | 2700741.9652 | 1228406.6856
144 | 2700856.2035 | 1228421.6549
145 | 2700716.0116 | 1228511.009

## line_std_types
| c_nf_per_km | r_ohm_per_km | x_ohm_per_km | max_i_ka | type | q_mm2 | alpha | voltage_rating
NAYY 4x50 SE | 210 | 0.642 | 0.083 | 0.142 | cs | 50 | 0.00403 | LV
NAYY 4x120 SE | 264 | 0.225 | 0.08 | 0.242 | cs | 120 | 0.00403 | LV
NAYY 4x150 SE | 261 | 0.208 | 0.08 | 0.27 | cs | 150 | 0.00403 | LV
NA2XS2Y 1x95 RM/25 12/20 kV | 216 | 0.313 | 0.132 | 0.252 | cs | 95 | 0.00403 | MV
NA2XS2Y 1x185 RM/25 12/20 kV | 273 | 0.161 | 0.117 | 0.362 | cs | 185 | 0.00403 | MV
NA2XS2Y 1x240 RM/25 12/20 kV | 304 | 0.122 | 0.112 | 0.421 | cs | 240 | 0.00403 | MV
NA2XS2Y 1x95 RM/25 6/10 kV | 315 | 0.313 | 0.123 | 0.249 | cs | 95 | 0.00403 | MV
NA2XS2Y 1x185 RM/25 6/10 kV | 406 | 0.161 | 0.11 | 0.358 | cs | 185 | 0.00403 | MV
NA2XS2Y 1x240 RM/25 6/10 kV | 456 | 0.122 | 0.105 | 0.416 | cs | 240 | 0.00403 | MV
NA2XS2Y 1x150 RM/25 12/20 kV | 250 | 0.206 | 0.116 | 0.319 | cs | 150 | 0.00403 | MV
NA2XS2Y 1x120 RM/25 12/20 kV | 230 | 0.253 | 0.119 | 0.283 | cs | 120 | 0.00403 | MV
NA2XS2Y 1x70 RM/25 12/20 kV | 190 | 0.443 | 0.132 | 0.22 | cs | 70 | 0.00403 | MV
NA2XS2Y 1x150 RM/25 6/10 kV | 360 | 0.206 | 0.11 | 0.315 | cs | 150 | 0.00403 | MV
NA2XS2Y 1x120 RM/25 6/10 kV | 340 | 0.253 | 0.113 | 0.28 | cs | 120 | 0.00403 | MV
NA2XS2Y 1x70 RM/25 6/10 kV | 280 | 0.443 | 0.123 | 0.217 | cs | 70 | 0.00403 | MV
N2XS(FL)2Y 1x120 RM/35 64/110 kV | 112 | 0.153 | 0.166 | 0.366 | cs | 120 | 0.00393 | HV
N2XS(FL)2Y 1x185 RM/35 64/110 kV | 125 | 0.099 | 0.156 | 0.457 | cs | 185 | 0.00393 | HV
N2XS(FL)2Y 1x240 RM/35 64/110 kV | 135 | 0.075 | 0.149 | 0.526 | cs | 240 | 0.00393 | HV
N2XS(FL)2Y 1x300 RM/35 64/110 kV | 144 | 0.06 | 0.144 | 0.588 | cs | 300 | 0.00393 | HV
15-AL1/3-ST1A 0.4 | 11 | 1.8769 | 0.35 | 0.105 | ol | 16 | 0.00403 | LV
24-AL1/4-ST1A 0.4 | 11.25 | 1.2012 | 0.335 | 0.14 | ol | 24 | 0.00403 | LV
48-AL1/8-ST1A 0.4 | 12.2 | 0.5939 | 0.3 | 0.21 | ol | 48 | 0.00403 | LV
94-AL1/15-ST1A 0.4 | 13.2 | 0.306 | 0.29 | 0.35 | ol | 94 | 0.00403 | LV
34-AL1/6-ST1A 10.0 | 9.7 | 0.8342 | 0.36 | 0.17 | ol | 34 | 0.00403 | MV
48-AL1/8-ST1A 10.0 | 10.1 | 0.5939 | 0.35 | 0.21 | ol | 48 | 0.00403 | MV
70-AL1/11-ST1A 10.0 | 10.4 | 0.4132 | 0.339 | 0.29 | ol | 70 | 0.00403 | MV
94-AL1/15-ST1A 10.0 | 10.75 | 0.306 | 0.33 | 0.35 | ol | 94 | 0.00403 | MV
122-AL1/20-ST1A 10.0 | 11.1 | 0.2376 | 0.323 | 0.41 | ol | 122 | 0.00403 | MV
149-AL1/24-ST1A 10.0 | 11.25 | 0.194 | 0.315 | 0.47 | ol | 149 | 0.00403 | MV
34-AL1/6-ST1A 20.0 | 9.15 | 0.8342 | 0.382 | 0.17 | ol | 34 | 0.00403 | MV
48-AL1/8-ST1A 20.0 | 9.5 | 0.5939 | 0.372 | 0.21 | ol | 48 | 0.00403 | MV
70-AL1/11-ST1A 20.0 | 9.7 | 0.4132 | 0.36 | 0.29 | ol | 70 | 0.00403 | MV
94-AL1/15-ST1A 20.0 | 10 | 0.306 | 0.35 | 0.35 | ol | 94 | 0.00403 | MV
122-AL1/20-ST1A 20.0 | 10.3 | 0.2376 | 0.344 | 0.41 | ol | 122 | 0.00403 | MV
149-AL1/24-ST1A 20.0 | 10.5 | 0.194 | 0.337 | 0.47 | ol | 149 | 0.00403 | MV
184-AL1/30-ST1A 20.0 | 10.75 | 0.1571 | 0.33 | 0.535 | ol | 184 | 0.00403 | MV
243-AL1/39-ST1A 20.0 | 11 | 0.1188 | 0.32 | 0.645 | ol | 243 | 0.00403 | MV
48-AL1/8-ST1A 110.0 | 8 | 0.5939 | 0.46 | 0.21 | ol | 48 | 0.00403 | HV
70-AL1/11-ST1A 110.0 | 8.4 | 0.4132 | 0.45 | 0.29 | ol | 70 | 0.00403 | HV
94-AL1/15-ST1A 110.0 | 8.65 | 0.306 | 0.44 | 0.35 | ol | 94 | 0.00403 | HV
122-AL1/20-ST1A 110.0 | 8.5 | 0.2376 | 0.43 | 0.41 | ol | 122 | 0.00403 | HV
149-AL1/24-ST1A 110.0 | 8.75 | 0.194 | 0.41 | 0.47 | ol | 149 | 0.00403 | HV
184-AL1/30-ST1A 110.0 | 8.8 | 0.1571 | 0.4 | 0.535 | ol | 184 | 0.00403 | HV
243-AL1/39-ST1A 110.0 | 9 | 0.1188 | 0.39 | 0.645 | ol | 243 | 0.00403 | HV
305-AL1/39-ST1A 110.0 | 9.2 | 0.0949 | 0.38 | 0.74 | ol | 305 | 0.00403 | HV
490-AL1/64-ST1A 110.0 | 9.75 | 0.059 | 0.37 | 0.96 | ol | 490 | 0.00403 | HV
679-AL1/86-ST1A 110.0 | 9.95 | 0.042 | 0.36 | 1.15 | ol | 679 | 0.00403 | HV
490-AL1/64-ST1A 220.0 | 10 | 0.059 | 0.285 | 0.96 | ol | 490 | 0.00403 | HV
679-AL1/86-ST1A 220.0 | 11.7 | 0.042 | 0.275 | 1.15 | ol | 679 | 0.00403 | HV
490-AL1/64-ST1A 380.0 | 11 | 0.059 | 0.253 | 0.96 | ol | 490 | 0.00403 | HV
679-AL1/86-ST1A 380.0 | 14.6 | 0.042 | 0.25 | 1.15 | ol | 679 | 0.00403 | HV

## trafo_std_types
| i0_percent | pfe_kw | vkr_percent | sn_mva | vn_lv_kv | vn_hv_kv | vk_percent | shift_degree | vector_group | tap_side | tap_neutral | tap_min | tap_max | tap_step_degree | tap_step_percent | tap_phase_shifter
160 MVA 380/110 kV | 0.06 | 60 | 0.25 | 160 | 110 | 380 | 12.2 | 0 | Yy0 | hv | 0 | -9 | 9 | 0 | 1.5 | FALSE
100 MVA 220/110 kV | 0.06 | 55 | 0.26 | 100 | 110 | 220 | 12 | 0 | Yy0 | hv | 0 | -9 | 9 | 0 | 1.5 | FALSE
63 MVA 110/20 kV | 0.04 | 22 | 0.32 | 63 | 20 | 110 | 18 | 150 | YNd5 | hv | 0 | -9 | 9 | 0 | 1.5 | FALSE
40 MVA 110/20 kV | 0.05 | 18 | 0.34 | 40 | 20 | 110 | 16.2 | 150 | YNd5 | hv | 0 | -9 | 9 | 0 | 1.5 | FALSE
25 MVA 110/20 kV | 0.07 | 14 | 0.41 | 25 | 20 | 110 | 12 | 150 | YNd5 | hv | 0 | -9 | 9 | 0 | 1.5 | FALSE
63 MVA 110/10 kV | 0.04 | 22 | 0.32 | 63 | 10 | 110 | 18 | 150 | YNd5 | hv | 0 | -9 | 9 | 0 | 1.5 | FALSE
40 MVA 110/10 kV | 0.05 | 18 | 0.34 | 40 | 10 | 110 | 16.2 | 150 | YNd5 | hv | 0 | -9 | 9 | 0 | 1.5 | FALSE
25 MVA 110/10 kV | 0.07 | 14 | 0.41 | 25 | 10 | 110 | 12 | 150 | YNd5 | hv | 0 | -9 | 9 | 0 | 1.5 | FALSE
0.25 MVA 20/0.4 kV | 0.32 | 0.8 | 1.44 | 0.25 | 0.4 | 20 | 6 | 150 | Yzn5 | hv | 0 | -2 | 2 | 0 | 2.5 | FALSE
0.4 MVA 20/0.4 kV | 0.3375 | 1.35 | 1.425 | 0.4 | 0.4 | 20 | 6 | 150 | Dyn5 | hv | 0 | -2 | 2 | 0 | 2.5 | FALSE
0.63 MVA 20/0.4 kV | 0.2619 | 1.65 | 1.206 | 0.63 | 0.4 | 20 | 6 | 150 | Dyn5 | hv | 0 | -2 | 2 | 0 | 2.5 | FALSE
0.25 MVA 10/0.4 kV | 0.24 | 0.6 | 1.2 | 0.25 | 0.4 | 10 | 4 | 150 | Dyn5 | hv | 0 | -2 | 2 | 0 | 2.5 | FALSE
0.4 MVA 10/0.4 kV | 0.2375 | 0.95 | 1.325 | 0.4 | 0.4 | 10 | 4 | 150 | Dyn5 | hv | 0 | -2 | 2 | 0 | 2.5 | FALSE
0.63 MVA 10/0.4 kV | 0.1873 | 1.18 | 1.0794 | 0.63 | 0.4 | 10 | 4 | 150 | Dyn5 | hv | 0 | -2 | 2 | 0 | 2.5 | FALSE

## trafo3w_std_types
| sn_hv_mva | sn_mv_mva | sn_lv_mva | vn_hv_kv | vn_mv_kv | vn_lv_kv | vk_hv_percent | vk_mv_percent | vk_lv_percent | vkr_hv_percent | vkr_mv_percent | vkr_lv_percent | pfe_kw | i0_percent | shift_mv_degree | shift_lv_degree | vector_group | tap_side | tap_neutral | tap_min | tap_max | tap_step_percent
63/25/38 MVA 110/20/10 kV | 63 | 25 | 38 | 110 | 20 | 10 | 10.4 | 10.4 | 10.4 | 0.28 | 0.32 | 0.35 | 35 | 0.89 | 0 | 0 | YN0yn0yn0 | hv | 0 | -10 | 10 | 1.2
63/25/38 MVA 110/10/10 kV | 63 | 25 | 38 | 110 | 10 | 10 | 10.4 | 10.4 | 10.4 | 0.28 | 0.32 | 0.35 | 35 | 0.89 | 0 | 0 | YN0yn0yn0 | hv | 0 | -10 | 10 | 1.2

## fuse_std_types
| fuse_type | i_rated_a | t_avg | t_min | t_total | x_avg | x_min | x_total
HV 100A | HV 100A | 100 | 0 | [10.0, 3.64, 0.854, 0.281, 0.1, 0.0531, 0.022, 0.01] | [10.0, 4.267, 1.21, 0.403, 0.1, 0.058, 0.022, 0.01] | 0 | [300.0, 350.0, 450.0, 550.0, 700.0, 850.0, 1200.0, 1752.0] | [600.0, 700.0, 900.0, 1150.0, 1665.0, 2000.0, 3000.0, 4313.0]
HV 10A | HV 10A | 10 | 0 | [10.0, 1675.0, 0.344, 0.156, 0.1, 0.0417, 0.0171, 0.01] | [10.0, 1.3, 0.3, 0.155, 0.1, 0.0555, 0.023, 0.01] | 0 | [30.0, 32.0, 35.0, 37.0, 39.0, 50.0, 70.0, 88.0] | [60.0, 70.0, 80.0, 87.0, 94.0, 110.0, 150.0, 216.0]
HV 125A | HV 125A | 125 | 0 | [10.0, 1.82, 0.344, 0.1, 0.0467, 0.0269, 0.01] | [10.0, 2.478, 0.426, 0.1, 0.0427, 0.0211, 0.01] | 0 | [375.0, 500.0, 700.0, 925.0, 1200.0, 1500.0, 2341.0] | [750.0, 1000.0, 1500.0, 2200.0, 3000.0, 4000.0, 5765.0]
HV 160A | HV 160A | 160 | 0 | [10.0, 4.15, 1.03, 0.198, 0.1, 0.051, 0.0172, 0.01] | [10.0, 2.3, 0.734, 0.274, 0.1, 0.046, 0.0177, 0.01] | 0 | [480.0, 550.0, 700.0, 1000.0, 1260.0, 1600.0, 2500.0, 3227.0] | [960.0, 1300.0, 1700.0, 2200.0, 2996.0, 4000.0, 6000.0, 7946.0]
HV 16A | HV 16A | 16 | 0 | [10.0, 0.352, 0.164, 0.1, 0.0649, 0.0342, 0.01] | [10.0, 2.34, 0.722, 0.181, 0.1, 0.055, 0.0296, 0.01] | 0 | [48.0, 60.0, 65.0, 71.0, 80.0, 100.0, 162.0] | [96.0, 110.0, 125.0, 150.0, 168.0, 200.0, 250.0, 398.0]
HV 200A | HV 200A | 200 | 0 | [10.0, 4.267, 1.21, 0.403, 0.1, 0.058, 0.022, 0.01] | [10.0, 3.73, 1.654, 0.328, 0.1, 0.0531, 0.019, 0.01] | 0 | [600.0, 700.0, 900.0, 1150.0, 1665.0, 2000.0, 3000.0, 4313.0] | [1200.0, 1500.0, 1800.0, 2700.0, 3960.0, 5000.0, 7500.0, 10620.0]
HV 20A | HV 20A | 20 | 0 | [10.0, 1.3, 0.3, 0.155, 0.1, 0.0555, 0.023, 0.01] | [10.0, 1.3, 0.161, 0.1, 0.0611, 0.0399, 0.0141, 0.01] | 0 | [60.0, 70.0, 80.0, 87.0, 94.0, 110.0, 150.0, 216.0] | [120.0, 150.0, 200.0, 223.0, 260.0, 300.0, 450.0, 532.0]
HV 25A | HV 25A | 25 | 0 | [10.0, 2.512, 0.833, 0.299, 0.1, 0.0372, 0.0223, 0.01] | [10.0, 3.125, 0.597, 0.198, 0.1, 0.0378, 0.022, 0.01] | 0 | [75.0, 82.0, 90.0, 100.0, 124.0, 170.0, 200.0, 289.0] | [150.0, 170.0, 210.0, 250.0, 294.0, 400.0, 500.0, 711.0]
HV 31.5A | HV 31.5A | 31.5 | 0 | [10.0, 2.34, 0.722, 0.181, 0.1, 0.055, 0.0296, 0.01] | [10.0, 2.84, 0.368, 0.164, 0.1, 0.0621, 0.0378, 0.0195, 0.01] | 0 | [95.0, 110.0, 125.0, 150.0, 165.0, 200.0, 250.0, 390.0] | [189.0, 220.0, 300.0, 350.0, 393.0, 450.0, 530.0, 700.0, 960.0]
HV 40A | HV 40A | 40 | 0 | [10.0, 1.3, 0.161, 0.1, 0.0611, 0.0399, 0.0141, 0.01] | [10.0, 2.05, 0.369, 0.198, 0.1, 0.051, 0.0298, 0.01] | 0 | [120.0, 150.0, 200.0, 223.0, 260.0, 300.0, 450.0, 532.0] | [240.0, 300.0, 400.0, 450.0, 530.0, 650.0, 800.0, 1311.0]
HV 50A | HV 50A | 50 | 0 | [10.0, 3.215, 0.597, 0.198, 0.1, 0.0378, 0.022, 0.01] | [10.0, 3.64, 0.854, 0.281, 0.1, 0.0531, 0.022, 0.01] | 0 | [150.0, 170.0, 210.0, 250.0, 294.0, 400.0, 500.0, 711.0] | [300.0, 350.0, 450.0, 550.0, 700.0, 850.0, 1200.0, 1752.0]
HV 6.3A | HV 6.3A | 6.3 | 0 | [10.0, 1.39, 0.344, 0.168, 0.1, 0.056, 0.0263, 0.01] | [10.0, 1.711, 0.516, 0.198, 0.1, 0.0634, 0.0303, 0.01] | 0 | [19.0, 19.5, 20.4, 20.8, 22.0, 25.0, 32.0, 48.0] | [38.0, 40.0, 43.0, 48.0, 53.0, 60.0, 75.0, 118.0]
HV 63A | HV 63A | 63 | 0 | [10.0, 2.84, 0.368, 0.164, 0.1, 0.0621, 0.0378, 0.0195, 0.01] | [10.0, 1.82, 0.344, 0.1, 0.0467, 0.0269, 0.01] | 0 | [189.0, 220.0, 300.0, 350.0, 393.0, 450.0, 530.0, 700.0, 961.0] | [378.0, 500.0, 700.0, 934.0, 1200.0, 1500.0, 2366.0]
HV 80A | HV 80A | 80 | 0 | [10.0, 2.05, 0.369, 0.198, 0.1, 0.051, 0.0298, 0.01] | [10.0, 4.15, 1.03, 0.198, 0.1, 0.051, 0.0172, 0.01] | 0 | [240.0, 300.0, 400.0, 450.0, 530.0, 650.0, 800.0, 1311.0] | [480.0, 550.0, 700.0, 1000.0, 1260.0, 1600.0, 2500.0, 3227.0]
Siemens NH-1-100 | Siemens NH-1-100 | 100 | [5400.0, 2000.0, 400.0, 20.0, 1.0, 0.2, 0.012, 0.004] | 0 | 0 | [150.0, 190.0, 250.0, 430.0, 900.0, 1250.0, 2700.0, 3600.0] | 0 | 0
Siemens NH-1-125 | Siemens NH-1-125 | 125 | [4800.0, 120.0, 7.0, 0.1, 0.004] | 0 | 0 | [180.0, 400.0, 740.0, 2000.0, 4250.0] | 0 | 0
Siemens NH-1-16 | Siemens NH-1-16 | 16 | [4000.0, 400.0, 2.0, 0.1, 0.04, 0.01] | 0 | 0 | [26.0, 35.0, 75.0, 150.0, 200.0, 300.0] | 0 | 0
Siemens NH-1-160 | Siemens NH-1-160 | 160 | [4800.0, 120.0, 7.0, 0.1, 0.004] | 0 | 0 | [210.0, 500.0, 900.0, 2300.0, 5000.0] | 0 | 0
Siemens NH-1-25 | Siemens NH-1-25 | 25 | [4000.0, 1000.0, 10.0, 0.2, 0.02, 0.01] | 0 | 0 | [40.0, 50.0, 100.0, 210.0, 400.0, 500.0] | 0 | 0
Siemens NH-1-50 | Siemens NH-1-50 | 50 | [4000.0, 40.0, 4.0, 1.0, 0.02, 0.01] | 0 | 0 | [86.0, 200.0, 300.0, 400.0, 1000.0, 1280.0] | 0 | 0
Siemens NH-1-63 | Siemens NH-1-63 | 63 | [4000.0, 100.0, 10.0, 2.0, 0.04, 0.01] | 0 | 0 | [100.0, 200.0, 300.0, 400.0, 1000.0, 1500.0] | 0 | 0
Siemens NH-1-80 | Siemens NH-1-80 | 80 | [4800.0, 120.0, 7.0, 0.1, 0.01] | 0 | 0 | [150.58, 250.0, 450.0, 1150.0, 2470.0] | 0 | 0
Siemens NH-2-1000 | Siemens NH-2-1000 | 1000 | [4800.0, 120.0, 7.0, 0.1, 0.004] | 0 | 0 | [1900.0, 3500.0, 8400.0, 24000.0, 52000.0] | 0 | 0
Siemens NH-2-200 | Siemens NH-2-200 | 200 | [4800.0, 120.0, 7.0, 0.1, 0.004] | 0 | 0 | [280.0, 650.0, 1200.0, 3000.0, 7000.0] | 0 | 0
Siemens NH-2-224 | Siemens NH-2-224 | 224 | [4800.0, 120.0, 7.0, 0.2, 0.04, 0.004] | 0 | 0 | [400.0, 750.0, 1453.0, 3025.0, 4315.0, 7600.0] | 0 | 0
Siemens NH-2-250 | Siemens NH-2-250 | 250 | [4800.0, 120.0, 7.0, 0.1, 0.004] | 0 | 0 | [450.0, 800.0, 1650.0, 4000.0, 8500.0] | 0 | 0
Siemens NH-2-315 | Siemens NH-2-315 | 315 | [4800.0, 120.0, 7.0, 0.1, 0.004] | 0 | 0 | [550.0, 920.0, 1900.0, 5000.0, 11000.0] | 0 | 0
Siemens NH-2-355 | Siemens NH-2-355 | 355 | [4800.0, 120.0, 6.0, 0.1, 0.004] | 0 | 0 | [650.0, 1116.27, 2350.0, 5840.0, 12790.0] | 0 | 0
Siemens NH-2-400 | Siemens NH-2-400 | 400 | [4800.0, 120.0, 7.0, 0.1, 0.004] | 0 | 0 | [720.0, 1350.0, 2800.0, 6500.0, 15000.0] | 0 | 0
Siemens NH-2-425 | Siemens NH-2-425 | 425 | [4800.0, 120.0, 7.0, 0.1, 0.004] | 0 | 0 | [850.0, 1500.0, 3050.0, 7500.0, 16500.0] | 0 | 0
Siemens NH-2-630 | Siemens NH-2-630 | 630 | [4800.0, 120.0, 7.0, 0.1, 0.004] | 0 | 0 | [1200.0, 2000.0, 4800.0, 12000.0, 26000.0] | 0 | 0

## res_bus
| vm_pu | va_degree | p_mw | q_mvar
0 | 0.98065 | -0.37204 | 0.0023452 | 0.00058777
1 | 0.98061 | -0.37277 | 0.0037533 | 0.00094066
2 | 0.9809 | -0.36699 | 0 | 0
3 | 0.98056 | -0.37363 | 0.0018106 | 0.00045378
4 | 0.98104 | -0.36428 | 0 | 0
5 | 0.98133 | -0.35864 | 0.004239 | 0.0010624
6 | 0.98143 | -0.35661 | 0.0032459 | 0.0008135
7 | 0.98375 | -0.31131 | 0.0056158 | 0.0014075
8 | 0.98358 | -0.31462 | 0 | 0
9 | 0.98833 | -0.22241 | 0 | 0
10 | 0.9825 | -0.33563 | 0.01329 | 0.0033309
11 | 0.98287 | -0.32845 | 0.0034287 | 0.00085931
12 | 0.98609 | -0.26579 | 0.0079519 | 0.0019929
13 | 0.9897 | -0.19601 | 0 | 0
14 | 0.98238 | -0.33803 | 0.003089 | 0.00077418
15 | 0.98245 | -0.33657 | 0 | 0
16 | 0.98468 | -0.29325 | 0 | 0
17 | 0.99324 | -0.12812 | 0.0034908 | 0.00087489
18 | 0.9817 | -0.35142 | 0.0057825 | 0.0014492
19 | 0.98155 | -0.35428 | 0 | 0
20 | 0.98191 | -0.34731 | 0.006939 | 0.0017391
21 | 0.98408 | -0.30489 | 0.0065411 | 0.0016394
22 | 0.98426 | -0.30145 | 0.0028469 | 0.0007135
23 | 0.99325 | -0.128 | 0.001707 | 0.00042781
24 | 0.99068 | -0.17714 | 0.0017083 | 0.00042815
25 | 0.98169 | -0.35159 | 0.0049406 | 0.0012382
26 | 0.98131 | -0.35898 | 0 | 0
27 | 0.98143 | -0.35658 | 0.0029792 | 0.00074667
28 | 0.98158 | -0.35369 | 0.0025034 | 0.0006274
29 | 0.98335 | -0.31923 | 0.0032715 | 0.0008199
30 | 0.98368 | -0.31279 | 0.0075099 | 0.0018822
31 | 0.99337 | -0.12572 | 0.0034155 | 0.00085601
32 | 0.9901 | -0.18851 | 0 | 0
33 | 0.99026 | -0.18528 | 0.0023374 | 0.0005858
34 | 0.99002 | -0.19 | 0.0063851 | 0.0016003
35 | 0.99027 | -0.18508 | 0.0027205 | 0.00068183
36 | 0.97759 | -0.43075 | 0.0035624 | 0.00089283
37 | 0.97764 | -0.42974 | 0.0027956 | 0.00070064
38 | 0.97773 | -0.42793 | 0.0050357 | 0.0012621
39 | 0.97552 | -0.47128 | 0.0028015 | 0.00070213
40 | 0.9779 | -0.42465 | 0.0025917 | 0.00064955
41 | 0.97791 | -0.42441 | 0.002648 | 0.00066366
42 | 0.97825 | -0.41781 | 0.0052599 | 0.0013183
43 | 0.97841 | -0.41473 | 0.004537 | 0.0011371
44 | 0.97881 | -0.40686 | 0.0038418 | 0.00096285
45 | 0.97897 | -0.40377 | 0.0058156 | 0.0014575
46 | 0.97919 | -0.39954 | 0.0057098 | 0.001431
47 | 0.99056 | -0.17953 | 0.0068204 | 0.0017094
48 | 0.99068 | -0.17728 | 0.001707 | 0.00042781
49 | 0.99067 | -0.17743 | 0.001707 | 0.00042781
50 | 0.98987 | -0.19269 | 0.0021749 | 0.00054507
51 | 0.97394 | -0.5024 | 0.0034504 | 0.00086474
52 | 0.97395 | -0.50221 | 0.0034504 | 0.00086474
53 | 0.97393 | -0.50257 | 0.0034504 | 0.00086474
54 | 0.97396 | -0.50201 | 0.0034527 | 0.00086533
55 | 0.97243 | -0.53214 | 0.0038441 | 0.00096341
56 | 0.9755 | -0.47177 | 0.0027956 | 0.00070064
57 | 0.97242 | -0.53229 | 0.0038414 | 0.00096275
58 | 0.97551 | -0.47162 | 0.0028015 | 0.00070213
59 | 0.97242 | -0.53241 | 0.0038414 | 0.00096275
60 | 0.97147 | -0.55112 | 0.0026423 | 0.00066223
61 | 0.97551 | -0.47145 | 0.0027956 | 0.00070064
62 | 0.98134 | -0.35844 | 0.0025322 | 0.00063464
63 | 0.98133 | -0.35857 | 0.0025286 | 0.00063372
64 | 0.98242 | -0.33724 | 0.0024342 | 0.00061006
65 | 0.98132 | -0.35869 | 0.0025335 | 0.00063496
66 | 0.98243 | -0.33709 | 0.0024341 | 0.00061005
67 | 0.98057 | -0.37348 | 0 | 0
68 | 0.98244 | -0.33694 | 0.0024329 | 0.00060974
69 | 0.97993 | -0.38599 | 0.0049737 | 0.0012465
70 | 0.97976 | -0.38939 | 0.014301 | 0.0035842
71 | 0.97967 | -0.39107 | 0.01429 | 0.0035813
72 | 0.98095 | -0.36606 | 0.014067 | 0.0035256
73 | 0.98103 | -0.36451 | 0.0049763 | 0.0012472
74 | 0.98135 | -0.35837 | 0.0029659 | 0.00074332
75 | 0.98154 | -0.35456 | 0.0029676 | 0.00074376
76 | 0.98189 | -0.34778 | 0.0052624 | 0.0013189
77 | 0.9936 | -0.12317 | 0.014294 | 0.0035824
78 | 0.99411 | -0.11328 | 0 | 0
79 | 0.99439 | -0.10791 | 0.019314 | 0.0048405
80 | 0.99508 | -0.094589 | 0.019321 | 0.0048424
81 | 0.99802 | -0.038039 | 0.0065912 | 0.0016519
82 | 0.99806 | -0.037218 | 0.0032591 | 0.00081682
83 | 0.9827 | -0.33106 | 0.0026361 | 0.00066068
84 | 0.9833 | -0.31943 | 0.0021691 | 0.00054363
85 | 0.98187 | -0.34726 | 0.0019725 | 0.00049437
86 | 0.98403 | -0.30531 | 0.0024082 | 0.00060356
87 | 0.98504 | -0.28572 | 0.0025393 | 0.00063642
88 | 0.985 | -0.28659 | 0.0023331 | 0.00058473
89 | 0.98621 | -0.26323 | 0.0025972 | 0.00065091
90 | 0.98447 | -0.29678 | 0 | 0
91 | 0.99809 | -0.036641 | 0.0032366 | 0.00081116
92 | 0.98157 | -0.35304 | 0.0020273 | 0.0005081
93 | 0.98141 | -0.35619 | 0.0026971 | 0.00067596
94 | 0.98652 | -0.25727 | 0.0025068 | 0.00062826
95 | 0.98695 | -0.24896 | 0.0033738 | 0.00084555
96 | 0.99865 | -0.025784 | 0.0052679 | 0.0013203
97 | 0.98091 | -0.36586 | 0.0018707 | 0.00046885
98 | 0.99994 | -0.0012411 | 0.006339 | 0.0015887
99 | 0.98697 | -0.24846 | 0.0032096 | 0.0008044
100 | 0.98696 | -0.2487 | 0.00323 | 0.00080952
101 | 0.98743 | -0.23962 | 0.0048026 | 0.0012036
102 | 0.98125 | -0.36016 | 0.0024329 | 0.00060974
103 | 0.98125 | -0.36018 | 0.0024342 | 0.00061006
104 | 0.98127 | -0.3598 | 0.010911 | 0.0027345
105 | 0.98157 | -0.35382 | 0.0025034 | 0.0006274
106 | 0.98285 | -0.32902 | 0.0028491 | 0.00071406
107 | 0.98255 | -0.33485 | 0.002616 | 0.00065562
108 | 0.98196 | -0.34629 | 0.0027699 | 0.0006942
109 | 0.98224 | -0.34083 | 0.0027699 | 0.0006942
110 | 0.98127 | -0.35968 | 0.0027866 | 0.00069838
111 | 0.97951 | -0.39418 | 0 | 0
112 | 0.9814 | -0.35723 | 0 | 0
113 | 0.99621 | -0.071653 | 0.002157 | 0.0005406
114 | 0.99632 | -0.069634 | 0.0043127 | 0.0010809
115 | 0.97987 | -0.3862 | 0.0050321 | 0.0012612
116 | 0.98946 | -0.20066 | 0.002157 | 0.0005406
117 | 0.97145 | -0.55144 | 0.0026396 | 0.00066156
118 | 0.97146 | -0.55134 | 0.0026431 | 0.00066241
119 | 0.97074 | -0.56561 | 0.0024326 | 0.00060966
120 | 0.97146 | -0.55124 | 0.0026384 | 0.00066125
121 | 1 | 0 | -0.55616 | -0.14219
122 | 0.98944 | -0.20093 | 0.0021076 | 0.00052822
123 | 0.98944 | -0.20097 | 0.002157 | 0.0005406
124 | 0.98945 | -0.20081 | 0.002157 | 0.0005406
125 | 0.98866 | -0.21604 | 0.0026364 | 0.00066075
126 | 0.99997 | -0.00051602 | 0.0031688 | 0.00079417
127 | 0.98064 | -0.37112 | 0.0029327 | 0.000735
128 | 0.98806 | -0.22752 | 0.0031687 | 0.00079416
129 | 0.97044 | -0.5716 | 0.0023575 | 0.00059084
130 | 0.97043 | -0.57163 | 0.0023534 | 0.00058982
131 | 0.97073 | -0.56577 | 0.0024332 | 0.00060983
132 | 0.97043 | -0.57166 | 0.0023581 | 0.000591
133 | 0.97043 | -0.57168 | 0.0023585 | 0.0005911
134 | 0.97043 | -0.57168 | 0.0023544 | 0.00059008
135 | 0.98063 | -0.37134 | 0.0016923 | 0.00042414
136 | 0.97999 | -0.38386 | 0.0033091 | 0.00082934
137 | 0.98824 | -0.22405 | 0.0034807 | 0.00087234
138 | 0.98809 | -0.22687 | 0.0031698 | 0.00079442
139 | 0.98808 | -0.2272 | 0.0031687 | 0.00079416
140 | 0.97073 | -0.56573 | 0.0024326 | 0.00060966
141 | 0.97074 | -0.56567 | 0.0024366 | 0.00061067
142 | 0.9788 | -0.40805 | 0.02584 | 0.0064761
143 | 0.97872 | -0.40974 | 0.0050618 | 0.0012686
144 | 0.98137 | -0.35774 | 0.0029771 | 0.00074614
145 | 0.99998 | 149.9956 | 0 | 0

## res_line
| p_from_mw | q_from_mvar | p_to_mw | q_to_mvar | pl_mw | ql_mvar | i_from_ka | i_to_ka | i_ka | vm_from_pu | va_from_degree | vm_to_pu | va_to_degree | loading_percent
0 | 0.0055641 | 0.0013942 | -0.0055639 | -0.0013942 | 1.9295e-07 | 3.2423e-08 | 0.0084428 | 0.0084429 | 0.0084429 | 0.98065 | -0.37204 | 0.98061 | -0.37277 | 2.3195
1 | -0.0079094 | -0.001982 | 0.0079113 | 0.0019827 | 1.9021e-06 | 7.7293e-07 | 0.012001 | 0.012001 | 0.012001 | 0.98065 | -0.37204 | 0.9809 | -0.36699 | 3.2971
2 | 0.0018107 | 0.00045349 | -0.0018106 | -0.00045378 | 7.4347e-08 | -2.8372e-07 | 0.0027475 | 0.0027476 | 0.0027476 | 0.98061 | -0.37277 | 0.98056 | -0.37363 | 0.75483
3 | -0.0079113 | -0.0019827 | 0.0079123 | 0.0019831 | 1.0209e-06 | 4.1473e-07 | 0.012001 | 0.012001 | 0.012001 | 0.9809 | -0.36699 | 0.98104 | -0.36428 | 3.2971
4 | -0.0079123 | -0.0019831 | 0.0079144 | 0.001984 | 2.1258e-06 | 8.6339e-07 | 0.012001 | 0.012001 | 0.012001 | 0.98104 | -0.36428 | 0.98133 | -0.35864 | 3.297
5 | -0.012153 | -0.0030464 | 0.012155 | 0.003047 | 1.1801e-06 | 6.3816e-07 | 0.018429 | 0.018429 | 0.018429 | 0.98133 | -0.35864 | 0.98143 | -0.35661 | 5.0628
6 | -0.0154 | -0.0038605 | 0.015404 | 0.0038627 | 3.6808e-06 | 2.1282e-06 | 0.02335 | 0.02335 | 0.02335 | 0.98143 | -0.35661 | 0.98169 | -0.35159 | 6.4148
7 | 0.1136 | 0.028582 | -0.11358 | -0.028571 | 1.7983e-05 | 1.1489e-05 | 0.17187 | 0.17187 | 0.17187 | 0.98375 | -0.31131 | 0.98358 | -0.31462 | 47.2163
8 | -0.11921 | -0.02999 | 0.11972 | 0.030315 | 0.00050865 | 0.00032501 | 0.18036 | 0.18036 | 0.18036 | 0.98375 | -0.31131 | 0.98833 | -0.22241 | 49.5499
9 | 0.042569 | 0.010695 | -0.042527 | -0.010668 | 4.2637e-05 | 2.694e-05 | 0.064411 | 0.064411 | 0.064411 | 0.98358 | -0.31462 | 0.9825 | -0.33563 | 17.6953
10 | 0.07101 | 0.017876 | -0.070963 | -0.017846 | 4.6914e-05 | 2.9887e-05 | 0.10746 | 0.10746 | 0.10746 | 0.98358 | -0.31462 | 0.98287 | -0.32845 | 29.5211
11 | 0.11855 | 0.029988 | -0.1183 | -0.029831 | 0.00024615 | 0.00015727 | 0.17858 | 0.17858 | 0.17858 | 0.98833 | -0.22241 | 0.98609 | -0.26579 | 49.0607
12 | -0.23827 | -0.060303 | 0.23857 | 0.060496 | 0.00030243 | 0.00019323 | 0.35894 | 0.35894 | 0.35894 | 0.98833 | -0.22241 | 0.9897 | -0.19601 | 49.3053
13 | 0.029236 | 0.0073368 | -0.029233 | -0.0073347 | 3.3405e-06 | 2.0804e-06 | 0.044282 | 0.044282 | 0.044282 | 0.9825 | -0.33563 | 0.98238 | -0.33803 | 12.1655
14 | 0.067535 | 0.016987 | -0.067508 | -0.01697 | 2.6185e-05 | 1.6674e-05 | 0.10227 | 0.10227 | 0.10227 | 0.98287 | -0.32845 | 0.98245 | -0.33657 | 28.095
15 | 0.11035 | 0.027838 | -0.1102 | -0.027745 | 0.00014491 | 9.2567e-05 | 0.16658 | 0.16658 | 0.16658 | 0.98609 | -0.26579 | 0.98468 | -0.29325 | 45.7642
16 | -0.23857 | -0.060496 | 0.23935 | 0.060993 | 0.00078129 | 0.00049669 | 0.35894 | 0.35894 | 0.35894 | 0.9897 | -0.19601 | 0.99324 | -0.12812 | 24.6526
17 | 0.026144 | 0.0065605 | -0.026127 | -0.0065502 | 1.6693e-05 | 1.0324e-05 | 0.039603 | 0.039604 | 0.039604 | 0.98238 | -0.33803 | 0.9817 | -0.35142 | 10.8801
18 | 0.039759 | 0.010007 | -0.039726 | -0.0099858 | 3.3618e-05 | 2.1203e-05 | 0.060234 | 0.060235 | 0.060235 | 0.98245 | -0.33657 | 0.98155 | -0.35428 | 16.548
19 | 0.027749 | 0.0069635 | -0.027735 | -0.0069547 | 1.4202e-05 | 8.8177e-06 | 0.042031 | 0.042031 | 0.042031 | 0.98245 | -0.33657 | 0.98191 | -0.34731 | 11.5471
20 | 0.051186 | 0.012877 | -0.051157 | -0.012859 | 2.8436e-05 | 1.8038e-05 | 0.077367 | 0.077367 | 0.077367 | 0.98468 | -0.29325 | 0.98408 | -0.30489 | 21.2547
21 | 0.059019 | 0.014868 | -0.058995 | -0.014854 | 2.3133e-05 | 1.4706e-05 | 0.089214 | 0.089214 | 0.089214 | 0.98468 | -0.29325 | 0.98426 | -0.30145 | 24.5095
22 | -0.45892 | -0.11699 | 0.45892 | 0.11699 | 2.6961e-06 | 1.7223e-06 | 0.68822 | 0.68822 | 0.68822 | 0.99324 | -0.12812 | 0.99325 | -0.128 | 47.2679
23 | 0.21607 | 0.055123 | -0.21556 | -0.054799 | 0.00051024 | 0.00032388 | 0.32405 | 0.32405 | 0.32405 | 0.99324 | -0.12812 | 0.99068 | -0.17714 | 22.2563
24 | 0.020345 | 0.005101 | -0.020345 | -0.0051009 | 1.6057e-07 | 9.7073e-08 | 0.030839 | 0.030839 | 0.030839 | 0.9817 | -0.35142 | 0.98169 | -0.35159 | 8.4722
25 | 0.033769 | 0.008493 | -0.033761 | -0.0084882 | 7.5764e-06 | 4.7515e-06 | 0.051204 | 0.051204 | 0.051204 | 0.98155 | -0.35428 | 0.98131 | -0.35898 | 14.0669
26 | 0.0059572 | 0.0014928 | -0.0059566 | -0.0014926 | 6.5185e-07 | 1.4783e-07 | 0.009031 | 0.0090311 | 0.0090311 | 0.98155 | -0.35428 | 0.98143 | -0.35658 | 2.4811
27 | 0.020796 | 0.0052156 | -0.020789 | -0.0052118 | 6.3256e-06 | 3.8336e-06 | 0.031516 | 0.031516 | 0.031516 | 0.98191 | -0.34731 | 0.98158 | -0.35369 | 8.6582
28 | 0.044616 | 0.011219 | -0.044585 | -0.0112 | 3.0544e-05 | 1.9321e-05 | 0.067477 | 0.067477 | 0.067477 | 0.98408 | -0.30489 | 0.98335 | -0.31923 | 18.5375
29 | 0.056149 | 0.01414 | -0.056118 | -0.014121 | 3.0409e-05 | 1.9319e-05 | 0.08491 | 0.084911 | 0.084911 | 0.98426 | -0.30145 | 0.98368 | -0.31279 | 23.3271
30 | -0.46062 | -0.11742 | 0.46068 | 0.11745 | 5.0613e-05 | 3.2334e-05 | 0.69078 | 0.69078 | 0.69078 | 0.99325 | -0.128 | 0.99337 | -0.12572 | 47.4436
31 | 0.19558 | 0.04979 | -0.19558 | -0.049789 | 1.3367e-06 | 8.4702e-07 | 0.29404 | 0.29404 | 0.29404 | 0.99068 | -0.17714 | 0.99068 | -0.17728 | 20.1953
32 | 0.01827 | 0.0045805 | -0.018268 | -0.0045793 | 2.0765e-06 | 1.2343e-06 | 0.027442 | 0.027442 | 0.027442 | 0.99068 | -0.17714 | 0.99056 | -0.17953 | 7.5391
33 | 0.0027867 | 0.00069826 | -0.0027866 | -0.00069838 | 9.3039e-08 | -1.1599e-07 | 0.0042255 | 0.0042256 | 0.0042256 | 0.98131 | -0.35898 | 0.98127 | -0.35968 | 1.1609
34 | 0.030974 | 0.0077899 | -0.030922 | -0.0077575 | 5.1987e-05 | 3.248e-05 | 0.046978 | 0.046978 | 0.046978 | 0.98131 | -0.35898 | 0.97951 | -0.39418 | 12.9062
35 | 0.0029773 | 0.00074598 | -0.0029772 | -0.00074607 | 9.3072e-08 | -9.4344e-08 | 0.004514 | 0.0045141 | 0.0045141 | 0.98143 | -0.35658 | 0.9814 | -0.35723 | 1.2401
36 | 0.018286 | 0.0045844 | -0.018286 | -0.0045843 | 1.1049e-07 | 6.5867e-08 | 0.027721 | 0.027721 | 0.027721 | 0.98158 | -0.35369 | 0.98157 | -0.35382 | 7.6156
37 | 0.041314 | 0.01038 | -0.041295 | -0.010368 | 1.9296e-05 | 1.2183e-05 | 0.062526 | 0.062526 | 0.062526 | 0.98335 | -0.31923 | 0.98285 | -0.32902 | 17.1775
38 | 0.048608 | 0.012239 | -0.048552 | -0.012203 | 5.6055e-05 | 3.5525e-05 | 0.07355 | 0.07355 | 0.07355 | 0.98368 | -0.31279 | 0.98244 | -0.33694 | 20.2062
39 | -0.46409 | -0.11831 | 0.46531 | 0.11908 | 0.0012147 | 0.00077602 | 0.69589 | 0.69589 | 0.69589 | 0.99337 | -0.12572 | 0.99621 | -0.071653 | 47.795
40 | -0.0063855 | -0.0016004 | 0.0063865 | 0.0016006 | 9.8152e-07 | 2.6261e-07 | 0.0095968 | 0.0095967 | 0.0095968 | 0.9901 | -0.18851 | 0.99026 | -0.18528 | 2.6365
41 | 0.0063855 | 0.0016004 | -0.0063851 | -0.0016003 | 4.5385e-07 | 1.2147e-07 | 0.0095968 | 0.0095969 | 0.0095969 | 0.9901 | -0.18851 | 0.99002 | -0.19 | 2.6365
42 | -0.0087239 | -0.0021864 | 0.008724 | 0.0021865 | 8.2841e-08 | 3.648e-08 | 0.013109 | 0.013109 | 0.013109 | 0.99026 | -0.18528 | 0.99027 | -0.18508 | 3.6014
43 | -0.011445 | -0.0028683 | 0.011448 | 0.0028699 | 3.0303e-06 | 1.5877e-06 | 0.017197 | 0.017197 | 0.017197 | 0.99027 | -0.18508 | 0.99056 | -0.17953 | 4.7244
44 | -0.0035624 | -0.00089283 | 0.0035626 | 0.00089274 | 1.7082e-07 | -8.4926e-08 | 0.0054225 | 0.0054224 | 0.0054225 | 0.97759 | -0.43075 | 0.97764 | -0.42974 | 1.4897
45 | -0.075296 | -0.018996 | 0.075302 | 0.019 | 6.5545e-06 | 3.9281e-06 | 0.11465 | 0.11465 | 0.11465 | 0.97764 | -0.42974 | 0.97773 | -0.42793 | 7.8742
46 | 0.068937 | 0.017403 | -0.0688 | -0.017317 | 0.00013688 | 8.5948e-05 | 0.10497 | 0.10497 | 0.10497 | 0.97764 | -0.42974 | 0.97552 | -0.47128 | 14.4192
47 | -0.080338 | -0.020262 | 0.08035 | 0.02027 | 1.262e-05 | 7.6254e-06 | 0.12231 | 0.12231 | 0.12231 | 0.97773 | -0.42793 | 0.9779 | -0.42465 | 8.4006
48 | 0.065999 | 0.016615 | -0.065998 | -0.016615 | 5.4012e-07 | 3.439e-07 | 0.1007 | 0.1007 | 0.1007 | 0.97552 | -0.47128 | 0.97551 | -0.47145 | 27.6644
49 | -0.082942 | -0.02092 | 0.082943 | 0.02092 | 9.5526e-07 | 5.7929e-07 | 0.12626 | 0.12626 | 0.12626 | 0.9779 | -0.42465 | 0.97791 | -0.42441 | 8.6714
50 | -0.085591 | -0.021584 | 0.085618 | 0.0216 | 2.7045e-05 | 1.6456e-05 | 0.13029 | 0.13028 | 0.13029 | 0.97791 | -0.42441 | 0.97825 | -0.41781 | 8.9481
51 | -0.090878 | -0.022918 | 0.090891 | 0.022927 | 1.3402e-05 | 8.202e-06 | 0.13829 | 0.13829 | 0.13829 | 0.97825 | -0.41781 | 0.97841 | -0.41473 | 9.4976
52 | -0.095428 | -0.024064 | 0.095464 | 0.024086 | 3.5929e-05 | 2.2081e-05 | 0.14519 | 0.14519 | 0.14519 | 0.97841 | -0.41473 | 0.97881 | -0.40686 | 9.9715
53 | -0.099306 | -0.025049 | 0.099321 | 0.025058 | 1.4717e-05 | 9.0727e-06 | 0.15103 | 0.15103 | 0.15103 | 0.97881 | -0.40686 | 0.97897 | -0.40377 | 10.3726
54 | -0.10514 | -0.026515 | 0.10516 | 0.026528 | 2.1281e-05 | 1.3173e-05 | 0.15987 | 0.15986 | 0.15987 | 0.97897 | -0.40377 | 0.97919 | -0.39954 | 10.9797
55 | -0.11087 | -0.027959 | 0.11094 | 0.028003 | 7.0847e-05 | 4.4002e-05 | 0.16854 | 0.16854 | 0.16854 | 0.97919 | -0.39954 | 0.97987 | -0.3862 | 11.5757
56 | 0.19387 | 0.049362 | -0.19387 | -0.049361 | 1.3627e-06 | 8.6333e-07 | 0.29148 | 0.29148 | 0.29148 | 0.99068 | -0.17728 | 0.99067 | -0.17743 | 20.0192
57 | 0.19217 | 0.048933 | -0.19203 | -0.048843 | 0.00014134 | 8.9529e-05 | 0.28892 | 0.28892 | 0.28892 | 0.99067 | -0.17743 | 0.98987 | -0.19269 | 19.8431
58 | 0.18985 | 0.048298 | -0.18978 | -0.048252 | 7.289e-05 | 4.616e-05 | 0.28565 | 0.28565 | 0.28565 | 0.98987 | -0.19269 | 0.98946 | -0.20066 | 19.6186
59 | -0.050618 | -0.012727 | 0.050618 | 0.012727 | 4.7396e-07 | 3.0071e-07 | 0.07735 | 0.07735 | 0.07735 | 0.97394 | -0.5024 | 0.97395 | -0.50221 | 21.25
60 | 0.047167 | 0.011862 | -0.047167 | -0.011862 | 3.8659e-07 | 2.4495e-07 | 0.072078 | 0.072078 | 0.072078 | 0.97394 | -0.5024 | 0.97393 | -0.50257 | 19.8017
61 | -0.054068 | -0.013592 | 0.054069 | 0.013592 | 5.1084e-07 | 3.2446e-07 | 0.082621 | 0.082621 | 0.082621 | 0.97395 | -0.50221 | 0.97396 | -0.50201 | 22.6982
62 | 0.043716 | 0.010997 | -0.043655 | -0.010958 | 6.1663e-05 | 3.9007e-05 | 0.066807 | 0.066807 | 0.066807 | 0.97393 | -0.50257 | 0.97243 | -0.53214 | 18.3535
63 | -0.057522 | -0.014458 | 0.057605 | 0.014511 | 8.3161e-05 | 5.2865e-05 | 0.087897 | 0.087896 | 0.087897 | 0.97396 | -0.50201 | 0.9755 | -0.47177 | 24.1474
64 | 0.039811 | 0.0099948 | -0.03981 | -0.0099946 | 2.7008e-07 | 1.7044e-07 | 0.060925 | 0.060925 | 0.060925 | 0.97243 | -0.53214 | 0.97242 | -0.53229 | 16.7376
65 | -0.0604 | -0.015211 | 0.060401 | 0.015211 | 4.5241e-07 | 2.8777e-07 | 0.092161 | 0.092161 | 0.092161 | 0.9755 | -0.47177 | 0.97551 | -0.47162 | 25.3189
66 | 0.035969 | 0.0090319 | -0.035969 | -0.0090318 | 2.175e-07 | 1.3683e-07 | 0.055047 | 0.055047 | 0.055047 | 0.97242 | -0.53229 | 0.97242 | -0.53241 | 15.1227
67 | -0.063202 | -0.015914 | 0.063203 | 0.015914 | 4.9208e-07 | 3.1317e-07 | 0.096434 | 0.096434 | 0.096434 | 0.97551 | -0.47162 | 0.97551 | -0.47145 | 26.4929
68 | 0.032127 | 0.008069 | -0.032099 | -0.0080511 | 2.8652e-05 | 1.7945e-05 | 0.049168 | 0.049168 | 0.049168 | 0.97242 | -0.53241 | 0.97147 | -0.55112 | 13.5078
69 | 0.029456 | 0.0073888 | -0.029456 | -0.0073887 | 1.6195e-07 | 1.0102e-07 | 0.045121 | 0.045121 | 0.045121 | 0.97147 | -0.55112 | 0.97146 | -0.55124 | 12.3959
70 | 0.038676 | 0.0097119 | -0.038676 | -0.0097118 | 2.4183e-07 | 1.524e-07 | 0.058652 | 0.058652 | 0.058652 | 0.98134 | -0.35844 | 0.98133 | -0.35857 | 16.1133
71 | -0.041209 | -0.010347 | 0.04125 | 0.010373 | 4.1718e-05 | 2.6339e-05 | 0.062492 | 0.062492 | 0.062492 | 0.98134 | -0.35844 | 0.98242 | -0.33724 | 17.1681
72 | 0.036148 | 0.0090781 | -0.036147 | -0.0090779 | 2.0879e-07 | 1.3128e-07 | 0.054818 | 0.054818 | 0.054818 | 0.98133 | -0.35857 | 0.98132 | -0.35869 | 15.0599
73 | -0.043685 | -0.010983 | 0.043685 | 0.010983 | 3.0821e-07 | 1.9488e-07 | 0.066179 | 0.066179 | 0.066179 | 0.98242 | -0.33724 | 0.98243 | -0.33709 | 18.181
74 | 0.033614 | 0.008443 | -0.03359 | -0.0084281 | 2.3704e-05 | 1.4863e-05 | 0.050977 | 0.050977 | 0.050977 | 0.98132 | -0.35869 | 0.98057 | -0.37348 | 14.0046
75 | -0.046119 | -0.011593 | 0.046119 | 0.011593 | 3.4481e-07 | 2.183e-07 | 0.069866 | 0.069866 | 0.069866 | 0.98243 | -0.33709 | 0.98244 | -0.33694 | 19.1938
76 | 0.03359 | 0.0084281 | -0.03357 | -0.0084156 | 2.0018e-05 | 1.2553e-05 | 0.050977 | 0.050977 | 0.050977 | 0.98057 | -0.37348 | 0.97993 | -0.38599 | 14.0046
77 | 0.028597 | 0.007169 | -0.028592 | -0.0071662 | 4.6291e-06 | 2.8802e-06 | 0.043424 | 0.043424 | 0.043424 | 0.97993 | -0.38599 | 0.97976 | -0.38939 | 11.9298
78 | 0.014291 | 0.003582 | -0.01429 | -0.0035813 | 1.1481e-06 | 6.5292e-07 | 0.021704 | 0.021705 | 0.021705 | 0.97976 | -0.38939 | 0.97967 | -0.39107 | 5.9628
79 | -0.014067 | -0.0035256 | 0.014068 | 0.0035262 | 1.0356e-06 | 5.862e-07 | 0.021339 | 0.021339 | 0.021339 | 0.98095 | -0.36606 | 0.98103 | -0.36451 | 5.8623
80 | -0.019045 | -0.0047734 | 0.01905 | 0.0047767 | 5.5771e-06 | 3.3442e-06 | 0.028887 | 0.028887 | 0.028887 | 0.98103 | -0.36451 | 0.98135 | -0.35837 | 7.9359
81 | -0.022016 | -0.00552 | 0.02202 | 0.0055225 | 3.996e-06 | 2.4366e-06 | 0.033384 | 0.033384 | 0.033384 | 0.98135 | -0.35837 | 0.98154 | -0.35456 | 9.1714
82 | -0.024988 | -0.0062662 | 0.024996 | 0.0062712 | 8.0829e-06 | 4.9832e-06 | 0.037883 | 0.037883 | 0.037883 | 0.98154 | -0.35456 | 0.98189 | -0.34778 | 10.4073
83 | -0.030258 | -0.0075901 | 0.03026 | 0.0075914 | 2.1414e-06 | 1.3361e-06 | 0.045858 | 0.045858 | 0.045858 | 0.98189 | -0.34778 | 0.98196 | -0.34629 | 12.5982
84 | -0.014294 | -0.0035824 | 0.014301 | 0.0035862 | 6.7377e-06 | 3.804e-06 | 0.021407 | 0.021406 | 0.021407 | 0.9936 | -0.12317 | 0.99411 | -0.11328 | 5.881
85 | -0.014301 | -0.0035862 | 0.014304 | 0.0035883 | 3.664e-06 | 2.0684e-06 | 0.021406 | 0.021406 | 0.021406 | 0.99411 | -0.11328 | 0.99439 | -0.10791 | 5.8809
86 | -0.033618 | -0.0084287 | 0.033639 | 0.0084421 | 2.135e-05 | 1.3372e-05 | 0.050308 | 0.050308 | 0.050308 | 0.99439 | -0.10791 | 0.99508 | -0.094589 | 13.8208
87 | -0.052961 | -0.013285 | 0.053104 | 0.013375 | 0.00014319 | 9.0846e-05 | 0.0792 | 0.0792 | 0.0792 | 0.99508 | -0.094589 | 0.99802 | -0.038039 | 21.7583
88 | -0.059695 | -0.015027 | 0.059697 | 0.015029 | 2.3442e-06 | 1.49e-06 | 0.089027 | 0.089027 | 0.089027 | 0.99802 | -0.038039 | 0.99806 | -0.037218 | 24.458
89 | -0.062957 | -0.015846 | 0.062958 | 0.015847 | 1.7349e-06 | 1.1035e-06 | 0.093886 | 0.093886 | 0.093886 | 0.99806 | -0.037218 | 0.99809 | -0.036641 | 25.7929
90 | -0.13544 | -0.03427 | 0.13552 | 0.034318 | 7.5598e-05 | 4.7412e-05 | 0.20521 | 0.20521 | 0.20521 | 0.9827 | -0.33106 | 0.9833 | -0.31943 | 14.0938
91 | 0.13281 | 0.033609 | -0.1327 | -0.033545 | 0.00010323 | 6.4687e-05 | 0.20121 | 0.20121 | 0.20121 | 0.9827 | -0.33106 | 0.98187 | -0.34726 | 13.8197
92 | -0.13769 | -0.034861 | 0.13778 | 0.03492 | 9.3443e-05 | 5.8639e-05 | 0.20849 | 0.20849 | 0.20849 | 0.9833 | -0.31943 | 0.98403 | -0.30531 | 14.3192
93 | 0.13073 | 0.03305 | -0.13069 | -0.033028 | 3.6168e-05 | 2.2651e-05 | 0.19822 | 0.19823 | 0.19823 | 0.98187 | -0.34726 | 0.98157 | -0.35304 | 13.6144
94 | -0.14019 | -0.035523 | 0.14025 | 0.035559 | 5.7439e-05 | 3.6069e-05 | 0.21213 | 0.21213 | 0.21213 | 0.98403 | -0.30531 | 0.98447 | -0.29678 | 14.5693
95 | 0.14265 | 0.036191 | -0.14265 | -0.036187 | 5.9071e-06 | 3.7116e-06 | 0.21565 | 0.21565 | 0.21565 | 0.98504 | -0.28572 | 0.985 | -0.28659 | 14.8113
96 | -0.14519 | -0.036828 | 0.14535 | 0.036926 | 0.00015721 | 9.8837e-05 | 0.21949 | 0.21949 | 0.21949 | 0.98504 | -0.28572 | 0.98621 | -0.26323 | 15.0748
97 | 0.14032 | 0.035603 | -0.14025 | -0.035559 | 6.8788e-05 | 4.3195e-05 | 0.21213 | 0.21213 | 0.21213 | 0.985 | -0.28659 | 0.98447 | -0.29678 | 14.5693
98 | -0.14795 | -0.037577 | 0.14799 | 0.037604 | 4.2448e-05 | 2.6704e-05 | 0.22341 | 0.22341 | 0.22341 | 0.98621 | -0.26323 | 0.98652 | -0.25727 | 15.3439
99 | -0.066195 | -0.016658 | 0.066229 | 0.01668 | 3.4362e-05 | 2.1869e-05 | 0.098712 | 0.098712 | 0.098712 | 0.99809 | -0.036641 | 0.99865 | -0.025784 | 27.1186
100 | 0.12867 | 0.03252 | -0.12865 | -0.032507 | 1.9464e-05 | 1.2181e-05 | 0.19515 | 0.19515 | 0.19515 | 0.98157 | -0.35304 | 0.98141 | -0.35619 | 13.4033
101 | 0.12595 | 0.031832 | -0.12589 | -0.031795 | 5.8369e-05 | 3.6495e-05 | 0.19106 | 0.19106 | 0.19106 | 0.98141 | -0.35619 | 0.98091 | -0.36586 | 13.1224
102 | -0.1505 | -0.038232 | 0.15056 | 0.03827 | 6.0282e-05 | 3.7944e-05 | 0.22719 | 0.22719 | 0.22719 | 0.98652 | -0.25727 | 0.98695 | -0.24896 | 15.6035
103 | -0.15393 | -0.039116 | 0.15393 | 0.039117 | 1.9162e-06 | 1.207e-06 | 0.23227 | 0.23227 | 0.23227 | 0.98695 | -0.24896 | 0.98696 | -0.2487 | 15.9529
104 | -0.071497 | -0.018 | 0.071581 | 0.018053 | 8.3993e-05 | 5.3497e-05 | 0.10656 | 0.10656 | 0.10656 | 0.99865 | -0.025784 | 0.99994 | -0.0012411 | 29.2749
105 | 0.12402 | 0.031326 | -0.12399 | -0.031307 | 3.1277e-05 | 1.9542e-05 | 0.18822 | 0.18823 | 0.18823 | 0.98091 | -0.36586 | 0.98064 | -0.37112 | 12.9276
106 | -0.07792 | -0.019642 | 0.077923 | 0.019644 | 2.7035e-06 | 1.7232e-06 | 0.11599 | 0.11599 | 0.11599 | 0.99994 | -0.0012411 | 0.99997 | -0.00051602 | 31.8664
107 | 0.15717 | 0.039928 | -0.15716 | -0.039926 | 1.8269e-06 | 1.1515e-06 | 0.23714 | 0.23714 | 0.23714 | 0.98697 | -0.24846 | 0.98696 | -0.2487 | 16.2873
108 | -0.16037 | -0.040732 | 0.16044 | 0.040775 | 6.8251e-05 | 4.3045e-05 | 0.24198 | 0.24198 | 0.24198 | 0.98697 | -0.24846 | 0.98743 | -0.23962 | 16.6197
109 | -0.16525 | -0.041979 | 0.16534 | 0.042039 | 9.6257e-05 | 6.0758e-05 | 0.24922 | 0.24922 | 0.24922 | 0.98743 | -0.23962 | 0.98806 | -0.22752 | 17.1167
110 | 0.0024342 | 0.00061005 | -0.0024342 | -0.00061006 | 3.1799e-09 | -5.8259e-09 | 0.0036913 | 0.0036913 | 0.0036913 | 0.98125 | -0.36016 | 0.98125 | -0.36018 | 1.0141
111 | -0.0048671 | -0.0012198 | 0.0048671 | 0.0012198 | 8.1509e-08 | 1.762e-09 | 0.0073806 | 0.0073806 | 0.0073806 | 0.98125 | -0.36016 | 0.98127 | -0.3598 | 2.0277
112 | -0.015778 | -0.0039543 | 0.015782 | 0.0039569 | 4.4993e-06 | 2.6147e-06 | 0.023926 | 0.023926 | 0.023926 | 0.98127 | -0.3598 | 0.98157 | -0.35382 | 6.5731
113 | 0.038446 | 0.009654 | -0.038435 | -0.0096472 | 1.069e-05 | 6.7351e-06 | 0.058213 | 0.058213 | 0.058213 | 0.98285 | -0.32902 | 0.98255 | -0.33485 | 15.9925
114 | 0.035819 | 0.0089916 | -0.035809 | -0.0089852 | 1.0205e-05 | 6.4143e-06 | 0.054251 | 0.054251 | 0.054251 | 0.98255 | -0.33485 | 0.98224 | -0.34083 | 14.9041
115 | -0.03303 | -0.0082856 | 0.033039 | 0.008291 | 8.6034e-06 | 5.3903e-06 | 0.050055 | 0.050055 | 0.050055 | 0.98196 | -0.34629 | 0.98224 | -0.34083 | 13.7513
116 | 0.030922 | 0.0077575 | -0.030902 | -0.0077447 | 2.0428e-05 | 1.2764e-05 | 0.046978 | 0.046979 | 0.046979 | 0.97951 | -0.39418 | 0.9788 | -0.40805 | 12.9062
117 | 0.0029772 | 0.00074607 | -0.0029771 | -0.00074614 | 7.1318e-08 | -7.2283e-08 | 0.0045141 | 0.0045141 | 0.0045141 | 0.9814 | -0.35723 | 0.98137 | -0.35774 | 1.2401
118 | -0.46746 | -0.11962 | 0.46751 | 0.11965 | 4.569e-05 | 2.919e-05 | 0.69912 | 0.69912 | 0.69912 | 0.99621 | -0.071653 | 0.99632 | -0.069634 | 48.0162
119 | -0.47182 | -0.12074 | 0.47342 | 0.12176 | 0.0015965 | 0.00102 | 0.70556 | 0.70556 | 0.70556 | 0.99632 | -0.069634 | 1 | 0 | 48.4586
120 | -0.11597 | -0.029265 | 0.11598 | 0.029273 | 1.2967e-05 | 8.0746e-06 | 0.17618 | 0.17618 | 0.17618 | 0.97987 | -0.3862 | 0.97999 | -0.38386 | 12.1005
121 | 0.18762 | 0.047712 | -0.18762 | -0.047711 | 1.3896e-06 | 8.7977e-07 | 0.2824 | 0.2824 | 0.2824 | 0.98946 | -0.20066 | 0.98945 | -0.20081 | 19.3958
122 | -0.024175 | -0.0060649 | 0.024175 | 0.006065 | 1.0999e-07 | 6.7743e-08 | 0.037031 | 0.037031 | 0.037031 | 0.97145 | -0.55144 | 0.97146 | -0.55134 | 10.1735
123 | 0.021535 | 0.0054034 | -0.02152 | -0.0053945 | 1.4545e-05 | 8.8678e-06 | 0.032988 | 0.032988 | 0.032988 | 0.97145 | -0.55144 | 0.97074 | -0.56561 | 9.0627
124 | -0.026818 | -0.0067274 | 0.026818 | 0.0067275 | 1.3551e-07 | 8.4076e-08 | 0.04108 | 0.04108 | 0.04108 | 0.97146 | -0.55134 | 0.97146 | -0.55124 | 11.2857
125 | 0.019088 | 0.0047848 | -0.019088 | -0.0047848 | 5.4974e-08 | 3.3066e-08 | 0.029259 | 0.029259 | 0.029259 | 0.97074 | -0.56561 | 0.97074 | -0.56567 | 8.0383
126 | 0.081094 | 0.020439 | -0.081092 | -0.020438 | 2.0021e-06 | 1.2765e-06 | 0.12071 | 0.12071 | 0.12071 | 1 | 0 | 0.99997 | -0.00051602 | 33.1618
127 | 0.18335 | 0.046641 | -0.18335 | -0.046641 | 3.4073e-07 | 2.1561e-07 | 0.27599 | 0.27599 | 0.27599 | 0.98944 | -0.20093 | 0.98944 | -0.20097 | 18.9553
128 | -0.18546 | -0.047169 | 0.18546 | 0.04717 | 1.0092e-06 | 6.388e-07 | 0.27916 | 0.27916 | 0.27916 | 0.98944 | -0.20093 | 0.98945 | -0.20081 | 19.173
129 | 0.1812 | 0.0461 | -0.18106 | -0.046017 | 0.0001315 | 8.3195e-05 | 0.27275 | 0.27275 | 0.27275 | 0.98944 | -0.20097 | 0.98866 | -0.21604 | 18.7325
130 | 0.17843 | 0.045356 | -0.17836 | -0.045313 | 6.8866e-05 | 4.3553e-05 | 0.26878 | 0.26878 | 0.26878 | 0.98866 | -0.21604 | 0.98824 | -0.22405 | 18.46
131 | 0.12106 | 0.030572 | -0.12106 | -0.030571 | 1.2336e-06 | 7.6983e-07 | 0.18378 | 0.18378 | 0.18378 | 0.98064 | -0.37112 | 0.98063 | -0.37134 | 12.6219
132 | -0.16851 | -0.042834 | 0.16851 | 0.042835 | 2.6466e-06 | 1.6714e-06 | 0.25399 | 0.25399 | 0.25399 | 0.98806 | -0.22752 | 0.98808 | -0.2272 | 17.4445
133 | 0.0094245 | 0.002362 | -0.0094245 | -0.002362 | 1.4639e-08 | 7.0595e-09 | 0.014451 | 0.014451 | 0.014451 | 0.97044 | -0.5716 | 0.97043 | -0.57163 | 3.9701
134 | -0.011782 | -0.0029528 | 0.011785 | 0.0029546 | 3.2737e-06 | 1.7646e-06 | 0.018066 | 0.018066 | 0.018066 | 0.97044 | -0.5716 | 0.97073 | -0.56577 | 4.9631
135 | 0.0070711 | 0.0017722 | -0.0070711 | -0.0017722 | 8.3315e-09 | 2.9972e-09 | 0.010842 | 0.010842 | 0.010842 | 0.97043 | -0.57163 | 0.97043 | -0.57166 | 2.9787
136 | -0.014218 | -0.0035644 | 0.014219 | 0.0035644 | 3.0924e-08 | 1.7646e-08 | 0.021796 | 0.021796 | 0.021796 | 0.97073 | -0.56577 | 0.97073 | -0.56573 | 5.9878
137 | 0.004713 | 0.0011812 | -0.0047129 | -0.0011812 | 3.6945e-09 | 3.4055e-11 | 0.0072266 | 0.0072266 | 0.0072266 | 0.97043 | -0.57166 | 0.97043 | -0.57168 | 1.9853
138 | -0.0023585 | -0.0005911 | 0.0023585 | 0.0005911 | 9.167e-10 | -1.7223e-09 | 0.0036164 | 0.0036164 | 0.0036164 | 0.97043 | -0.57168 | 0.97043 | -0.57168 | 0.99353
139 | 0.11936 | 0.030147 | -0.11929 | -0.030102 | 7.1611e-05 | 4.4658e-05 | 0.18121 | 0.18121 | 0.18121 | 0.98063 | -0.37134 | 0.97999 | -0.38386 | 12.4456
140 | 0.17488 | 0.044441 | -0.17485 | -0.044426 | 2.375e-05 | 1.5013e-05 | 0.26354 | 0.26354 | 0.26354 | 0.98824 | -0.22405 | 0.98809 | -0.22687 | 18.1001
141 | 0.17168 | 0.043631 | -0.17168 | -0.043629 | 2.6762e-06 | 1.6909e-06 | 0.25876 | 0.25876 | 0.25876 | 0.98809 | -0.22687 | 0.98808 | -0.2272 | 17.7722
142 | -0.016651 | -0.0041741 | 0.016651 | 0.0041741 | 4.197e-08 | 2.4736e-08 | 0.025524 | 0.025524 | 0.025524 | 0.97073 | -0.56573 | 0.97074 | -0.56567 | 7.0122
143 | 0.0050622 | 0.0012686 | -0.0050618 | -0.0012686 | 4.0987e-07 | 3.0375e-08 | 0.0076957 | 0.0076958 | 0.0076958 | 0.9788 | -0.40805 | 0.97872 | -0.40974 | 2.1142

## res_trafo
| p_hv_mw | q_hv_mvar | p_lv_mw | q_lv_mvar | pl_mw | ql_mvar | i_hv_ka | i_lv_ka | vm_hv_pu | va_hv_degree | vm_lv_pu | va_lv_degree | loading_percent
0 | -1.2729e-15 | -1.3162e-15 | 0.00165 | 1.2699e-07 | 0.00165 | 1.2699e-07 | 5.2857e-17 | 0.0023815 | 0.99998 | 149.9956 | 1 | 0 | 0.2619

## res_ext_grid
| p_mw | q_mvar
0 | 0.55933 | 0.14299

## res_load
| p_mw | q_mvar
0 | 0.0023452 | 0.00058777
1 | 0.0037533 | 0.00094066
2 | 0.0018106 | 0.00045378
3 | 0.004239 | 0.0010624
4 | 0.0032459 | 0.0008135
5 | 0.0056158 | 0.0014075
6 | 0.01329 | 0.0033309
7 | 0.0034287 | 0.00085931
8 | 0.0079519 | 0.0019929
9 | 0.003089 | 0.00077418
10 | 0.0034908 | 0.00087489
11 | 0.0057825 | 0.0014492
12 | 0.006939 | 0.0017391
13 | 0.0065411 | 0.0016394
14 | 0.0028469 | 0.0007135
15 | 0.001707 | 0.00042781
16 | 0.0017083 | 0.00042815
17 | 0.0049406 | 0.0012382
18 | 0.0029792 | 0.00074667
19 | 0.0025034 | 0.0006274
20 | 0.0032715 | 0.0008199
21 | 0.0075099 | 0.0018822
22 | 0.0034155 | 0.00085601
23 | 0.0023374 | 0.0005858
24 | 0.0063851 | 0.0016003
25 | 0.0027205 | 0.00068183
26 | 0.0035624 | 0.00089283
27 | 0.0027956 | 0.00070064
28 | 0.0050357 | 0.0012621
29 | 0.0028015 | 0.00070213
30 | 0.0025917 | 0.00064955
31 | 0.002648 | 0.00066366
32 | 0.0052599 | 0.0013183
33 | 0.004537 | 0.0011371
34 | 0.0038418 | 0.00096285
35 | 0.0058156 | 0.0014575
36 | 0.0057098 | 0.001431
37 | 0.0068204 | 0.0017094
38 | 0.001707 | 0.00042781
39 | 0.001707 | 0.00042781
40 | 0.0021749 | 0.00054507
41 | 0.0034504 | 0.00086474
42 | 0.0034504 | 0.00086474
43 | 0.0034504 | 0.00086474
44 | 0.0034527 | 0.00086533
45 | 0.0038441 | 0.00096341
46 | 0.0027956 | 0.00070064
47 | 0.0038414 | 0.00096275
48 | 0.0028015 | 0.00070213
49 | 0.0038414 | 0.00096275
50 | 0.0026423 | 0.00066223
51 | 0.0027956 | 0.00070064
52 | 0.0025322 | 0.00063464
53 | 0.0025286 | 0.00063372
54 | 0.0024342 | 0.00061006
55 | 0.0025335 | 0.00063496
56 | 0.0024341 | 0.00061005
57 | 0.0024329 | 0.00060974
58 | 0.0049737 | 0.0012465
59 | 0.014301 | 0.0035842
60 | 0.01429 | 0.0035813
61 | 0.014067 | 0.0035256
62 | 0.0049763 | 0.0012472
63 | 0.0029659 | 0.00074332
64 | 0.0029676 | 0.00074376
65 | 0.0052624 | 0.0013189
66 | 0.014294 | 0.0035824
67 | 0.019314 | 0.0048405
68 | 0.019321 | 0.0048424
69 | 0.0065912 | 0.0016519
70 | 0.0032591 | 0.00081682
71 | 0.0026361 | 0.00066068
72 | 0.0021691 | 0.00054363
73 | 0.0019725 | 0.00049437
74 | 0.0024082 | 0.00060356
75 | 0.0025393 | 0.00063642
76 | 0.0023331 | 0.00058473
77 | 0.0025972 | 0.00065091
78 | 0.0032366 | 0.00081116
79 | 0.0020273 | 0.0005081
80 | 0.0026971 | 0.00067596
81 | 0.0025068 | 0.00062826
82 | 0.0033738 | 0.00084555
83 | 0.0052679 | 0.0013203
84 | 0.0018707 | 0.00046885
85 | 0.006339 | 0.0015887
86 | 0.0032096 | 0.0008044
87 | 0.00323 | 0.00080952
88 | 0.0048026 | 0.0012036
89 | 0.0024329 | 0.00060974
90 | 0.0024342 | 0.00061006
91 | 0.010911 | 0.0027345
92 | 0.0025034 | 0.0006274
93 | 0.0028491 | 0.00071406
94 | 0.002616 | 0.00065562
95 | 0.0027699 | 0.0006942
96 | 0.0027699 | 0.0006942
97 | 0.0027866 | 0.00069838
98 | 0.002157 | 0.0005406
99 | 0.0043127 | 0.0010809
100 | 0.0050321 | 0.0012612
101 | 0.002157 | 0.0005406
102 | 0.0026396 | 0.00066156
103 | 0.0026431 | 0.00066241
104 | 0.0024326 | 0.00060966
105 | 0.0026384 | 0.00066125
106 | 0.0031698 | 0.00079442
107 | 0.0021076 | 0.00052822
108 | 0.002157 | 0.0005406
109 | 0.002157 | 0.0005406
110 | 0.0026364 | 0.00066075
111 | 0.0031688 | 0.00079417
112 | 0.0029327 | 0.000735
113 | 0.0031687 | 0.00079416
114 | 0.0023575 | 0.00059084
115 | 0.0023534 | 0.00058982
116 | 0.0024332 | 0.00060983
117 | 0.0023581 | 0.000591
118 | 0.0023585 | 0.0005911
119 | 0.0023544 | 0.00059008
120 | 0.0016923 | 0.00042414
121 | 0.0033091 | 0.00082934
122 | 0.0034807 | 0.00087234
123 | 0.0031698 | 0.00079442
124 | 0.0031687 | 0.00079416
125 | 0.0024326 | 0.00060966
126 | 0.0024366 | 0.00061067
127 | 0.02584 | 0.0064761
128 | 0.0050618 | 0.0012686
129 | 0.0029771 | 0.00074614

## dtypes
| element | column | dtype
0 | bus | name | object
1 | bus | vn_kv | float64
2 | bus | type | object
3 | bus | zone | object
4 | bus | in_service | bool
5 | load | name | object
6 | load | bus | uint32
7 | load | p_mw | float64
8 | load | q_mvar | float64
9 | load | const_z_percent | float64
10 | load | const_i_percent | float64
11 | load | sn_mva | float64
12 | load | scaling | float64
13 | load | in_service | bool
14 | load | type | object
15 | ext_grid | name | object
16 | ext_grid | bus | uint32
17 | ext_grid | vm_pu | float64
18 | ext_grid | va_degree | float64
19 | ext_grid | slack_weight | float64
20 | ext_grid | in_service | bool
21 | line | name | object
22 | line | std_type | object
23 | line | from_bus | uint32
24 | line | to_bus | uint32
25 | line | length_km | float64
26 | line | r_ohm_per_km | float64
27 | line | x_ohm_per_km | float64
28 | line | c_nf_per_km | float64
29 | line | g_us_per_km | float64
30 | line | max_i_ka | float64
31 | line | df | float64
32 | line | parallel | uint32
33 | line | type | object
34 | line | in_service | bool
35 | trafo | name | object
36 | trafo | std_type | object
37 | trafo | hv_bus | uint32
38 | trafo | lv_bus | uint32
39 | trafo | sn_mva | float64
40 | trafo | vn_hv_kv | float64
41 | trafo | vn_lv_kv | float64
42 | trafo | vk_percent | float64
43 | trafo | vkr_percent | float64
44 | trafo | pfe_kw | float64
45 | trafo | i0_percent | float64
46 | trafo | shift_degree | float64
47 | trafo | tap_side | object
48 | trafo | tap_neutral | int32
49 | trafo | tap_min | int32
50 | trafo | tap_max | int32
51 | trafo | tap_step_percent | float64
52 | trafo | tap_step_degree | float64
53 | trafo | tap_pos | int32
54 | trafo | tap_phase_shifter | bool
55 | trafo | parallel | uint32
56 | trafo | df | float64
57 | trafo | in_service | bool
58 | line_geodata | coords | object
59 | bus_geodata | x | float64
60 | bus_geodata | y | float64
61 | bus_geodata | coords | object
62 | res_bus | vm_pu | float64
63 | res_bus | va_degree | float64
64 | res_bus | p_mw | float64
65 | res_bus | q_mvar | float64
66 | res_line | p_from_mw | float64
67 | res_line | q_from_mvar | float64
68 | res_line | p_to_mw | float64
69 | res_line | q_to_mvar | float64
70 | res_line | pl_mw | float64
71 | res_line | ql_mvar | float64
72 | res_line | i_from_ka | float64
73 | res_line | i_to_ka | float64
74 | res_line | i_ka | float64
75 | res_line | vm_from_pu | float64
76 | res_line | va_from_degree | float64
77 | res_line | vm_to_pu | float64
78 | res_line | va_to_degree | float64
79 | res_line | loading_percent | float64
80 | res_trafo | p_hv_mw | float64
81 | res_trafo | q_hv_mvar | float64
82 | res_trafo | p_lv_mw | float64
83 | res_trafo | q_lv_mvar | float64
84 | res_trafo | pl_mw | float64
85 | res_trafo | ql_mvar | float64
86 | res_trafo | i_hv_ka | float64
87 | res_trafo | i_lv_ka | float64
88 | res_trafo | vm_hv_pu | float64
89 | res_trafo | va_hv_degree | float64
90 | res_trafo | vm_lv_pu | float64
91 | res_trafo | va_lv_degree | float64
92 | res_trafo | loading_percent | float64
93 | res_ext_grid | p_mw | float64
94 | res_ext_grid | q_mvar | float64
95 | res_load | p_mw | float64
96 | res_load | q_mvar | float64

## parameters
| version | format_version | converged | OPF_converged | name | f_hz | sn_mva
0 | 2.14.6 | 2.14.0 | TRUE | FALSE |  | 50 | 1