## bus
| name | vn_kv | type | zone | in_service
0 | bus_LV_1362-26_0_5_node_0 | 0.4 | n |  | TRUE
1 | bus_LV_1362-26_0_5_node_1 | 0.4 | n |  | TRUE
2 | bus_LV_1362-26_0_5_node_3 | 0.4 | n |  | TRUE
3 | bus_LV_1362-26_0_5_node_6 | 0.4 | n |  | TRUE
4 | bus_LV_1362-26_0_5_node_7 | 0.4 | n |  | TRUE
5 | bus_LV_1362-26_0_5_node_4 | 0.4 | n |  | TRUE
6 | bus_LV_1362-26_0_5_node_8 | 0.4 | n |  | TRUE
7 | bus_LV_1362-26_0_5_node_5 | 0.4 | n |  | TRUE
8 | bus_LV_1362-26_0_5_node_9 | 0.4 | n |  | TRUE
9 | bus_LV_1362-26_0_5_node_13 | 0.4 | n |  | TRUE
10 | bus_LV_1362-26_0_5_node_14 | 0.4 | n |  | TRUE
11 | bus_LV_1362-26_0_5_node_10 | 0.4 | n |  | TRUE
12 | bus_LV_1362-26_0_5_node_59 | 0.4 | n |  | TRUE
13 | bus_LV_1362-26_0_5_node_45 | 0.4 | n |  | TRUE
14 | bus_LV_1362-26_0_5_node_27 | 0.4 | n |  | TRUE
15 | bus_LV_1362-26_0_5_node_24 | 0.4 | n |  | TRUE
16 | bus_LV_1362-26_0_5_node_25 | 0.4 | n |  | TRUE
17 | bus_LV_1362-26_0_5_node_21 | 0.4 | n |  | TRUE
18 | bus_LV_1362-26_0_5_node_16 | 0.4 | n |  | TRUE
19 | bus_LV_1362-26_0_5_node_17 | 0.4 | n |  | TRUE
20 | bus_LV_1362-26_0_5_node_18 | 0.4 | n |  | TRUE
21 | bus_LV_1362-26_0_5_node_11 | 0.4 | n |  | TRUE
22 | bus_LV_1362-26_0_5_node_28 | 0.4 | n |  | TRUE
23 | bus_LV_1362-26_0_5_node_50 | 0.4 | n |  | TRUE
24 | bus_LV_1362-26_0_5_node_57 | 0.4 | n |  | TRUE
25 | bus_LV_1362-26_0_5_node_20 | 0.4 | n |  | TRUE
26 | bus_LV_1362-26_0_5_node_12 | 0.4 | n |  | TRUE
27 | bus_LV_1362-26_0_5_node_15 | 0.4 | n |  | TRUE
28 | bus_LV_1362-26_0_5_node_19 | 0.4 | n |  | TRUE
29 | bus_LV_1362-26_0_5_node_26 | 0.4 | n |  | TRUE
30 | bus_LV_1362-26_0_5_node_48 | 0.4 | n |  | TRUE
31 | bus_LV_1362-26_0_5_node_47 | 0.4 | n |  | TRUE
32 | bus_LV_1362-26_0_5_node_23 | 0.4 | n |  | TRUE
33 | bus_LV_1362-26_0_5_node_51 | 0.4 | n |  | TRUE
34 | bus_LV_1362-26_0_5_node_121 | 0.4 | n |  | TRUE
35 | bus_LV_1362-26_0_5_node_94 | 0.4 | n |  | TRUE
36 | bus_LV_1362-26_0_5_node_22 | 0.4 | n |  | TRUE
37 | bus_LV_1362-26_0_5_node_56 | 0.4 | n |  | TRUE
38 | bus_LV_1362-26_0_5_node_29 | 0.4 | n |  | TRUE
39 | bus_LV_1362-26_0_5_node_30 | 0.4 | n |  | TRUE
40 | bus_LV_1362-26_0_5_node_46 | 0.4 | n |  | TRUE
41 | bus_LV_1362-26_0_5_node_35 | 0.4 | n |  | TRUE
42 | bus_LV_1362-26_0_5_node_72 | 0.4 | n |  | TRUE
43 | bus_LV_1362-26_0_5_node_31 | 0.4 | n |  | TRUE
44 | bus_LV_1362-26_0_5_node_93 | 0.4 | n |  | TRUE
45 | bus_LV_1362-26_0_5_node_92 | 0.4 | n |  | TRUE
46 | bus_LV_1362-26_0_5_node_32 | 0.4 | n |  | TRUE
47 | bus_LV_1362-26_0_5_node_111 | 0.4 | n |  | TRUE
48 | bus_LV_1362-26_0_5_node_34 | 0.4 | n |  | TRUE
49 | bus_LV_1362-26_0_5_node_39 | 0.4 | n |  | TRUE
50 | bus_LV_1362-26_0_5_node_33 | 0.4 | n |  | TRUE
51 | bus_LV_1362-26_0_5_node_128 | 0.4 | n |  | TRUE
52 | bus_LV_1362-26_0_5_node_125 | 0.4 | n |  | TRUE
53 | bus_LV_1362-26_0_5_node_84 | 0.4 | n |  | TRUE
54 | bus_LV_1362-26_0_5_node_81 | 0.4 | n |  | TRUE
55 | bus_LV_1362-26_0_5_node_91 | 0.4 | n |  | TRUE
56 | bus_LV_1362-26_0_5_node_36 | 0.4 | n |  | TRUE
57 | bus_LV_1362-26_0_5_node_126 | 0.4 | n |  | TRUE
58 | bus_LV_1362-26_0_5_node_37 | 0.4 | n |  | TRUE
59 | bus_LV_1362-26_0_5_node_102 | 0.4 | n |  | TRUE
60 | bus_LV_1362-26_0_5_node_100 | 0.4 | n |  | TRUE
61 | bus_LV_1362-26_0_5_node_38 | 0.4 | n |  | TRUE
62 | bus_LV_1362-26_0_5_node_41 | 0.4 | n |  | TRUE
63 | bus_LV_1362-26_0_5_node_90 | 0.4 | n |  | TRUE
64 | bus_LV_1362-26_0_5_node_109 | 0.4 | n |  | TRUE
65 | bus_LV_1362-26_0_5_node_40 | 0.4 | n |  | TRUE
66 | bus_LV_1362-26_0_5_node_74 | 0.4 | n |  | TRUE
67 | bus_LV_1362-26_0_5_node_73 | 0.4 | n |  | TRUE
68 | bus_LV_1362-26_0_5_node_43 | 0.4 | n |  | TRUE
69 | bus_LV_1362-26_0_5_node_58 | 0.4 | n |  | TRUE
70 | bus_LV_1362-26_0_5_node_55 | 0.4 | n |  | TRUE
71 | bus_LV_1362-26_0_5_node_44 | 0.4 | n |  | TRUE
72 | bus_LV_1362-26_0_5_node_69 | 0.4 | n |  | TRUE
73 | bus_LV_1362-26_0_5_node_52 | 0.4 | n |  | TRUE
74 | bus_LV_1362-26_0_5_node_127 | 0.4 | n |  | TRUE
75 | bus_LV_1362-26_0_5_node_86 | 0.4 | n |  | TRUE
76 | bus_LV_1362-26_0_5_node_82 | 0.4 | n |  | TRUE
77 | bus_LV_1362-26_0_5_node_123 | 0.4 | n |  | TRUE
78 | bus_LV_1362-26_0_5_node_122 | 0.4 | n |  | TRUE
79 | bus_LV_1362-26_0_5_node_98 | 0.4 | n |  | TRUE
80 | bus_LV_1362-26_0_5_node_110 | 0.4 | n |  | TRUE
81 | bus_LV_1362-26_0_5_node_87 | 0.4 | n |  | TRUE
82 | bus_LV_1362-26_0_5_node_71 | 0.4 | n |  | TRUE
83 | bus_LV_1362-26_0_5_node_101 | 0.4 | n |  | TRUE
84 | bus_LV_1362-26_0_5_node_106 | 0.4 | n |  | TRUE
85 | bus_LV_1362-26_0_5_node_103 | 0.4 | n |  | TRUE
86 | bus_LV_1362-26_0_5_node_99 | 0.4 | n |  | TRUE
87 | bus_LV_1362-26_0_5_node_112 | 0.4 | n |  | TRUE
88 | bus_LV_1362-26_0_5_node_54 | 0.4 | n |  | TRUE
89 | bus_LV_1362-26_0_5_node_70 | 0.4 | n |  | TRUE
90 | bus_LV_1362-26_0_5_node_53 | 0.4 | n |  | TRUE
91 | bus_LV_1362-26_0_5_node_79 | 0.4 | n |  | TRUE
92 | bus_LV_1362-26_0_5_node_80 | 0.4 | n |  | TRUE
93 | bus_LV_1362-26_0_5_node_65 | 0.4 | n |  | TRUE
94 | bus_LV_1362-26_0_5_node_66 | 0.4 | n |  | TRUE
95 | bus_LV_1362-26_0_5_node_60 | 0.4 | n |  | TRUE
96 | bus_LV_1362-26_0_5_node_61 | 0.4 | n |  | TRUE
97 | bus_LV_1362-26_0_5_node_62 | 0.4 | n |  | TRUE
98 | bus_LV_1362-26_0_5_node_63 | 0.4 | n |  | TRUE
99 | bus_LV_1362-26_0_5_node_64 | 0.4 | n |  | TRUE
100 | bus_LV_1362-26_0_5_node_68 | 0.4 | n |  | TRUE
101 | bus_LV_1362-26_0_5_node_67 | 0.4 | n |  | TRUE
102 | bus_LV_1362-26_0_5_node_75 | 0.4 | n |  | TRUE
103 | bus_LV_1362-26_0_5_node_76 | 0.4 | n |  | TRUE
104 | bus_LV_1362-26_0_5_node_77 | 0.4 | n |  | TRUE
105 | bus_LV_1362-26_0_5_node_78 | 0.4 | n |  | TRUE
106 | bus_LV_1362-26_0_5_node_124 | 0.4 | n |  | TRUE
107 | bus_LV_1362-26_0_5_node_88 | 0.4 | n |  | TRUE
108 | bus_LV_1362-26_0_5_node_89 | 0.4 | n |  | TRUE
109 | bus_LV_1362-26_0_5_node_83 | 0.4 | n |  | TRUE
110 | bus_LV_1362-26_0_5_node_85 | 0.4 | n |  | TRUE
111 | bus_LV_1362-26_0_5_node_97 | 0.4 | n |  | TRUE
112 | bus_LV_1362-26_0_5_node_119 | 0.4 | n |  | TRUE
113 | bus_LV_1362-26_0_5_node_120 | 0.4 | n |  | TRUE
114 | bus_LV_1362-26_0_5_node_108 | 0.4 | n |  | TRUE
115 | bus_LV_1362-26_0_5_node_104 | 0.4 | n |  | TRUE
116 | bus_LV_1362-26_0_5_node_107 | 0.4 | n |  | TRUE
117 | bus_LV_1362-26_0_5_node_105 | 0.4 | n |  | TRUE
118 | bus_LV_1362-26_0_5_node_117 | 0.4 | n |  | TRUE
119 | bus_LV_1362-26_0_5_node_115 | 0.4 | n |  | TRUE
120 | bus_LV_1362-26_0_5_node_113 | 0.4 | n |  | TRUE
121 | bus_LV_1362-26_0_5_node_114 | 0.4 | n |  | TRUE
122 | bus_LV_1362-26_0_5_node_116 | 0.4 | n |  | TRUE
123 | bus_LV_1362-26_0_5_node_118 | 0.4 | n |  | TRUE
124 | bus_MV_1_0_node_86 | 20 | n |  | TRUE

## load
| name | bus | p_mw | q_mvar | const_z_percent | const_i_percent | sn_mva | scaling | in_service | type
0 | LV_1362-26_0_5_load_0 | 0 | 0.0087645 | 0.0021966 | 0 | 0 |  | 1 | TRUE | wye
1 | LV_1362-26_0_5_load_7 | 4 | 0.0032331 | 0.00081028 | 0 | 0 |  | 1 | TRUE | wye
2 | LV_1362-26_0_5_load_4 | 5 | 0.0081516 | 0.002043 | 0 | 0 |  | 1 | TRUE | wye
3 | LV_1362-26_0_5_load_5 | 7 | 0.0040525 | 0.0010157 | 0 | 0 |  | 1 | TRUE | wye
4 | LV_1362-26_0_5_load_14 | 10 | 0.0033481 | 0.00083912 | 0 | 0 |  | 1 | TRUE | wye
5 | LV_1362-26_0_5_load_10 | 11 | 0.0016972 | 0.00042537 | 0 | 0 |  | 1 | TRUE | wye
6 | LV_1362-26_0_5_load_59 | 12 | 0.0062638 | 0.0015698 | 0 | 0 |  | 1 | TRUE | wye
7 | LV_1362-26_0_5_load_45 | 13 | 0.026319 | 0.0065961 | 0 | 0 |  | 1 | TRUE | wye
8 | LV_1362-26_0_5_load_27 | 14 | 0.0050875 | 0.001275 | 0 | 0 |  | 1 | TRUE | wye
9 | LV_1362-26_0_5_load_25 | 16 | 0.0040597 | 0.0010175 | 0 | 0 |  | 1 | TRUE | wye
10 | LV_1362-26_0_5_load_21 | 17 | 0.0029663 | 0.00074342 | 0 | 0 |  | 1 | TRUE | wye
11 | LV_1362-26_0_5_load_16 | 18 | 0.0012846 | 0.00032196 | 0 | 0 |  | 1 | TRUE | wye
12 | LV_1362-26_0_5_load_17 | 19 | 0.0044821 | 0.0011233 | 0 | 0 |  | 1 | TRUE | wye
13 | LV_1362-26_0_5_load_11 | 21 | 0.0020758 | 0.00052023 | 0 | 0 |  | 1 | TRUE | wye
14 | LV_1362-26_0_5_load_57 | 24 | 0.0019941 | 0.00049977 | 0 | 0 |  | 1 | TRUE | wye
15 | LV_1362-26_0_5_load_20 | 25 | 0.003589 | 0.00089948 | 0 | 0 |  | 1 | TRUE | wye
16 | LV_1362-26_0_5_load_12 | 26 | 0.0031485 | 0.00078909 | 0 | 0 |  | 1 | TRUE | wye
17 | LV_1362-26_0_5_load_15 | 27 | 0.0045298 | 0.0011353 | 0 | 0 |  | 1 | TRUE | wye
18 | LV_1362-26_0_5_load_19 | 28 | 0.0030568 | 0.00076612 | 0 | 0 |  | 1 | TRUE | wye
19 | LV_1362-26_0_5_load_26 | 29 | 0.0024159 | 0.00060549 | 0 | 0 |  | 1 | TRUE | wye
20 | LV_1362-26_0_5_load_48 | 30 | 0.012149 | 0.0030448 | 0 | 0 |  | 1 | TRUE | wye
21 | LV_1362-26_0_5_load_47 | 31 | 0.0022531 | 0.00056468 | 0 | 0 |  | 1 | TRUE | wye
22 | LV_1362-26_0_5_load_23 | 32 | 0.00179 | 0.00044862 | 0 | 0 |  | 1 | TRUE | wye
23 | LV_1362-26_0_5_load_51 | 33 | 0.0068653 | 0.0017206 | 0 | 0 |  | 1 | TRUE | wye
24 | LV_1362-26_0_5_load_121 | 34 | 0.0052292 | 0.0013106 | 0 | 0 |  | 1 | TRUE | wye
25 | LV_1362-26_0_5_load_94 | 35 | 0.0020687 | 0.00051847 | 0 | 0 |  | 1 | TRUE | wye
26 | LV_1362-26_0_5_load_22 | 36 | 0.002513 | 0.00062981 | 0 | 0 |  | 1 | TRUE | wye
27 | LV_1362-26_0_5_load_56 | 37 | 0.0015817 | 0.00039641 | 0 | 0 |  | 1 | TRUE | wye
28 | LV_1362-26_0_5_load_29 | 38 | 0.012599 | 0.0031576 | 0 | 0 |  | 1 | TRUE | wye
29 | LV_1362-26_0_5_load_46 | 40 | 0.013489 | 0.0033806 | 0 | 0 |  | 1 | TRUE | wye
30 | LV_1362-26_0_5_load_72 | 42 | 0.0043452 | 0.001089 | 0 | 0 |  | 1 | TRUE | wye
31 | LV_1362-26_0_5_load_93 | 44 | 0.0022906 | 0.00057408 | 0 | 0 |  | 1 | TRUE | wye
32 | LV_1362-26_0_5_load_92 | 45 | 0.010926 | 0.0027382 | 0 | 0 |  | 1 | TRUE | wye
33 | LV_1362-26_0_5_load_111 | 47 | 0.0031302 | 0.00078451 | 0 | 0 |  | 1 | TRUE | wye
34 | LV_1362-26_0_5_load_128 | 51 | 0.0020833 | 0.00052213 | 0 | 0 |  | 1 | TRUE | wye
35 | LV_1362-26_0_5_load_125 | 52 | 0.0069833 | 0.0017502 | 0 | 0 |  | 1 | TRUE | wye
36 | LV_1362-26_0_5_load_84 | 53 | 0.0013447 | 0.00033702 | 0 | 0 |  | 1 | TRUE | wye
37 | LV_1362-26_0_5_load_81 | 54 | 0.0037868 | 0.00094907 | 0 | 0 |  | 1 | TRUE | wye
38 | LV_1362-26_0_5_load_91 | 55 | 0.016429 | 0.0041174 | 0 | 0 |  | 1 | TRUE | wye
39 | LV_1362-26_0_5_load_126 | 57 | 0.0022921 | 0.00057446 | 0 | 0 |  | 1 | TRUE | wye
40 | LV_1362-26_0_5_load_100 | 60 | 0.0047638 | 0.0011939 | 0 | 0 |  | 1 | TRUE | wye
41 | LV_1362-26_0_5_load_90 | 63 | 0.014145 | 0.0035452 | 0 | 0 |  | 1 | TRUE | wye
42 | LV_1362-26_0_5_load_109 | 64 | 0.0075647 | 0.0018959 | 0 | 0 |  | 1 | TRUE | wye
43 | LV_1362-26_0_5_load_74 | 66 | 0.0064676 | 0.0016209 | 0 | 0 |  | 1 | TRUE | wye
44 | LV_1362-26_0_5_load_73 | 67 | 0.010796 | 0.0027057 | 0 | 0 |  | 1 | TRUE | wye
45 | LV_1362-26_0_5_load_58 | 69 | 0.0037962 | 0.00095143 | 0 | 0 |  | 1 | TRUE | wye
46 | LV_1362-26_0_5_load_55 | 70 | 0.0054635 | 0.0013693 | 0 | 0 |  | 1 | TRUE | wye
47 | LV_1362-26_0_5_load_69 | 72 | 0.0045202 | 0.0011329 | 0 | 0 |  | 1 | TRUE | wye
48 | LV_1362-26_0_5_load_52 | 73 | 0.048442 | 0.012141 | 0 | 0 |  | 1 | TRUE | wye
49 | LV_1362-26_0_5_load_127 | 74 | 0.0052131 | 0.0013065 | 0 | 0 |  | 1 | TRUE | wye
50 | LV_1362-26_0_5_load_86 | 75 | 0.0014539 | 0.00036439 | 0 | 0 |  | 1 | TRUE | wye
51 | LV_1362-26_0_5_load_82 | 76 | 0.0070392 | 0.0017642 | 0 | 0 |  | 1 | TRUE | wye
52 | LV_1362-26_0_5_load_123 | 77 | 0.0028205 | 0.00070688 | 0 | 0 |  | 1 | TRUE | wye
53 | LV_1362-26_0_5_load_122 | 78 | 0.0027691 | 0.00069401 | 0 | 0 |  | 1 | TRUE | wye
54 | LV_1362-26_0_5_load_98 | 79 | 0.0023813 | 0.00059681 | 0 | 0 |  | 1 | TRUE | wye
55 | LV_1362-26_0_5_load_110 | 80 | 0.0075353 | 0.0018885 | 0 | 0 |  | 1 | TRUE | wye
56 | LV_1362-26_0_5_load_87 | 81 | 0.0026959 | 0.00067565 | 0 | 0 |  | 1 | TRUE | wye
57 | LV_1362-26_0_5_load_71 | 82 | 0.0036634 | 0.00091814 | 0 | 0 |  | 1 | TRUE | wye
58 | LV_1362-26_0_5_load_106 | 84 | 0.00086765 | 0.00021745 | 0 | 0 |  | 1 | TRUE | wye
59 | LV_1362-26_0_5_load_103 | 85 | 0.0026239 | 0.00065762 | 0 | 0 |  | 1 | TRUE | wye
60 | LV_1362-26_0_5_load_99 | 86 | 0.0026203 | 0.00065671 | 0 | 0 |  | 1 | TRUE | wye
61 | LV_1362-26_0_5_load_112 | 87 | 0.010844 | 0.0027177 | 0 | 0 |  | 1 | TRUE | wye
62 | LV_1362-26_0_5_load_54 | 88 | 0.0055694 | 0.0013958 | 0 | 0 |  | 1 | TRUE | wye
63 | LV_1362-26_0_5_load_70 | 89 | 0.001724 | 0.00043206 | 0 | 0 |  | 1 | TRUE | wye
64 | LV_1362-26_0_5_load_53 | 90 | 0.017017 | 0.0042648 | 0 | 0 |  | 1 | TRUE | wye
65 | LV_1362-26_0_5_load_79 | 91 | 0.0038474 | 0.00096426 | 0 | 0 |  | 1 | TRUE | wye
66 | LV_1362-26_0_5_load_80 | 92 | 0.0037282 | 0.00093437 | 0 | 0 |  | 1 | TRUE | wye
67 | LV_1362-26_0_5_load_65 | 93 | 0.0096886 | 0.0024282 | 0 | 0 |  | 1 | TRUE | wye
68 | LV_1362-26_0_5_load_66 | 94 | 0.0096982 | 0.0024306 | 0 | 0 |  | 1 | TRUE | wye
69 | LV_1362-26_0_5_load_60 | 95 | 0.012214 | 0.0030611 | 0 | 0 |  | 1 | TRUE | wye
70 | LV_1362-26_0_5_load_61 | 96 | 0.012862 | 0.0032236 | 0 | 0 |  | 1 | TRUE | wye
71 | LV_1362-26_0_5_load_62 | 97 | 0.00099458 | 0.00024926 | 0 | 0 |  | 1 | TRUE | wye
72 | LV_1362-26_0_5_load_63 | 98 | 0.012903 | 0.0032338 | 0 | 0 |  | 1 | TRUE | wye
73 | LV_1362-26_0_5_load_64 | 99 | 0.016434 | 0.0041188 | 0 | 0 |  | 1 | TRUE | wye
74 | LV_1362-26_0_5_load_68 | 100 | 0.0014484 | 0.000363 | 0 | 0 |  | 1 | TRUE | wye
75 | LV_1362-26_0_5_load_67 | 101 | 0.0096921 | 0.0024291 | 0 | 0 |  | 1 | TRUE | wye
76 | LV_1362-26_0_5_load_75 | 102 | 0.0042791 | 0.0010724 | 0 | 0 |  | 1 | TRUE | wye
77 | LV_1362-26_0_5_load_76 | 103 | 0.0008902 | 0.00022311 | 0 | 0 |  | 1 | TRUE | wye
78 | LV_1362-26_0_5_load_77 | 104 | 0.00089192 | 0.00022354 | 0 | 0 |  | 1 | TRUE | wye
79 | LV_1362-26_0_5_load_78 | 105 | 0.00088366 | 0.00022147 | 0 | 0 |  | 1 | TRUE | wye
80 | LV_1362-26_0_5_load_124 | 106 | 0.000888 | 0.00022255 | 0 | 0 |  | 1 | TRUE | wye
81 | LV_1362-26_0_5_load_89 | 108 | 0.00618 | 0.0015489 | 0 | 0 |  | 1 | TRUE | wye
82 | LV_1362-26_0_5_load_83 | 109 | 0.0046599 | 0.0011679 | 0 | 0 |  | 1 | TRUE | wye
83 | LV_1362-26_0_5_load_85 | 110 | 0.0012924 | 0.00032391 | 0 | 0 |  | 1 | TRUE | wye
84 | LV_1362-26_0_5_load_97 | 111 | 0.008005 | 0.0020062 | 0 | 0 |  | 1 | TRUE | wye
85 | LV_1362-26_0_5_load_119 | 112 | 0.0082013 | 0.0020555 | 0 | 0 |  | 1 | TRUE | wye
86 | LV_1362-26_0_5_load_120 | 113 | 0.025047 | 0.0062774 | 0 | 0 |  | 1 | TRUE | wye
87 | LV_1362-26_0_5_load_108 | 114 | 0.0010474 | 0.00026249 | 0 | 0 |  | 1 | TRUE | wye
88 | LV_1362-26_0_5_load_104 | 115 | 0.0028287 | 0.00070894 | 0 | 0 |  | 1 | TRUE | wye
89 | LV_1362-26_0_5_load_107 | 116 | 0.002757 | 0.00069096 | 0 | 0 |  | 1 | TRUE | wye
90 | LV_1362-26_0_5_load_105 | 117 | 0.0076767 | 0.001924 | 0 | 0 |  | 1 | TRUE | wye
91 | LV_1362-26_0_5_load_117 | 118 | 0.0008822 | 0.0002211 | 0 | 0 |  | 1 | TRUE | wye
92 | LV_1362-26_0_5_load_115 | 119 | 0.00088809 | 0.00022258 | 0 | 0 |  | 1 | TRUE | wye
93 | LV_1362-26_0_5_load_113 | 120 | 0.0011492 | 0.00028801 | 0 | 0 |  | 1 | TRUE | wye
94 | LV_1362-26_0_5_load_114 | 121 | 0.00087115 | 0.00021833 | 0 | 0 |  | 1 | TRUE | wye
95 | LV_1362-26_0_5_load_116 | 122 | 0.00088977 | 0.000223 | 0 | 0 |  | 1 | TRUE | wye
96 | LV_1362-26_0_5_load_118 | 123 | 0.0016904 | 0.00042365 | 0 | 0 |  | 1 | TRUE | wye

## ext_grid
| name | bus | vm_pu | va_degree | slack_weight | in_service
0 |  | 40 | 1 | 0 | 1 | TRUE

## line
| name | std_type | from_bus | to_bus | length_km | r_ohm_per_km | x_ohm_per_km | c_nf_per_km | g_us_per_km | max_i_ka | df | parallel | type | in_service
0 | LV_1362-26_0_5_line_0 |  | 0 | 1 | 0.027828 | 0.125 | 0.08 | 261 | 0 | 0.364 | 1 | 1 | cs | TRUE
1 | LV_1362-26_0_5_line_1 |  | 1 | 2 | 0.009396 | 0.125 | 0.08 | 261 | 0 | 0.364 | 1 | 1 | cs | TRUE
2 | LV_1362-26_0_5_line_2 |  | 2 | 3 | 0.01652 | 0.125 | 0.08 | 261 | 0 | 0.364 | 1 | 1 | cs | TRUE
3 | LV_1362-26_0_5_line_3 |  | 2 | 4 | 0.015848 | 0.125 | 0.08 | 261 | 0 | 0.364 | 1 | 1 | cs | TRUE
4 | LV_1362-26_0_5_line_4 |  | 3 | 9 | 0.001431 | 0.125 | 0.08 | 261 | 0 | 0.364 | 1 | 1 | cs | TRUE
5 | LV_1362-26_0_5_line_5 |  | 3 | 10 | 0.012228 | 0.125 | 0.08 | 261 | 0 | 0.364 | 1 | 1 | cs | TRUE
6 | LV_1362-26_0_5_line_6 |  | 3 | 11 | 0.029501 | 0.125 | 0.08 | 261 | 0 | 0.364 | 1 | 1 | cs | TRUE
7 | LV_1362-26_0_5_line_7 |  | 4 | 12 | 0.1087 | 0.125 | 0.08 | 261 | 0 | 0.364 | 1 | 1 | cs | TRUE
8 | LV_1362-26_0_5_line_8 |  | 5 | 6 | 0.017729 | 0.125 | 0.08 | 261 | 0 | 0.364 | 1 | 1 | cs | TRUE
9 | LV_1362-26_0_5_line_9 |  | 6 | 13 | 0.021143 | 0.125 | 0.08 | 261 | 0 | 0.364 | 1 | 1 | cs | TRUE
10 | LV_1362-26_0_5_line_10 |  | 6 | 14 | 0.012764 | 0.125 | 0.08 | 261 | 0 | 0.364 | 1 | 1 | cs | TRUE
11 | LV_1362-26_0_5_line_11 |  | 7 | 8 | 0.023126 | 0.125 | 0.08 | 261 | 0 | 0.364 | 1 | 1 | cs | TRUE
12 | LV_1362-26_0_5_line_12 |  | 8 | 15 | 0.004365 | 0.125 | 0.08 | 261 | 0 | 0.364 | 1 | 1 | cs | TRUE
13 | LV_1362-26_0_5_line_13 |  | 8 | 16 | 0.0089582 | 0.125 | 0.08 | 261 | 0 | 0.364 | 1 | 1 | cs | TRUE
14 | LV_1362-26_0_5_line_14 |  | 8 | 17 | 0.013762 | 0.125 | 0.08 | 261 | 0 | 0.364 | 1 | 1 | cs | TRUE
15 | LV_1362-26_0_5_line_15 |  | 9 | 18 | 0.019514 | 0.125 | 0.08 | 261 | 0 | 0.364 | 1 | 1 | cs | TRUE
16 | LV_1362-26_0_5_line_16 |  | 9 | 19 | 0.0090562 | 0.125 | 0.08 | 261 | 0 | 0.364 | 1 | 1 | cs | TRUE
17 | LV_1362-26_0_5_line_17 |  | 10 | 20 | 0.051175 | 0.125 | 0.08 | 261 | 0 | 0.364 | 1 | 1 | cs | TRUE
18 | LV_1362-26_0_5_line_18 |  | 11 | 21 | 0.0045258 | 0.125 | 0.08 | 261 | 0 | 0.364 | 1 | 1 | cs | TRUE
19 | LV_1362-26_0_5_line_19 |  | 14 | 22 | 0.0452 | 0.125 | 0.08 | 261 | 0 | 0.364 | 1 | 1 | cs | TRUE
20 | LV_1362-26_0_5_line_20 |  | 15 | 23 | 0.057955 | 0.125 | 0.08 | 261 | 0 | 0.364 | 1 | 1 | cs | TRUE
21 | LV_1362-26_0_5_line_21 |  | 15 | 24 | 0.018231 | 0.125 | 0.08 | 261 | 0 | 0.364 | 1 | 1 | cs | TRUE
22 | LV_1362-26_0_5_line_22 |  | 17 | 25 | 0.00889 | 0.125 | 0.08 | 261 | 0 | 0.364 | 1 | 1 | cs | TRUE
23 | LV_1362-26_0_5_line_23 |  | 18 | 29 | 0.011799 | 0.125 | 0.08 | 261 | 0 | 0.364 | 1 | 1 | cs | TRUE
24 | LV_1362-26_0_5_line_24 |  | 20 | 30 | 0.025144 | 0.125 | 0.08 | 261 | 0 | 0.364 | 1 | 1 | cs | TRUE
25 | LV_1362-26_0_5_line_25 |  | 21 | 26 | 0.022778 | 0.125 | 0.08 | 261 | 0 | 0.364 | 1 | 1 | cs | TRUE
26 | LV_1362-26_0_5_line_26 |  | 22 | 38 | 0.026032 | 0.125 | 0.08 | 261 | 0 | 0.364 | 1 | 3 | cs | TRUE
27 | LV_1362-26_0_5_line_27 |  | 22 | 39 | 0.027889 | 0.125 | 0.08 | 261 | 0 | 0.364 | 1 | 3 | cs | TRUE
28 | LV_1362-26_0_5_line_28 |  | 23 | 34 | 0.052649 | 0.125 | 0.08 | 261 | 0 | 0.364 | 1 | 1 | cs | TRUE
29 | LV_1362-26_0_5_line_29 |  | 24 | 37 | 0.007291 | 0.125 | 0.08 | 261 | 0 | 0.364 | 1 | 1 | cs | TRUE
30 | LV_1362-26_0_5_line_30 |  | 25 | 36 | 0.0074237 | 0.125 | 0.08 | 261 | 0 | 0.364 | 1 | 1 | cs | TRUE
31 | LV_1362-26_0_5_line_31 |  | 26 | 27 | 0.02626 | 0.125 | 0.08 | 261 | 0 | 0.364 | 1 | 1 | cs | TRUE
32 | LV_1362-26_0_5_line_32 |  | 27 | 28 | 0.023405 | 0.125 | 0.08 | 261 | 0 | 0.364 | 1 | 1 | cs | TRUE
33 | LV_1362-26_0_5_line_33 |  | 28 | 31 | 0.020229 | 0.125 | 0.08 | 261 | 0 | 0.364 | 1 | 1 | cs | TRUE
34 | LV_1362-26_0_5_line_34 |  | 29 | 32 | 0.0046913 | 0.125 | 0.08 | 261 | 0 | 0.364 | 1 | 1 | cs | TRUE
35 | LV_1362-26_0_5_line_35 |  | 30 | 33 | 0.038823 | 0.125 | 0.08 | 261 | 0 | 0.364 | 1 | 1 | cs | TRUE
36 | LV_1362-26_0_5_line_36 |  | 31 | 35 | 0.020505 | 0.125 | 0.08 | 261 | 0 | 0.364 | 1 | 1 | cs | TRUE
37 | LV_1362-26_0_5_line_37 |  | 32 | 36 | 0.001174 | 0.125 | 0.08 | 261 | 0 | 0.364 | 1 | 1 | cs | TRUE
38 | LV_1362-26_0_5_line_38 |  | 33 | 91 | 0.033002 | 0.125 | 0.08 | 261 | 0 | 0.364 | 1 | 1 | cs | TRUE
39 | LV_1362-26_0_5_line_39 |  | 37 | 88 | 0.017316 | 0.125 | 0.08 | 261 | 0 | 0.364 | 1 | 2 | cs | TRUE
40 | LV_1362-26_0_5_line_40 |  | 38 | 40 | 0.033855 | 0.125 | 0.08 | 261 | 0 | 0.364 | 1 | 3 | cs | TRUE
41 | LV_1362-26_0_5_line_41 |  | 39 | 41 | 0.0091512 | 0.125 | 0.08 | 261 | 0 | 0.364 | 1 | 3 | cs | TRUE
42 | LV_1362-26_0_5_line_42 |  | 39 | 42 | 0.024752 | 0.125 | 0.08 | 261 | 0 | 0.364 | 1 | 3 | cs | TRUE
43 | LV_1362-26_0_5_line_43 |  | 40 | 73 | 0.059557 | 0.125 | 0.08 | 261 | 0 | 0.364 | 1 | 2 | cs | TRUE
44 | LV_1362-26_0_5_line_44 |  | 41 | 55 | 0.0084086 | 0.125 | 0.08 | 261 | 0 | 0.364 | 1 | 3 | cs | TRUE
45 | LV_1362-26_0_5_line_45 |  | 42 | 71 | 0.018335 | 0.125 | 0.08 | 261 | 0 | 0.364 | 1 | 3 | cs | TRUE
46 | LV_1362-26_0_5_line_46 |  | 43 | 44 | 0.016515 | 0.125 | 0.08 | 261 | 0 | 0.364 | 1 | 1 | cs | TRUE
47 | LV_1362-26_0_5_line_47 |  | 43 | 45 | 0.023795 | 0.125 | 0.08 | 261 | 0 | 0.364 | 1 | 1 | cs | TRUE
48 | LV_1362-26_0_5_line_48 |  | 44 | 46 | 0.017529 | 0.125 | 0.08 | 261 | 0 | 0.364 | 1 | 1 | cs | TRUE
49 | LV_1362-26_0_5_line_49 |  | 46 | 47 | 0.033029 | 0.125 | 0.08 | 261 | 0 | 0.364 | 1 | 1 | cs | TRUE
50 | LV_1362-26_0_5_line_50 |  | 46 | 48 | 0.020347 | 0.125 | 0.08 | 261 | 0 | 0.364 | 1 | 3 | cs | TRUE
51 | LV_1362-26_0_5_line_51 |  | 46 | 49 | 0.068685 | 0.125 | 0.08 | 261 | 0 | 0.364 | 1 | 2 | cs | TRUE
52 | LV_1362-26_0_5_line_52 |  | 48 | 53 | 0.041896 | 0.125 | 0.08 | 261 | 0 | 0.364 | 1 | 3 | cs | TRUE
53 | LV_1362-26_0_5_line_53 |  | 48 | 54 | 0.041135 | 0.125 | 0.08 | 261 | 0 | 0.364 | 1 | 1 | cs | TRUE
54 | LV_1362-26_0_5_line_54 |  | 49 | 64 | 0.01901 | 0.125 | 0.08 | 261 | 0 | 0.364 | 1 | 1 | cs | TRUE
55 | LV_1362-26_0_5_line_55 |  | 49 | 58 | 0.00311 | 0.125 | 0.08 | 261 | 0 | 0.364 | 1 | 1 | cs | TRUE
56 | LV_1362-26_0_5_line_56 |  | 50 | 51 | 0.0039149 | 0.125 | 0.08 | 261 | 0 | 0.364 | 1 | 1 | cs | TRUE
57 | LV_1362-26_0_5_line_57 |  | 50 | 52 | 0.026437 | 0.125 | 0.08 | 261 | 0 | 0.364 | 1 | 1 | cs | TRUE
58 | LV_1362-26_0_5_line_58 |  | 52 | 56 | 0.021678 | 0.125 | 0.08 | 261 | 0 | 0.364 | 1 | 1 | cs | TRUE
59 | LV_1362-26_0_5_line_59 |  | 53 | 75 | 0.015414 | 0.125 | 0.08 | 261 | 0 | 0.364 | 1 | 3 | cs | TRUE
60 | LV_1362-26_0_5_line_60 |  | 54 | 76 | 0.010441 | 0.125 | 0.08 | 261 | 0 | 0.364 | 1 | 1 | cs | TRUE
61 | LV_1362-26_0_5_line_61 |  | 55 | 61 | 0.034612 | 0.125 | 0.08 | 261 | 0 | 0.364 | 1 | 3 | cs | TRUE
62 | LV_1362-26_0_5_line_62 |  | 56 | 57 | 0.021486 | 0.125 | 0.08 | 261 | 0 | 0.364 | 1 | 1 | cs | TRUE
63 | LV_1362-26_0_5_line_63 |  | 56 | 58 | 0.016055 | 0.125 | 0.08 | 261 | 0 | 0.364 | 1 | 1 | cs | TRUE
64 | LV_1362-26_0_5_line_64 |  | 57 | 74 | 0.011125 | 0.125 | 0.08 | 261 | 0 | 0.364 | 1 | 1 | cs | TRUE
65 | LV_1362-26_0_5_line_65 |  | 58 | 59 | 0.048735 | 0.125 | 0.08 | 261 | 0 | 0.364 | 1 | 1 | cs | TRUE
66 | LV_1362-26_0_5_line_66 |  | 58 | 60 | 0.0079241 | 0.125 | 0.08 | 261 | 0 | 0.364 | 1 | 1 | cs | TRUE
67 | LV_1362-26_0_5_line_67 |  | 59 | 77 | 0.039207 | 0.125 | 0.08 | 261 | 0 | 0.364 | 1 | 1 | cs | TRUE
68 | LV_1362-26_0_5_line_68 |  | 59 | 78 | 0.024763 | 0.125 | 0.08 | 261 | 0 | 0.364 | 1 | 1 | cs | TRUE
69 | LV_1362-26_0_5_line_69 |  | 60 | 79 | 0.012463 | 0.125 | 0.08 | 261 | 0 | 0.364 | 1 | 1 | cs | TRUE
70 | LV_1362-26_0_5_line_70 |  | 61 | 62 | 0.018584 | 0.125 | 0.08 | 261 | 0 | 0.364 | 1 | 3 | cs | TRUE
71 | LV_1362-26_0_5_line_71 |  | 61 | 63 | 0.0041534 | 0.125 | 0.08 | 261 | 0 | 0.364 | 1 | 1 | cs | TRUE
72 | LV_1362-26_0_5_line_72 |  | 62 | 68 | 0.030309 | 0.125 | 0.08 | 261 | 0 | 0.364 | 1 | 3 | cs | TRUE
73 | LV_1362-26_0_5_line_73 |  | 64 | 80 | 0.034041 | 0.125 | 0.08 | 261 | 0 | 0.364 | 1 | 1 | cs | TRUE
74 | LV_1362-26_0_5_line_74 |  | 65 | 66 | 0.025937 | 0.125 | 0.08 | 261 | 0 | 0.364 | 1 | 3 | cs | TRUE
75 | LV_1362-26_0_5_line_75 |  | 65 | 67 | 0.011433 | 0.125 | 0.08 | 261 | 0 | 0.364 | 1 | 3 | cs | TRUE
76 | LV_1362-26_0_5_line_76 |  | 66 | 81 | 0.023978 | 0.125 | 0.08 | 261 | 0 | 0.364 | 1 | 3 | cs | TRUE
77 | LV_1362-26_0_5_line_77 |  | 67 | 82 | 0.00607 | 0.125 | 0.08 | 261 | 0 | 0.364 | 1 | 3 | cs | TRUE
78 | LV_1362-26_0_5_line_78 |  | 68 | 69 | 0.011974 | 0.125 | 0.08 | 261 | 0 | 0.364 | 1 | 1 | cs | TRUE
79 | LV_1362-26_0_5_line_79 |  | 68 | 70 | 0.012568 | 0.125 | 0.08 | 261 | 0 | 0.364 | 1 | 3 | cs | TRUE
80 | LV_1362-26_0_5_line_80 |  | 69 | 87 | 0.011466 | 0.125 | 0.08 | 261 | 0 | 0.364 | 1 | 1 | cs | TRUE
81 | LV_1362-26_0_5_line_81 |  | 70 | 88 | 0.017469 | 0.125 | 0.08 | 261 | 0 | 0.364 | 1 | 2 | cs | TRUE
82 | LV_1362-26_0_5_line_82 |  | 71 | 72 | 0.015098 | 0.125 | 0.08 | 261 | 0 | 0.364 | 1 | 3 | cs | TRUE
83 | LV_1362-26_0_5_line_83 |  | 72 | 89 | 0.0033485 | 0.125 | 0.08 | 261 | 0 | 0.364 | 1 | 3 | cs | TRUE
84 | LV_1362-26_0_5_line_84 |  | 73 | 90 | 0.0032558 | 0.125 | 0.08 | 261 | 0 | 0.364 | 1 | 1 | cs | TRUE
85 | LV_1362-26_0_5_line_85 |  | 75 | 81 | 0.0010889 | 0.125 | 0.08 | 261 | 0 | 0.364 | 1 | 3 | cs | TRUE
86 | LV_1362-26_0_5_line_86 |  | 76 | 109 | 0.019746 | 0.125 | 0.08 | 261 | 0 | 0.364 | 1 | 1 | cs | TRUE
87 | LV_1362-26_0_5_line_87 |  | 77 | 106 | 0.013244 | 0.125 | 0.08 | 261 | 0 | 0.364 | 1 | 1 | cs | TRUE
88 | LV_1362-26_0_5_line_88 |  | 78 | 116 | 0.00014553 | 0.125 | 0.08 | 261 | 0 | 0.364 | 1 | 1 | cs | TRUE
89 | LV_1362-26_0_5_line_89 |  | 79 | 86 | 0.027582 | 0.125 | 0.08 | 261 | 0 | 0.364 | 1 | 1 | cs | TRUE
90 | LV_1362-26_0_5_line_90 |  | 82 | 89 | 0.0030443 | 0.125 | 0.08 | 261 | 0 | 0.364 | 1 | 3 | cs | TRUE
91 | LV_1362-26_0_5_line_91 |  | 83 | 84 | 0.02522 | 0.125 | 0.08 | 261 | 0 | 0.364 | 1 | 1 | cs | TRUE
92 | LV_1362-26_0_5_line_92 |  | 83 | 85 | 0.0051467 | 0.125 | 0.08 | 261 | 0 | 0.364 | 1 | 1 | cs | TRUE
93 | LV_1362-26_0_5_line_93 |  | 84 | 114 | 0.013284 | 0.125 | 0.08 | 261 | 0 | 0.364 | 1 | 1 | cs | TRUE
94 | LV_1362-26_0_5_line_94 |  | 85 | 115 | 0.0081432 | 0.125 | 0.08 | 261 | 0 | 0.364 | 1 | 1 | cs | TRUE
95 | LV_1362-26_0_5_line_95 |  | 90 | 93 | 0.032241 | 0.125 | 0.08 | 261 | 0 | 0.364 | 1 | 1 | cs | TRUE
96 | LV_1362-26_0_5_line_96 |  | 91 | 92 | 0.01631 | 0.125 | 0.08 | 261 | 0 | 0.364 | 1 | 1 | cs | TRUE
97 | LV_1362-26_0_5_line_97 |  | 92 | 107 | 0.013582 | 0.125 | 0.08 | 261 | 0 | 0.364 | 1 | 1 | cs | TRUE
98 | LV_1362-26_0_5_line_98 |  | 93 | 94 | 0.00032599 | 0.125 | 0.08 | 261 | 0 | 0.364 | 1 | 1 | cs | TRUE
99 | LV_1362-26_0_5_line_99 |  | 94 | 101 | 0.00032504 | 0.125 | 0.08 | 261 | 0 | 0.364 | 1 | 1 | cs | TRUE
100 | LV_1362-26_0_5_line_100 |  | 95 | 96 | 0.0045747 | 0.125 | 0.08 | 261 | 0 | 0.364 | 1 | 1 | cs | TRUE
101 | LV_1362-26_0_5_line_101 |  | 95 | 97 | 0.006501 | 0.125 | 0.08 | 261 | 0 | 0.364 | 1 | 1 | cs | TRUE
102 | LV_1362-26_0_5_line_102 |  | 96 | 98 | 0.022511 | 0.125 | 0.08 | 261 | 0 | 0.364 | 1 | 1 | cs | TRUE
103 | LV_1362-26_0_5_line_103 |  | 98 | 99 | 0.012403 | 0.125 | 0.08 | 261 | 0 | 0.364 | 1 | 1 | cs | TRUE
104 | LV_1362-26_0_5_line_104 |  | 99 | 100 | 0.006582 | 0.125 | 0.08 | 261 | 0 | 0.364 | 1 | 1 | cs | TRUE
105 | LV_1362-26_0_5_line_105 |  | 100 | 101 | 0.0079256 | 0.125 | 0.08 | 261 | 0 | 0.364 | 1 | 1 | cs | TRUE
106 | LV_1362-26_0_5_line_106 |  | 102 | 103 | 0.02586 | 0.125 | 0.08 | 261 | 0 | 0.364 | 1 | 1 | cs | TRUE
107 | LV_1362-26_0_5_line_107 |  | 103 | 104 | 0.010321 | 0.125 | 0.08 | 261 | 0 | 0.364 | 1 | 1 | cs | TRUE
108 | LV_1362-26_0_5_line_108 |  | 104 | 105 | 0.0093171 | 0.125 | 0.08 | 261 | 0 | 0.364 | 1 | 1 | cs | TRUE
109 | LV_1362-26_0_5_line_109 |  | 105 | 106 | 0.0075017 | 0.125 | 0.08 | 261 | 0 | 0.364 | 1 | 1 | cs | TRUE
110 | LV_1362-26_0_5_line_110 |  | 107 | 108 | 0.0075838 | 0.125 | 0.08 | 261 | 0 | 0.364 | 1 | 1 | cs | TRUE
111 | LV_1362-26_0_5_line_111 |  | 109 | 110 | 0.016437 | 0.125 | 0.08 | 261 | 0 | 0.364 | 1 | 1 | cs | TRUE
112 | LV_1362-26_0_5_line_112 |  | 110 | 111 | 0.038854 | 0.125 | 0.08 | 261 | 0 | 0.364 | 1 | 1 | cs | TRUE
113 | LV_1362-26_0_5_line_113 |  | 111 | 112 | 0.049033 | 0.125 | 0.08 | 261 | 0 | 0.364 | 1 | 1 | cs | TRUE
114 | LV_1362-26_0_5_line_114 |  | 112 | 113 | 0.015452 | 0.125 | 0.08 | 261 | 0 | 0.364 | 1 | 1 | cs | TRUE
115 | LV_1362-26_0_5_line_115 |  | 114 | 118 | 0.013248 | 0.125 | 0.08 | 261 | 0 | 0.364 | 1 | 1 | cs | TRUE
116 | LV_1362-26_0_5_line_116 |  | 115 | 117 | 0.019905 | 0.125 | 0.08 | 261 | 0 | 0.364 | 1 | 1 | cs | TRUE
117 | LV_1362-26_0_5_line_117 |  | 116 | 117 | 0.0064952 | 0.125 | 0.08 | 261 | 0 | 0.364 | 1 | 1 | cs | TRUE
118 | LV_1362-26_0_5_line_118 |  | 118 | 119 | 0.013262 | 0.125 | 0.08 | 261 | 0 | 0.364 | 1 | 1 | cs | TRUE
119 | LV_1362-26_0_5_line_119 |  | 119 | 120 | 0.011043 | 0.125 | 0.08 | 261 | 0 | 0.364 | 1 | 1 | cs | TRUE
120 | LV_1362-26_0_5_line_120 |  | 120 | 121 | 0.0027632 | 0.125 | 0.08 | 261 | 0 | 0.364 | 1 | 1 | cs | TRUE
121 | LV_1362-26_0_5_line_121 |  | 121 | 122 | 0.022057 | 0.125 | 0.08 | 261 | 0 | 0.364 | 1 | 1 | cs | TRUE
122 | LV_1362-26_0_5_line_122 |  | 122 | 123 | 0.013441 | 0.125 | 0.08 | 261 | 0 | 0.364 | 1 | 1 | cs | TRUE

## trafo
| name | std_type | hv_bus | lv_bus | sn_mva | vn_hv_kv | vn_lv_kv | vk_percent | vkr_percent | pfe_kw | i0_percent | shift_degree | tap_side | tap_neutral | tap_min | tap_max | tap_step_percent | tap_step_degree | tap_pos | tap_phase_shifter | parallel | df | in_service
0 | LV_1362-26_0_5_trafo_46 | 0.63 MVA 20/0.4 kV | 124 | 40 | 0.63 | 20 | 0.4 | 6 | 1.206 | 1.65 | 0.2619 | 150 | hv | 0 | -2 | 2 | 2.5 | 0 | 0 | FALSE | 1 | 1 | TRUE

## line_geodata
| x0 | y0 | x1 | y1 | x2 | y2 | x3 | y3 | x4 | y4 | x5 | y5 | x6 | y6 | x7 | y7 | x8 | y8 | x9 | y9 | x10 | y10 | x11 | y11
0 | 2682476.4736 | 1213257.121 | 2682455.6976 | 1213275.6347
1 | 2682475.3111 | 1213247.7988 | 2682476.4736 | 1213257.121
2 | 2682470.8437 | 1213231.8933 | 2682475.3111 | 1213247.7988
3 | 2682475.3111 | 1213247.7988 | 2682485.9428 | 1213244.2657 | 2682490.5837 | 1213244.0814
4 | 2682470.8437 | 1213231.8933 | 2682469.4632 | 1213232.2856
5 | 2682470.8437 | 1213231.8933 | 2682467.0205 | 1213220.2784
6 | 2682470.8437 | 1213231.8933 | 2682495.9618 | 1213216.4216
7 | 2682490.5837 | 1213244.0814 | 2682508.7772 | 1213243.3588 | 2682529.7161 | 1213232.3079 | 2682552.0109 | 1213270.3635 | 2682558.5356 | 1213270.4539 | 2682567.4819 | 1213256.9689 | 2682567.4819 | 1213256.9689
8 | 2682497.3559 | 1213322.0523 | 2682496.6393 | 1213319.4851 | 2682486.8432 | 1213308.0423
9 | 2682497.3559 | 1213322.0523 | 2682498.3313 | 1213316.3509 | 2682499.7361 | 1213308.165 | 2682496.2427 | 1213302.0349
10 | 2682497.3559 | 1213322.0523 | 2682499.6001 | 1213330.0663 | 2682499.9931 | 1213334.4904
11 | 2682412.0869 | 1213263.7798 | 2682428.0173 | 1213280.5443
12 | 2682408.9977 | 1213266.8725 | 2682412.0869 | 1213263.7798
13 | 2682412.0869 | 1213263.7798 | 2682405.9167 | 1213257.2853
14 | 2682412.0869 | 1213263.7798 | 2682421.8081 | 1213254.0386
15 | 2682469.4632 | 1213232.2856 | 2682450.6868 | 1213237.5998
16 | 2682469.4632 | 1213232.2856 | 2682466.8521 | 1213223.614
17 | 2682451.02 | 1213171.6687 | 2682467.0205 | 1213220.2784
18 | 2682495.9618 | 1213216.4216 | 2682498.6662 | 1213214.7557 | 2682499.7941 | 1213214.0148
19 | 2682516.3869 | 1213374.1607 | 2682503.0677 | 1213360.0117 | 2682501.8875 | 1213355.8148 | 2682499.9931 | 1213334.4904
20 | 2682370.4783 | 1213229.0824 | 2682374.7226 | 1213226.5171 | 2682379.1434 | 1213232.6154 | 2682387.087 | 1213242.7318 | 2682408.9977 | 1213266.8725
21 | 2682408.9977 | 1213266.8725 | 2682421.2523 | 1213280.371
22 | 2682428.0879 | 1213247.746 | 2682428.0879 | 1213247.746 | 2682421.8081 | 1213254.0386
23 | 2682439.334 | 1213240.813 | 2682450.6868 | 1213237.5998
24 | 2682451.02 | 1213171.6687 | 2682474.0657 | 1213161.6139
25 | 2682499.7941 | 1213214.0148 | 2682518.8312 | 1213201.5076
26 | 2682516.3869 | 1213374.1607 | 2682522.6125 | 1213368.4098 | 2682534.6293 | 1213355.6097
27 | 2682510.6056 | 1213395.5614 | 2682505.1677 | 1213383.3782 | 2682506.3111 | 1213382.5491 | 2682511.0459 | 1213379.1234 | 2682516.3869 | 1213374.1607
28 | 2682370.4783 | 1213229.0824 | 2682384.2924 | 1213246.4956 | 2682405.2518 | 1213268.5458
29 | 2682426.1531 | 1213285.7693 | 2682421.2523 | 1213280.371
30 | 2682428.0879 | 1213247.746 | 2682434.2379 | 1213243.5879
31 | 2682541.9054 | 1213189.0151 | 2682522.8477 | 1213198.8688 | 2682518.8312 | 1213201.5076
32 | 2682541.9054 | 1213189.0151 | 2682562.6963 | 1213178.2654
33 | 2682580.6653 | 1213168.9747 | 2682562.6963 | 1213178.2654
34 | 2682439.334 | 1213240.813 | 2682437.6279 | 1213241.2958 | 2682435.2104 | 1213242.9303
35 | 2682474.0657 | 1213161.6139 | 2682484.1924 | 1213157.1957 | 2682509.1166 | 1213144.9398
36 | 2682598.8796 | 1213159.5572 | 2682580.6653 | 1213168.9747
37 | 2682435.2104 | 1213242.9303 | 2682434.2379 | 1213243.5879
38 | 2682538.7323 | 1213130.3771 | 2682509.1166 | 1213144.9398
39 | 2682426.1531 | 1213285.7693 | 2682437.7923 | 1213298.59
40 | 2682559.7341 | 1213333.0987 | 2682546.6932 | 1213342.7595 | 2682534.6293 | 1213355.6097
41 | 2682502.1033 | 1213398.946 | 2682506.0299 | 1213397.3771 | 2682510.6056 | 1213395.5614
42 | 2682510.6056 | 1213395.5614 | 2682517.5932 | 1213419.2736 | 2682517.6013 | 1213419.3045
43 | 2682610.7199 | 1213328.7089 | 2682607.1012 | 1213324.9286 | 2682599.4668 | 1213318.3075 | 2682595.1997 | 1213316.4805 | 2682584.0274 | 1213319.0052 | 2682563.6951 | 1213330.1644 | 2682559.7341 | 1213333.0987
44 | 2682502.1033 | 1213398.946 | 2682498.6942 | 1213391.2595
45 | 2682522.2168 | 1213437.0492 | 2682517.6013 | 1213419.3045
46 | 2682548.0556 | 1213577.899 | 2682550.5312 | 1213571.9294 | 2682557.3229 | 1213564.5189
47 | 2682548.0556 | 1213577.899 | 2682544.2447 | 1213588.6755 | 2682540.1219 | 1213600.3328
48 | 2682569.1666 | 1213551.5962 | 2682557.3229 | 1213564.5189
49 | 2682569.1666 | 1213551.5962 | 2682559.1842 | 1213539.5501 | 2682548.156 | 1213526.112
50 | 2682569.1666 | 1213551.5962 | 2682572.2821 | 1213548.7931 | 2682574.3691 | 1213551.1457 | 2682576.1791 | 1213553.1943 | 2682583.3162 | 1213545.7994
51 | 2682569.1666 | 1213551.5962 | 2682572.2821 | 1213548.7931 | 2682574.3691 | 1213551.1457 | 2682576.1791 | 1213553.1943 | 2682584.4334 | 1213563.3041 | 2682594.4049 | 1213575.0388 | 2682600.6072 | 1213582.474 | 2682602.9367 | 1213585.4082 | 2682606.201 | 1213582.8295 | 2682610.0523 | 1213586.1406 | 2682613.832 | 1213586.9379 | 2682617.1716 | 1213585.5054
52 | 2682583.3162 | 1213545.7994 | 2682581.1187 | 1213543.2006 | 2682571.3345 | 1213540.9748 | 2682555.8625 | 1213524.3275 | 2682552.9819 | 1213519.3729
53 | 2682583.3162 | 1213545.7994 | 2682587.6862 | 1213538.533 | 2682592.4546 | 1213528.2923 | 2682597.5499 | 1213519.1235 | 2682605.59 | 1213511.8078
54 | 2682617.1716 | 1213585.5054 | 2682619.3597 | 1213583.8458 | 2682630.0566 | 1213571.5949
55 | 2682619.2975 | 1213587.7808 | 2682617.1716 | 1213585.5054
56 | 2682640.2804 | 1213637.0371 | 2682642.8122 | 1213640.0232
57 | 2682640.2804 | 1213637.0371 | 2682623.1847 | 1213616.8715
58 | 2682609.2564 | 1213600.261 | 2682614.5758 | 1213606.7167 | 2682623.1847 | 1213616.8715
59 | 2682552.9819 | 1213519.3729 | 2682549.6519 | 1213513.6457 | 2682545.4722 | 1213505.9137
60 | 2682605.59 | 1213511.8078 | 2682605.59 | 1213511.8078 | 2682614.7058 | 1213506.7178
61 | 2682483.0132 | 1213360.4457 | 2682492.6514 | 1213377.6347 | 2682498.6942 | 1213391.2595
62 | 2682609.2564 | 1213600.261 | 2682601.4467 | 1213612.3385 | 2682600.0707 | 1213619.307
63 | 2682609.2564 | 1213600.261 | 2682611.888 | 1213596.1948 | 2682619.2975 | 1213587.7808
64 | 2682607.8655 | 1213626.8812 | 2682603.2565 | 1213623.7266 | 2682600.017 | 1213619.579 | 2682600.0707 | 1213619.307
65 | 2682619.2975 | 1213587.7808 | 2682637.3782 | 1213567.4736 | 2682651.9796 | 1213551.5543
66 | 2682619.2975 | 1213587.7808 | 2682622.6286 | 1213591.3515 | 2682622.8782 | 1213594.3822
67 | 2682651.9796 | 1213551.5543 | 2682664.0951 | 1213537.9578 | 2682680.9934 | 1213525.4971
68 | 2682651.9796 | 1213551.5543 | 2682668.0702 | 1213570.3774
69 | 2682626.2854 | 1213605.8238 | 2682623.5519 | 1213602.5605 | 2682622.8782 | 1213594.3822
70 | 2682483.0132 | 1213360.4457 | 2682479.0393 | 1213353.3528 | 2682472.8122 | 1213344.9389
71 | 2682483.0132 | 1213360.4457 | 2682479.0022 | 1213361.5243
72 | 2682457.9821 | 1213320.8292 | 2682459.0447 | 1213322.0002 | 2682471.9007 | 1213337.2435 | 2682474.3837 | 1213340.6245 | 2682472.8122 | 1213344.9389
73 | 2682630.0566 | 1213571.5949 | 2682652.4459 | 1213545.9532
74 | 2682526.9777 | 1213458.6181 | 2682528.7741 | 1213467.1374 | 2682534.9205 | 1213483.2341
75 | 2682526.9777 | 1213458.6181 | 2682529.1609 | 1213457.8589 | 2682532.0241 | 1213456.8201 | 2682534.4873 | 1213455.0419 | 2682536.3664 | 1213452.6552
76 | 2682534.9205 | 1213483.2341 | 2682539.0302 | 1213493.9969 | 2682544.9544 | 1213504.9558
77 | 2682536.3664 | 1213452.6552 | 2682537.5146 | 1213449.8359 | 2682537.8374 | 1213446.8273
78 | 2682457.9821 | 1213320.8292 | 2682453.2878 | 1213331.2156 | 2682453.3933 | 1213331.7816
79 | 2682457.9821 | 1213320.8292 | 2682449.5345 | 1213311.5242
80 | 2682455.4943 | 1213343.0538 | 2682453.3933 | 1213331.7816
81 | 2682449.5345 | 1213311.5242 | 2682437.7923 | 1213298.59
82 | 2682522.2168 | 1213437.0492 | 2682523.8549 | 1213436.705 | 2682527.1883 | 1213436.273 | 2682530.4922 | 1213436.8747 | 2682533.456 | 1213438.4501 | 2682535.8007 | 1213440.8397 | 2682535.8007 | 1213440.8397
83 | 2682535.8007 | 1213440.8397 | 2682537.3091 | 1213443.8292 | 2682537.3091 | 1213443.8292
84 | 2682610.7199 | 1213328.7089 | 2682612.9713 | 1213331.0608
85 | 2682545.4722 | 1213505.9137 | 2682544.9544 | 1213504.9558
86 | 2682614.7058 | 1213506.7178 | 2682615.0912 | 1213506.5026 | 2682633.8266 | 1213501.8482
87 | 2682680.9934 | 1213525.4971 | 2682691.6523 | 1213517.6372
88 | 2682668.0702 | 1213570.3774 | 2682668.1647 | 1213570.4881
89 | 2682626.2854 | 1213605.8238 | 2682643.9968 | 1213626.9674
90 | 2682537.3091 | 1213443.8292 | 2682537.8374 | 1213446.8273 | 2682537.8374 | 1213446.8273
91 | 2682693.9542 | 1213600.6572 | 2682713.0964 | 1213584.2362
92 | 2682693.9542 | 1213600.6572 | 2682690.61 | 1213596.7451
93 | 2682713.0964 | 1213584.2362 | 2682723.1787 | 1213575.5872
94 | 2682690.61 | 1213596.7451 | 2682685.3188 | 1213590.5552
95 | 2682635.266 | 1213354.3509 | 2682612.9713 | 1213331.0608
96 | 2682538.7323 | 1213130.3771 | 2682538.7323 | 1213130.3771 | 2682550.6303 | 1213119.2219
97 | 2682560.5386 | 1213109.9322 | 2682550.6303 | 1213119.2219
98 | 2682635.4914 | 1213354.5864 | 2682635.266 | 1213354.3509
99 | 2682635.7162 | 1213354.8212 | 2682635.4914 | 1213354.5864
100 | 2682679.2354 | 1213339.0496 | 2682675.7532 | 1213342.0166
101 | 2682679.2354 | 1213339.0496 | 2682684.1838 | 1213334.8333
102 | 2682658.6186 | 1213356.6161 | 2682675.7532 | 1213342.0166
103 | 2682658.6186 | 1213356.6161 | 2682654.8664 | 1213359.8132 | 2682647.6598 | 1213361.7924
104 | 2682647.6598 | 1213361.7924 | 2682647.6598 | 1213361.7924 | 2682641.1968 | 1213360.5465
105 | 2682641.1968 | 1213360.5465 | 2682641.1968 | 1213360.5465 | 2682635.7162 | 1213354.8212
106 | 2682713.8001 | 1213471.7474 | 2682713.6344 | 1213477.1492 | 2682709.3972 | 1213495.08 | 2682708.4469 | 1213496.8744
107 | 2682708.4469 | 1213496.8744 | 2682703.6165 | 1213505.9959 | 2682703.6165 | 1213505.9959
108 | 2682697.69 | 1213513.1851 | 2682697.69 | 1213513.1851 | 2682703.6165 | 1213505.9959
109 | 2682697.69 | 1213513.1851 | 2682691.6523 | 1213517.6372
110 | 2682560.5386 | 1213109.9322 | 2682566.2613 | 1213104.9557
111 | 2682633.8266 | 1213501.8482 | 2682637.0914 | 1213501.0372 | 2682649.519 | 1213496.9816
112 | 2682649.519 | 1213496.9816 | 2682657.4519 | 1213494.3927 | 2682662.7403 | 1213502.538 | 2682679.6814 | 1213496.5022 | 2682682.049 | 1213494.9825
113 | 2682687.4758 | 1213452.0116 | 2682692.1366 | 1213478.6966 | 2682692.3978 | 1213488.3398 | 2682682.049 | 1213494.9825
114 | 2682684.8172 | 1213436.7899 | 2682687.4758 | 1213452.0116
115 | 2682733.3614 | 1213567.1154 | 2682729.2587 | 1213570.3714 | 2682723.1787 | 1213575.5872
116 | 2682685.3188 | 1213590.5552 | 2682672.3852 | 1213575.4252
117 | 2682668.1647 | 1213570.4881 | 2682672.3852 | 1213575.4252
118 | 2682733.3614 | 1213567.1154 | 2682743.7494 | 1213558.8712
119 | 2682752.3991 | 1213552.0064 | 2682743.7494 | 1213558.8712
120 | 2682752.3991 | 1213552.0064 | 2682754.5636 | 1213550.2886
121 | 2682769.8592 | 1213534.7955 | 2682768.5902 | 1213535.6833 | 2682762.6054 | 1213541.0482 | 2682759.5772 | 1213546.3096 | 2682754.5636 | 1213550.2886
122 | 2682769.8592 | 1213534.7955 | 2682772.5486 | 1213532.9142 | 2682774.9933 | 1213533.5708 | 2682779.7957 | 1213539.4969

## bus_geodata
| x | y | coords
0 | 2682455.6976 | 1213275.6347
1 | 2682476.4736 | 1213257.121
2 | 2682475.3111 | 1213247.7988
3 | 2682470.8437 | 1213231.8933
4 | 2682490.5837 | 1213244.0814
5 | 2682486.8432 | 1213308.0423
6 | 2682497.3559 | 1213322.0523
7 | 2682428.0173 | 1213280.5443
8 | 2682412.0869 | 1213263.7798
9 | 2682469.4632 | 1213232.2856
10 | 2682467.0205 | 1213220.2784
11 | 2682495.9618 | 1213216.4216
12 | 2682567.4819 | 1213256.9689
13 | 2682496.2427 | 1213302.0349
14 | 2682499.9931 | 1213334.4904
15 | 2682408.9977 | 1213266.8725
16 | 2682405.9167 | 1213257.2853
17 | 2682421.8081 | 1213254.0386
18 | 2682450.6868 | 1213237.5998
19 | 2682466.8521 | 1213223.614
20 | 2682451.02 | 1213171.6687
21 | 2682499.7941 | 1213214.0148
22 | 2682516.3869 | 1213374.1607
23 | 2682370.4783 | 1213229.0824
24 | 2682421.2523 | 1213280.371
25 | 2682428.0879 | 1213247.746
26 | 2682518.8312 | 1213201.5076
27 | 2682541.9054 | 1213189.0151
28 | 2682562.6963 | 1213178.2654
29 | 2682439.334 | 1213240.813
30 | 2682474.0657 | 1213161.614
31 | 2682580.6653 | 1213168.9747
32 | 2682435.2104 | 1213242.9303
33 | 2682509.1166 | 1213144.9398
34 | 2682405.2518 | 1213268.5458
35 | 2682598.8796 | 1213159.5572
36 | 2682434.2379 | 1213243.5879
37 | 2682426.1531 | 1213285.7693
38 | 2682534.6293 | 1213355.6097
39 | 2682510.6056 | 1213395.5614
40 | 2682559.7341 | 1213333.0987
41 | 2682502.1033 | 1213398.946
42 | 2682517.6013 | 1213419.3045
43 | 2682548.0556 | 1213577.899
44 | 2682557.3229 | 1213564.5189
45 | 2682540.1219 | 1213600.3328
46 | 2682569.1666 | 1213551.5962
47 | 2682548.156 | 1213526.112
48 | 2682583.3162 | 1213545.7994
49 | 2682617.1716 | 1213585.5054
50 | 2682640.2804 | 1213637.0371
51 | 2682642.8122 | 1213640.0232
52 | 2682623.1847 | 1213616.8715
53 | 2682552.9819 | 1213519.3729
54 | 2682605.59 | 1213511.8078
55 | 2682498.6942 | 1213391.2595
56 | 2682609.2564 | 1213600.261
57 | 2682600.0707 | 1213619.307
58 | 2682619.2975 | 1213587.7808
59 | 2682651.9796 | 1213551.5543
60 | 2682622.8782 | 1213594.3822
61 | 2682483.0132 | 1213360.4457
62 | 2682472.8122 | 1213344.9389
63 | 2682479.0022 | 1213361.5243
64 | 2682630.0566 | 1213571.5949
65 | 2682526.9777 | 1213458.6181
66 | 2682534.9205 | 1213483.2341
67 | 2682536.3664 | 1213452.6552
68 | 2682457.9821 | 1213320.8292
69 | 2682453.3933 | 1213331.7816
70 | 2682449.5345 | 1213311.5242
71 | 2682522.2168 | 1213437.0492
72 | 2682535.8007 | 1213440.8397
73 | 2682610.7199 | 1213328.7089
74 | 2682607.8655 | 1213626.8812
75 | 2682545.4722 | 1213505.9137
76 | 2682614.7058 | 1213506.7178
77 | 2682680.9934 | 1213525.4971
78 | 2682668.0702 | 1213570.3774
79 | 2682626.2854 | 1213605.8238
80 | 2682652.4459 | 1213545.9532
81 | 2682544.9544 | 1213504.9558
82 | 2682537.8374 | 1213446.8273
83 | 2682693.9542 | 1213600.6572
84 | 2682713.0964 | 1213584.2362
85 | 2682690.61 | 1213596.7451
86 | 2682643.9968 | 1213626.9674
87 | 2682455.4943 | 1213343.0538
88 | 2682437.7923 | 1213298.59
89 | 2682537.3091 | 1213443.8292
90 | 2682612.9713 | 1213331.0608
91 | 2682538.7323 | 1213130.3771
92 | 2682550.6303 | 1213119.2219
93 | 2682635.266 | 1213354.3509
94 | 2682635.4914 | 1213354.5864
95 | 2682679.2354 | 1213339.0496
96 | 2682675.7532 | 1213342.0166
97 | 2682684.1838 | 1213334.8333
98 | 2682658.6186 | 1213356.6161
99 | 2682647.6598 | 1213361.7924
100 | 2682641.1968 | 1213360.5465
101 | 2682635.7162 | 1213354.8212
102 | 2682713.8001 | 1213471.7474
103 | 2682708.4469 | 1213496.8744
104 | 2682703.6165 | 1213505.9959
105 | 2682697.69 | 1213513.1851
106 | 2682691.6523 | 1213517.6372
107 | 2682560.5386 | 1213109.9322
108 | 2682566.2613 | 1213104.9557
109 | 2682633.8266 | 1213501.8482
110 | 2682649.519 | 1213496.9816
111 | 2682682.049 | 1213494.9825
112 | 2682687.4758 | 1213452.0116
113 | 2682684.8172 | 1213436.7899
114 | 2682723.1787 | 1213575.5872
115 | 2682685.3188 | 1213590.5552
116 | 2682668.1647 | 1213570.4881
117 | 2682672.3852 | 1213575.4252
118 | 2682733.3614 | 1213567.1154
119 | 2682743.7494 | 1213558.8712
120 | 2682752.3991 | 1213552.0064
121 | 2682754.5636 | 1213550.2886
122 | 2682769.8592 | 1213534.7955
123 | 2682779.7957 | 1213539.4969
124 | 2682528.3712 | 1213362.2757

## line_std_types
| c_nf_per_km | r_ohm_per_km | x_ohm_per_km | max_i_ka | type | q_mm2 | alpha | voltage_rating
NAYY 4x50 SE | 210 | 0.642 | 0.083 | 0.142 | cs | 50 | 0.00403 | LV
NAYY 4x120 SE | 264 | 0.225 | 0.08 | 0.242 | cs | 120 | 0.00403 | LV
NAYY 4x150 SE | 261 | 0.208 | 0.08 | 0.27 | cs | 150 | 0.00403 | LV
NA2XS2Y 1x95 RM/25 12/20 kV | 216 | 0.313 | 0.132 | 0.252 | cs | 95 | 0.00403 | MV
NA2XS2Y 1x185 RM/25 12/20 kV | 273 | 0.161 | 0.117 | 0.362 | cs | 185 | 0.00403 | MV
NA2XS2Y 1x240 RM/25 12/20 kV | 304 | 0.122 | 0.112 | 0.421 | cs | 240 | 0.00403 | MV
NA2XS2Y 1x95 RM/25 6/10 kV | 315 | 0.313 | 0.123 | 0.249 | cs | 95 | 0.00403 | MV
NA2XS2Y 1x185 RM/25 6/10 kV | 406 | 0.161 | 0.11 | 0.358 | cs | 185 | 0.00403 | MV
NA2XS2Y 1x240 RM/25 6/10 kV | 456 | 0.122 | 0.105 | 0.416 | cs | 240 | 0.00403 | MV
NA2XS2Y 1x150 RM/25 12/20 kV | 250 | 0.206 | 0.116 | 0.319 | cs | 150 | 0.00403 | MV
NA2XS2Y 1x120 RM/25 12/20 kV | 230 | 0.253 | 0.119 | 0.283 | cs | 120 | 0.00403 | MV
NA2XS2Y 1x70 RM/25 12/20 kV | 190 | 0.443 | 0.132 | 0.22 | cs | 70 | 0.00403 | MV
NA2XS2Y 1x150 RM/25 6/10 kV | 360 | 0.206 | 0.11 | 0.315 | cs | 150 | 0.00403 | MV
NA2XS2Y 1x120 RM/25 6/10 kV | 340 | 0.253 | 0.113 | 0.28 | cs | 120 | 0.00403 | MV
NA2XS2Y 1x70 RM/25 6/10 kV | 280 | 0.443 | 0.123 | 0.217 | cs | 70 | 0.00403 | MV
N2XS(FL)2Y 1x120 RM/35 64/110 kV | 112 | 0.153 | 0.166 | 0.366 | cs | 120 | 0.00393 | HV
N2XS(FL)2Y 1x185 RM/35 64/110 kV | 125 | 0.099 | 0.156 | 0.457 | cs | 185 | 0.00393 | HV
N2XS(FL)2Y 1x240 RM/35 64/110 kV | 135 | 0.075 | 0.149 | 0.526 | cs | 240 | 0.00393 | HV
N2XS(FL)2Y 1x300 RM/35 64/110 kV | 144 | 0.06 | 0.144 | 0.588 | cs | 300 | 0.00393 | HV
15-AL1/3-ST1A 0.4 | 11 | 1.8769 | 0.35 | 0.105 | ol | 16 | 0.00403 | LV
24-AL1/4-ST1A 0.4 | 11.25 | 1.2012 | 0.335 | 0.14 | ol | 24 | 0.00403 | LV
48-AL1/8-ST1A 0.4 | 12.2 | 0.5939 | 0.3 | 0.21 | ol | 48 | 0.00403 | LV
94-AL1/15-ST1A 0.4 | 13.2 | 0.306 | 0.29 | 0.35 | ol | 94 | 0.00403 | LV
34-AL1/6-ST1A 10.0 | 9.7 | 0.8342 | 0.36 | 0.17 | ol | 34 | 0.00403 | MV
48-AL1/8-ST1A 10.0 | 10.1 | 0.5939 | 0.35 | 0.21 | ol | 48 | 0.00403 | MV
70-AL1/11-ST1A 10.0 | 10.4 | 0.4132 | 0.339 | 0.29 | ol | 70 | 0.00403 | MV
94-AL1/15-ST1A 10.0 | 10.75 | 0.306 | 0.33 | 0.35 | ol | 94 | 0.00403 | MV
122-AL1/20-ST1A 10.0 | 11.1 | 0.2376 | 0.323 | 0.41 | ol | 122 | 0.00403 | MV
149-AL1/24-ST1A 10.0 | 11.25 | 0.194 | 0.315 | 0.47 | ol | 149 | 0.00403 | MV
34-AL1/6-ST1A 20.0 | 9.15 | 0.8342 | 0.382 | 0.17 | ol | 34 | 0.00403 | MV
48-AL1/8-ST1A 20.0 | 9.5 | 0.5939 | 0.372 | 0.21 | ol | 48 | 0.00403 | MV
70-AL1/11-ST1A 20.0 | 9.7 | 0.4132 | 0.36 | 0.29 | ol | 70 | 0.00403 | MV
94-AL1/15-ST1A 20.0 | 10 | 0.306 | 0.35 | 0.35 | ol | 94 | 0.00403 | MV
122-AL1/20-ST1A 20.0 | 10.3 | 0.2376 | 0.344 | 0.41 | ol | 122 | 0.00403 | MV
149-AL1/24-ST1A 20.0 | 10.5 | 0.194 | 0.337 | 0.47 | ol | 149 | 0.00403 | MV
184-AL1/30-ST1A 20.0 | 10.75 | 0.1571 | 0.33 | 0.535 | ol | 184 | 0.00403 | MV
243-AL1/39-ST1A 20.0 | 11 | 0.1188 | 0.32 | 0.645 | ol | 243 | 0.00403 | MV
48-AL1/8-ST1A 110.0 | 8 | 0.5939 | 0.46 | 0.21 | ol | 48 | 0.00403 | HV
70-AL1/11-ST1A 110.0 | 8.4 | 0.4132 | 0.45 | 0.29 | ol | 70 | 0.00403 | HV
94-AL1/15-ST1A 110.0 | 8.65 | 0.306 | 0.44 | 0.35 | ol | 94 | 0.00403 | HV
122-AL1/20-ST1A 110.0 | 8.5 | 0.2376 | 0.43 | 0.41 | ol | 122 | 0.00403 | HV
149-AL1/24-ST1A 110.0 | 8.75 | 0.194 | 0.41 | 0.47 | ol | 149 | 0.00403 | HV
184-AL1/30-ST1A 110.0 | 8.8 | 0.1571 | 0.4 | 0.535 | ol | 184 | 0.00403 | HV
243-AL1/39-ST1A 110.0 | 9 | 0.1188 | 0.39 | 0.645 | ol | 243 | 0.00403 | HV
305-AL1/39-ST1A 110.0 | 9.2 | 0.0949 | 0.38 | 0.74 | ol | 305 | 0.00403 | HV
490-AL1/64-ST1A 110.0 | 9.75 | 0.059 | 0.37 | 0.96 | ol | 490 | 0.00403 | HV
679-AL1/86-ST1A 110.0 | 9.95 | 0.042 | 0.36 | 1.15 | ol | 679 | 0.00403 | HV
490-AL1/64-ST1A 220.0 | 10 | 0.059 | 0.285 | 0.96 | ol | 490 | 0.00403 | HV
679-AL1/86-ST1A 220.0 | 11.7 | 0.042 | 0.275 | 1.15 | ol | 679 | 0.00403 | HV
490-AL1/64-ST1A 380.0 | 11 | 0.059 | 0.253 | 0.96 | ol | 490 | 0.00403 | HV
679-AL1/86-ST1A 380.0 | 14.6 | 0.042 | 0.25 | 1.15 | ol | 679 | 0.00403 | HV

## trafo_std_types
| i0_percent | pfe_kw | vkr_percent | sn_mva | vn_lv_kv | vn_hv_kv | vk_percent | shift_degree | vector_group | tap_side | tap_neutral | tap_min | tap_max | tap_step_degree | tap_step_percent | tap_phase_shifter
160 MVA 380/110 kV | 0.06 | 60 | 0.25 | 160 | 110 | 380 | 12.2 | 0 | Yy0 | hv | 0 | -9 | 9 | 0 | 1.5 | FALSE
100 MVA 220/110 kV | 0.06 | 55 | 0.26 | 100 | 110 | 220 | 12 | 0 | Yy0 | hv | 0 | -9 | 9 | 0 | 1.5 | FALSE
63 MVA 110/20 kV | 0.04 | 22 | 0.32 | 63 | 20 | 110 | 18 | 150 | YNd5 | hv | 0 | -9 | 9 | 0 | 1.5 | FALSE
40 MVA 110/20 kV | 0.05 | 18 | 0.34 | 40 | 20 | 110 | 16.2 | 150 | YNd5 | hv | 0 | -9 | 9 | 0 | 1.5 | FALSE
25 MVA 110/20 kV | 0.07 | 14 | 0.41 | 25 | 20 | 110 | 12 | 150 | YNd5 | hv | 0 | -9 | 9 | 0 | 1.5 | FALSE
63 MVA 110/10 kV | 0.04 | 22 | 0.32 | 63 | 10 | 110 | 18 | 150 | YNd5 | hv | 0 | -9 | 9 | 0 | 1.5 | FALSE
40 MVA 110/10 kV | 0.05 | 18 | 0.34 | 40 | 10 | 110 | 16.2 | 150 | YNd5 | hv | 0 | -9 | 9 | 0 | 1.5 | FALSE
25 MVA 110/10 kV | 0.07 | 14 | 0.41 | 25 | 10 | 110 | 12 | 150 | YNd5 | hv | 0 | -9 | 9 | 0 | 1.5 | FALSE
0.25 MVA 20/0.4 kV | 0.32 | 0.8 | 1.44 | 0.25 | 0.4 | 20 | 6 | 150 | Yzn5 | hv | 0 | -2 | 2 | 0 | 2.5 | FALSE
0.4 MVA 20/0.4 kV | 0.3375 | 1.35 | 1.425 | 0.4 | 0.4 | 20 | 6 | 150 | Dyn5 | hv | 0 | -2 | 2 | 0 | 2.5 | FALSE
0.63 MVA 20/0.4 kV | 0.2619 | 1.65 | 1.206 | 0.63 | 0.4 | 20 | 6 | 150 | Dyn5 | hv | 0 | -2 | 2 | 0 | 2.5 | FALSE
0.25 MVA 10/0.4 kV | 0.24 | 0.6 | 1.2 | 0.25 | 0.4 | 10 | 4 | 150 | Dyn5 | hv | 0 | -2 | 2 | 0 | 2.5 | FALSE
0.4 MVA 10/0.4 kV | 0.2375 | 0.95 | 1.325 | 0.4 | 0.4 | 10 | 4 | 150 | Dyn5 | hv | 0 | -2 | 2 | 0 | 2.5 | FALSE
0.63 MVA 10/0.4 kV | 0.1873 | 1.18 | 1.0794 | 0.63 | 0.4 | 10 | 4 | 150 | Dyn5 | hv | 0 | -2 | 2 | 0 | 2.5 | FALSE

## trafo3w_std_types
| sn_hv_mva | sn_mv_mva | sn_lv_mva | vn_hv_kv | vn_mv_kv | vn_lv_kv | vk_hv_percent | vk_mv_percent | vk_lv_percent | vkr_hv_percent | vkr_mv_percent | vkr_lv_percent | pfe_kw | i0_percent | shift_mv_degree | shift_lv_degree | vector_group | tap_side | tap_neutral | tap_min | tap_max | tap_step_percent
63/25/38 MVA 110/20/10 kV | 63 | 25 | 38 | 110 | 20 | 10 | 10.4 | 10.4 | 10.4 | 0.28 | 0.32 | 0.35 | 35 | 0.89 | 0 | 0 | YN0yn0yn0 | hv | 0 | -10 | 10 | 1.2
63/25/38 MVA 110/10/10 kV | 63 | 25 | 38 | 110 | 10 | 10 | 10.4 | 10.4 | 10.4 | 0.28 | 0.32 | 0.35 | 35 | 0.89 | 0 | 0 | YN0yn0yn0 | hv | 0 | -10 | 10 | 1.2

## fuse_std_types
| fuse_type | i_rated_a | t_avg | t_min | t_total | x_avg | x_min | x_total
HV 100A | HV 100A | 100 | 0 | [10.0, 3.64, 0.854, 0.281, 0.1, 0.0531, 0.022, 0.01] | [10.0, 4.267, 1.21, 0.403, 0.1, 0.058, 0.022, 0.01] | 0 | [300.0, 350.0, 450.0, 550.0, 700.0, 850.0, 1200.0, 1752.0] | [600.0, 700.0, 900.0, 1150.0, 1665.0, 2000.0, 3000.0, 4313.0]
HV 10A | HV 10A | 10 | 0 | [10.0, 1675.0, 0.344, 0.156, 0.1, 0.0417, 0.0171, 0.01] | [10.0, 1.3, 0.3, 0.155, 0.1, 0.0555, 0.023, 0.01] | 0 | [30.0, 32.0, 35.0, 37.0, 39.0, 50.0, 70.0, 88.0] | [60.0, 70.0, 80.0, 87.0, 94.0, 110.0, 150.0, 216.0]
HV 125A | HV 125A | 125 | 0 | [10.0, 1.82, 0.344, 0.1, 0.0467, 0.0269, 0.01] | [10.0, 2.478, 0.426, 0.1, 0.0427, 0.0211, 0.01] | 0 | [375.0, 500.0, 700.0, 925.0, 1200.0, 1500.0, 2341.0] | [750.0, 1000.0, 1500.0, 2200.0, 3000.0, 4000.0, 5765.0]
HV 160A | HV 160A | 160 | 0 | [10.0, 4.15, 1.03, 0.198, 0.1, 0.051, 0.0172, 0.01] | [10.0, 2.3, 0.734, 0.274, 0.1, 0.046, 0.0177, 0.01] | 0 | [480.0, 550.0, 700.0, 1000.0, 1260.0, 1600.0, 2500.0, 3227.0] | [960.0, 1300.0, 1700.0, 2200.0, 2996.0, 4000.0, 6000.0, 7946.0]
HV 16A | HV 16A | 16 | 0 | [10.0, 0.352, 0.164, 0.1, 0.0649, 0.0342, 0.01] | [10.0, 2.34, 0.722, 0.181, 0.1, 0.055, 0.0296, 0.01] | 0 | [48.0, 60.0, 65.0, 71.0, 80.0, 100.0, 162.0] | [96.0, 110.0, 125.0, 150.0, 168.0, 200.0, 250.0, 398.0]
HV 200A | HV 200A | 200 | 0 | [10.0, 4.267, 1.21, 0.403, 0.1, 0.058, 0.022, 0.01] | [10.0, 3.73, 1.654, 0.328, 0.1, 0.0531, 0.019, 0.01] | 0 | [600.0, 700.0, 900.0, 1150.0, 1665.0, 2000.0, 3000.0, 4313.0] | [1200.0, 1500.0, 1800.0, 2700.0, 3960.0, 5000.0, 7500.0, 10620.0]
HV 20A | HV 20A | 20 | 0 | [10.0, 1.3, 0.3, 0.155, 0.1, 0.0555, 0.023, 0.01] | [10.0, 1.3, 0.161, 0.1, 0.0611, 0.0399, 0.0141, 0.01] | 0 | [60.0, 70.0, 80.0, 87.0, 94.0, 110.0, 150.0, 216.0] | [120.0, 150.0, 200.0, 223.0, 260.0, 300.0, 450.0, 532.0]
HV 25A | HV 25A | 25 | 0 | [10.0, 2.512, 0.833, 0.299, 0.1, 0.0372, 0.0223, 0.01] | [10.0, 3.125, 0.597, 0.198, 0.1, 0.0378, 0.022, 0.01] | 0 | [75.0, 82.0, 90.0, 100.0, 124.0, 170.0, 200.0, 289.0] | [150.0, 170.0, 210.0, 250.0, 294.0, 400.0, 500.0, 711.0]
HV 31.5A | HV 31.5A | 31.5 | 0 | [10.0, 2.34, 0.722, 0.181, 0.1, 0.055, 0.0296, 0.01] | [10.0, 2.84, 0.368, 0.164, 0.1, 0.0621, 0.0378, 0.0195, 0.01] | 0 | [95.0, 110.0, 125.0, 150.0, 165.0, 200.0, 250.0, 390.0] | [189.0, 220.0, 300.0, 350.0, 393.0, 450.0, 530.0, 700.0, 960.0]
HV 40A | HV 40A | 40 | 0 | [10.0, 1.3, 0.161, 0.1, 0.0611, 0.0399, 0.0141, 0.01] | [10.0, 2.05, 0.369, 0.198, 0.1, 0.051, 0.0298, 0.01] | 0 | [120.0, 150.0, 200.0, 223.0, 260.0, 300.0, 450.0, 532.0] | [240.0, 300.0, 400.0, 450.0, 530.0, 650.0, 800.0, 1311.0]
HV 50A | HV 50A | 50 | 0 | [10.0, 3.215, 0.597, 0.198, 0.1, 0.0378, 0.022, 0.01] | [10.0, 3.64, 0.854, 0.281, 0.1, 0.0531, 0.022, 0.01] | 0 | [150.0, 170.0, 210.0, 250.0, 294.0, 400.0, 500.0, 711.0] | [300.0, 350.0, 450.0, 550.0, 700.0, 850.0, 1200.0, 1752.0]
HV 6.3A | HV 6.3A | 6.3 | 0 | [10.0, 1.39, 0.344, 0.168, 0.1, 0.056, 0.0263, 0.01] | [10.0, 1.711, 0.516, 0.198, 0.1, 0.0634, 0.0303, 0.01] | 0 | [19.0, 19.5, 20.4, 20.8, 22.0, 25.0, 32.0, 48.0] | [38.0, 40.0, 43.0, 48.0, 53.0, 60.0, 75.0, 118.0]
HV 63A | HV 63A | 63 | 0 | [10.0, 2.84, 0.368, 0.164, 0.1, 0.0621, 0.0378, 0.0195, 0.01] | [10.0, 1.82, 0.344, 0.1, 0.0467, 0.0269, 0.01] | 0 | [189.0, 220.0, 300.0, 350.0, 393.0, 450.0, 530.0, 700.0, 961.0] | [378.0, 500.0, 700.0, 934.0, 1200.0, 1500.0, 2366.0]
HV 80A | HV 80A | 80 | 0 | [10.0, 2.05, 0.369, 0.198, 0.1, 0.051, 0.0298, 0.01] | [10.0, 4.15, 1.03, 0.198, 0.1, 0.051, 0.0172, 0.01] | 0 | [240.0, 300.0, 400.0, 450.0, 530.0, 650.0, 800.0, 1311.0] | [480.0, 550.0, 700.0, 1000.0, 1260.0, 1600.0, 2500.0, 3227.0]
Siemens NH-1-100 | Siemens NH-1-100 | 100 | [5400.0, 2000.0, 400.0, 20.0, 1.0, 0.2, 0.012, 0.004] | 0 | 0 | [150.0, 190.0, 250.0, 430.0, 900.0, 1250.0, 2700.0, 3600.0] | 0 | 0
Siemens NH-1-125 | Siemens NH-1-125 | 125 | [4800.0, 120.0, 7.0, 0.1, 0.004] | 0 | 0 | [180.0, 400.0, 740.0, 2000.0, 4250.0] | 0 | 0
Siemens NH-1-16 | Siemens NH-1-16 | 16 | [4000.0, 400.0, 2.0, 0.1, 0.04, 0.01] | 0 | 0 | [26.0, 35.0, 75.0, 150.0, 200.0, 300.0] | 0 | 0
Siemens NH-1-160 | Siemens NH-1-160 | 160 | [4800.0, 120.0, 7.0, 0.1, 0.004] | 0 | 0 | [210.0, 500.0, 900.0, 2300.0, 5000.0] | 0 | 0
Siemens NH-1-25 | Siemens NH-1-25 | 25 | [4000.0, 1000.0, 10.0, 0.2, 0.02, 0.01] | 0 | 0 | [40.0, 50.0, 100.0, 210.0, 400.0, 500.0] | 0 | 0
Siemens NH-1-50 | Siemens NH-1-50 | 50 | [4000.0, 40.0, 4.0, 1.0, 0.02, 0.01] | 0 | 0 | [86.0, 200.0, 300.0, 400.0, 1000.0, 1280.0] | 0 | 0
Siemens NH-1-63 | Siemens NH-1-63 | 63 | [4000.0, 100.0, 10.0, 2.0, 0.04, 0.01] | 0 | 0 | [100.0, 200.0, 300.0, 400.0, 1000.0, 1500.0] | 0 | 0
Siemens NH-1-80 | Siemens NH-1-80 | 80 | [4800.0, 120.0, 7.0, 0.1, 0.01] | 0 | 0 | [150.58, 250.0, 450.0, 1150.0, 2470.0] | 0 | 0
Siemens NH-2-1000 | Siemens NH-2-1000 | 1000 | [4800.0, 120.0, 7.0, 0.1, 0.004] | 0 | 0 | [1900.0, 3500.0, 8400.0, 24000.0, 52000.0] | 0 | 0
Siemens NH-2-200 | Siemens NH-2-200 | 200 | [4800.0, 120.0, 7.0, 0.1, 0.004] | 0 | 0 | [280.0, 650.0, 1200.0, 3000.0, 7000.0] | 0 | 0
Siemens NH-2-224 | Siemens NH-2-224 | 224 | [4800.0, 120.0, 7.0, 0.2, 0.04, 0.004] | 0 | 0 | [400.0, 750.0, 1453.0, 3025.0, 4315.0, 7600.0] | 0 | 0
Siemens NH-2-250 | Siemens NH-2-250 | 250 | [4800.0, 120.0, 7.0, 0.1, 0.004] | 0 | 0 | [450.0, 800.0, 1650.0, 4000.0, 8500.0] | 0 | 0
Siemens NH-2-315 | Siemens NH-2-315 | 315 | [4800.0, 120.0, 7.0, 0.1, 0.004] | 0 | 0 | [550.0, 920.0, 1900.0, 5000.0, 11000.0] | 0 | 0
Siemens NH-2-355 | Siemens NH-2-355 | 355 | [4800.0, 120.0, 6.0, 0.1, 0.004] | 0 | 0 | [650.0, 1116.27, 2350.0, 5840.0, 12790.0] | 0 | 0
Siemens NH-2-400 | Siemens NH-2-400 | 400 | [4800.0, 120.0, 7.0, 0.1, 0.004] | 0 | 0 | [720.0, 1350.0, 2800.0, 6500.0, 15000.0] | 0 | 0
Siemens NH-2-425 | Siemens NH-2-425 | 425 | [4800.0, 120.0, 7.0, 0.1, 0.004] | 0 | 0 | [850.0, 1500.0, 3050.0, 7500.0, 16500.0] | 0 | 0
Siemens NH-2-630 | Siemens NH-2-630 | 630 | [4800.0, 120.0, 7.0, 0.1, 0.004] | 0 | 0 | [1200.0, 2000.0, 4800.0, 12000.0, 26000.0] | 0 | 0

## res_bus
| vm_pu | va_degree | p_mw | q_mvar
0 | 0.97379 | -0.50459 | 0.0087645 | 0.0021966
1 | 0.97402 | -0.5001 | 0 | 0
2 | 0.9741 | -0.49859 | 0 | 0
3 | 0.97438 | -0.49305 | 0 | 0
4 | 0.97396 | -0.50136 | 0.0032331 | 0.00081028
5 | 0.99037 | -0.1832 | 0.0081516 | 0.002043
6 | 0.99051 | -0.18064 | 0 | 0
7 | 0.97963 | -0.39008 | 0.0040525 | 0.0010157
8 | 0.97972 | -0.38838 | 0 | 0
9 | 0.97448 | -0.49113 | 0 | 0
10 | 0.97397 | -0.50116 | 0.0033481 | 0.00083912
11 | 0.97386 | -0.50325 | 0.0016972 | 0.00042537
12 | 0.97332 | -0.51388 | 0.0062638 | 0.0015698
13 | 0.99 | -0.19053 | 0.026319 | 0.0065961
14 | 0.99091 | -0.17282 | 0.0050875 | 0.001275
15 | 0.98013 | -0.38043 | 0 | 0
16 | 0.97969 | -0.38904 | 0.0040597 | 0.0010175
17 | 0.97854 | -0.41147 | 0.0029663 | 0.00074342
18 | 0.97589 | -0.46333 | 0.0012846 | 0.00032196
19 | 0.97444 | -0.49187 | 0.0044821 | 0.0011233
20 | 0.9724 | -0.53203 | 0 | 0
21 | 0.97379 | -0.50468 | 0.0020758 | 0.00052023
22 | 0.99255 | -0.14114 | 0 | 0
23 | 0.97985 | -0.38593 | 0 | 0
24 | 0.98192 | -0.34555 | 0.0019941 | 0.00049977
25 | 0.9778 | -0.42593 | 0.003589 | 0.00089948
26 | 0.97347 | -0.51099 | 0.0031485 | 0.00078909
27 | 0.97318 | -0.51674 | 0.0045298 | 0.0011353
28 | 0.97302 | -0.51992 | 0.0030568 | 0.00076612
29 | 0.97676 | -0.44629 | 0.0024159 | 0.00060549
30 | 0.97163 | -0.54723 | 0.012149 | 0.0030448
31 | 0.97294 | -0.52153 | 0.0022531 | 0.00056468
32 | 0.97711 | -0.43932 | 0.00179 | 0.00044862
33 | 0.97088 | -0.56202 | 0.0068653 | 0.0017206
34 | 0.97959 | -0.39093 | 0.0052292 | 0.0013106
35 | 0.9729 | -0.52231 | 0.0020687 | 0.00051847
36 | 0.97721 | -0.43753 | 0.002513 | 0.00062981
37 | 0.98265 | -0.33138 | 0.0015817 | 0.00039641
38 | 0.99573 | -0.080613 | 0.012599 | 0.0031576
39 | 0.98947 | -0.19986 | 0 | 0
40 | 1 | 0 | -0.56983 | -0.14578
41 | 0.989 | -0.20885 | 0 | 0
42 | 0.98801 | -0.22788 | 0.0043452 | 0.001089
43 | 0.97853 | -0.41178 | 0 | 0
44 | 0.97869 | -0.40849 | 0.0022906 | 0.00057408
45 | 0.97829 | -0.41651 | 0.010926 | 0.0027382
46 | 0.97891 | -0.40428 | 0 | 0
47 | 0.97881 | -0.40616 | 0.0031302 | 0.00078451
48 | 0.97951 | -0.39252 | 0 | 0
49 | 0.97638 | -0.45379 | 0 | 0
50 | 0.97572 | -0.4669 | 0 | 0
51 | 0.97571 | -0.46705 | 0.0020833 | 0.00052213
52 | 0.97577 | -0.46589 | 0.0069833 | 0.0017502
53 | 0.9815 | -0.35367 | 0.0013447 | 0.00033702
54 | 0.97729 | -0.43599 | 0.0037868 | 0.00094907
55 | 0.98857 | -0.21711 | 0.016429 | 0.0041174
56 | 0.97595 | -0.46229 | 0 | 0
57 | 0.9758 | -0.46524 | 0.0022921 | 0.00057446
58 | 0.9762 | -0.45742 | 0 | 0
59 | 0.97449 | -0.491 | 0 | 0
60 | 0.97613 | -0.45884 | 0.0047638 | 0.0011939
61 | 0.98698 | -0.24783 | 0 | 0
62 | 0.9862 | -0.26279 | 0 | 0
63 | 0.98692 | -0.24888 | 0.014145 | 0.0035452
64 | 0.97612 | -0.45904 | 0.0075647 | 0.0018959
65 | 0.98481 | -0.28961 | 0 | 0
66 | 0.98348 | -0.31535 | 0.0064676 | 0.0016209
67 | 0.9854 | -0.27829 | 0.010796 | 0.0027057
68 | 0.98494 | -0.28724 | 0 | 0
69 | 0.98477 | -0.29039 | 0.0037962 | 0.00095143
70 | 0.98447 | -0.29629 | 0.0054635 | 0.0013693
71 | 0.98696 | -0.24821 | 0 | 0
72 | 0.98609 | -0.26498 | 0.0045202 | 0.0011329
73 | 0.99589 | -0.078905 | 0.048442 | 0.012141
74 | 0.97575 | -0.4663 | 0.0052131 | 0.0013065
75 | 0.98224 | -0.33929 | 0.0014539 | 0.00036439
76 | 0.97676 | -0.44633 | 0.0070392 | 0.0017642
77 | 0.9741 | -0.49867 | 0.0028205 | 0.00070688
78 | 0.97387 | -0.50325 | 0.0027691 | 0.00069401
79 | 0.97607 | -0.45998 | 0.0023813 | 0.00059681
80 | 0.97588 | -0.46373 | 0.0075353 | 0.0018885
81 | 0.9823 | -0.33827 | 0.0026959 | 0.00067565
82 | 0.98573 | -0.27189 | 0.0036634 | 0.00091814
83 | 0.97336 | -0.51333 | 0 | 0
84 | 0.97317 | -0.51717 | 0.00086765 | 0.00021745
85 | 0.9734 | -0.51254 | 0.0026239 | 0.00065762
86 | 0.976 | -0.4613 | 0.0026203 | 0.00065671
87 | 0.98466 | -0.29262 | 0.010844 | 0.0027177
88 | 0.98353 | -0.31433 | 0.0055694 | 0.0013958
89 | 0.9859 | -0.26862 | 0.001724 | 0.00043206
90 | 0.99558 | -0.084797 | 0.017017 | 0.0042648
91 | 0.97046 | -0.57042 | 0.0038474 | 0.00096426
92 | 0.97031 | -0.57341 | 0.0037282 | 0.00093437
93 | 0.99305 | -0.13364 | 0.0096886 | 0.0024282
94 | 0.99302 | -0.13408 | 0.0096982 | 0.0024306
95 | 0.99122 | -0.16892 | 0.012214 | 0.0030611
96 | 0.99128 | -0.16785 | 0.012862 | 0.0032236
97 | 0.99122 | -0.16904 | 0.00099458 | 0.00024926
98 | 0.99182 | -0.15745 | 0.012903 | 0.0032338
99 | 0.99226 | -0.14889 | 0.016434 | 0.0041188
100 | 0.99259 | -0.14243 | 0.0014484 | 0.000363
101 | 0.993 | -0.13446 | 0.0096921 | 0.0024291
102 | 0.97375 | -0.50559 | 0.0042791 | 0.0010724
103 | 0.97386 | -0.50355 | 0.0008902 | 0.00022311
104 | 0.97391 | -0.50257 | 0.00089192 | 0.00022354
105 | 0.97396 | -0.50153 | 0.00088366 | 0.00022147
106 | 0.97401 | -0.50058 | 0.000888 | 0.00022255
107 | 0.97023 | -0.57497 | 0 | 0
108 | 0.97018 | -0.57584 | 0.00618 | 0.0015489
109 | 0.97589 | -0.46337 | 0.0046599 | 0.0011679
110 | 0.97524 | -0.47618 | 0.0012924 | 0.00032391
111 | 0.97374 | -0.5056 | 0.008005 | 0.0020062
112 | 0.97222 | -0.53562 | 0.0082013 | 0.0020555
113 | 0.97186 | -0.54276 | 0.025047 | 0.0062774
114 | 0.97307 | -0.51899 | 0.0010474 | 0.00026249
115 | 0.97348 | -0.51091 | 0.0028287 | 0.00070894
116 | 0.97387 | -0.50332 | 0.002757 | 0.00069096
117 | 0.97374 | -0.50588 | 0.0076767 | 0.001924
118 | 0.973 | -0.52054 | 0.0008822 | 0.0002211
119 | 0.97293 | -0.52188 | 0.00088809 | 0.00022258
120 | 0.97288 | -0.52282 | 0.0011492 | 0.00028801
121 | 0.97287 | -0.52299 | 0.00087115 | 0.00021833
122 | 0.97282 | -0.52404 | 0.00088977 | 0.000223
123 | 0.9728 | -0.52446 | 0.0016904 | 0.00042365
124 | 0.99998 | 149.9956 | 0 | 0

## res_line
| p_from_mw | q_from_mvar | p_to_mw | q_to_mvar | pl_mw | ql_mvar | i_from_ka | i_to_ka | i_ka | vm_from_pu | va_from_degree | vm_to_pu | va_to_degree | loading_percent
0 | -0.0087645 | -0.0021966 | 0.0087664 | 0.0021974 | 1.8717e-06 | 8.5164e-07 | 0.013393 | 0.013393 | 0.013393 | 0.97379 | -0.50459 | 0.97402 | -0.5001 | 3.6793
1 | -0.0087664 | -0.0021974 | 0.008767 | 0.0021977 | 6.3198e-07 | 2.8751e-07 | 0.013393 | 0.013393 | 0.013393 | 0.97402 | -0.5001 | 0.9741 | -0.49859 | 3.6793
2 | -0.018269 | -0.0045795 | 0.018274 | 0.0045824 | 4.8248e-06 | 2.8822e-06 | 0.027908 | 0.027907 | 0.027908 | 0.9741 | -0.49859 | 0.97438 | -0.49305 | 7.6669
3 | 0.0095018 | 0.0023818 | -0.0095006 | -0.0023812 | 1.2521e-06 | 6.0409e-07 | 0.014515 | 0.014515 | 0.014515 | 0.9741 | -0.49859 | 0.97396 | -0.50136 | 3.9877
4 | -0.07335 | -0.018431 | 0.073356 | 0.018436 | 6.7354e-06 | 4.2928e-06 | 0.11203 | 0.11203 | 0.11203 | 0.97438 | -0.49305 | 0.97448 | -0.49113 | 30.7782
5 | 0.036226 | 0.0091189 | -0.036212 | -0.0091101 | 1.4042e-05 | 8.8345e-06 | 0.055337 | 0.055337 | 0.055337 | 0.97438 | -0.49305 | 0.97397 | -0.50116 | 15.2025
6 | 0.01885 | 0.00473 | -0.01884 | -0.0047245 | 9.1684e-06 | 5.5005e-06 | 0.028788 | 0.028788 | 0.028788 | 0.97438 | -0.49305 | 0.97386 | -0.50325 | 7.9089
7 | 0.0062675 | 0.0015709 | -0.0062638 | -0.0015698 | 3.7377e-06 | 1.0403e-06 | 0.0095756 | 0.0095761 | 0.0095761 | 0.97396 | -0.50136 | 0.97332 | -0.51388 | 2.6308
8 | -0.0081516 | -0.002043 | 0.0081526 | 0.0020434 | 9.9724e-07 | 4.1008e-07 | 0.012248 | 0.012248 | 0.012248 | 0.99037 | -0.1832 | 0.99051 | -0.18064 | 3.3647
9 | 0.026331 | 0.0066037 | -0.026319 | -0.0065961 | 1.2407e-05 | 7.6685e-06 | 0.039558 | 0.039558 | 0.039558 | 0.99051 | -0.18064 | 0.99 | -0.19053 | 10.8676
10 | -0.034484 | -0.0086471 | 0.034496 | 0.0086552 | 1.2846e-05 | 8.0571e-06 | 0.051806 | 0.051806 | 0.051806 | 0.99051 | -0.18064 | 0.99091 | -0.17282 | 14.2323
11 | -0.0040525 | -0.0010157 | 0.0040529 | 0.0010156 | 3.286e-07 | -8.0888e-08 | 0.0061556 | 0.0061555 | 0.0061556 | 0.97963 | -0.39008 | 0.97972 | -0.38838 | 1.6911
12 | -0.10093 | -0.025505 | 0.10096 | 0.02553 | 3.8499e-05 | 2.4585e-05 | 0.15336 | 0.15336 | 0.15336 | 0.97972 | -0.38838 | 0.98013 | -0.38043 | 42.1326
13 | 0.0040598 | 0.0010174 | -0.0040597 | -0.0010175 | 1.2772e-07 | -3.106e-08 | 0.0061661 | 0.0061661 | 0.0061661 | 0.97972 | -0.38838 | 0.97969 | -0.38904 | 1.694
14 | 0.092812 | 0.023472 | -0.09271 | -0.023407 | 0.00010266 | 6.553e-05 | 0.14104 | 0.14104 | 0.14104 | 0.97972 | -0.38838 | 0.97854 | -0.41147 | 38.7476
15 | -0.077839 | -0.019559 | 0.077942 | 0.019625 | 0.00010341 | 6.594e-05 | 0.11888 | 0.11888 | 0.11888 | 0.97448 | -0.49113 | 0.97589 | -0.46333 | 32.6585
16 | 0.0044822 | 0.0011233 | -0.0044821 | -0.0011233 | 1.5909e-07 | -1.1001e-08 | 0.0068443 | 0.0068444 | 0.0068444 | 0.97448 | -0.49113 | 0.97444 | -0.49187 | 1.8803
17 | 0.032864 | 0.008271 | -0.032816 | -0.0082406 | 4.8404e-05 | 3.0343e-05 | 0.050222 | 0.050222 | 0.050222 | 0.97397 | -0.50116 | 0.9724 | -0.53203 | 13.7973
18 | 0.017143 | 0.0042991 | -0.017142 | -0.0042984 | 1.1646e-06 | 6.8902e-07 | 0.026195 | 0.026195 | 0.026195 | 0.97386 | -0.50325 | 0.97379 | -0.50468 | 7.1964
19 | -0.039584 | -0.0099302 | 0.039644 | 0.009968 | 5.9897e-05 | 3.7751e-05 | 0.059445 | 0.059445 | 0.059445 | 0.99091 | -0.17282 | 0.99255 | -0.14114 | 16.3311
20 | 0.0052319 | 0.0013109 | -0.0052305 | -0.0013107 | 1.3711e-06 | 1.4733e-07 | 0.0079428 | 0.0079431 | 0.0079431 | 0.98013 | -0.38043 | 0.97985 | -0.38593 | 2.1822
21 | -0.1062 | -0.026841 | 0.10637 | 0.026955 | 0.00017789 | 0.00011362 | 0.16131 | 0.16131 | 0.16131 | 0.98013 | -0.38043 | 0.98192 | -0.34555 | 44.3147
22 | 0.089743 | 0.022664 | -0.089681 | -0.022624 | 6.2143e-05 | 3.966e-05 | 0.13653 | 0.13653 | 0.13653 | 0.97854 | -0.41147 | 0.9778 | -0.42593 | 37.5084
23 | -0.079227 | -0.019947 | 0.079291 | 0.019988 | 6.4604e-05 | 4.1199e-05 | 0.12084 | 0.12084 | 0.12084 | 0.97589 | -0.46333 | 0.97676 | -0.44629 | 33.1967
24 | 0.032816 | 0.0082406 | -0.032792 | -0.0082257 | 2.3782e-05 | 1.4909e-05 | 0.050222 | 0.050222 | 0.050222 | 0.9724 | -0.53203 | 0.97163 | -0.54723 | 13.7973
25 | 0.015066 | 0.0037782 | -0.015062 | -0.0037756 | 4.5277e-06 | 2.6145e-06 | 0.023023 | 0.023023 | 0.023023 | 0.97379 | -0.50468 | 0.97347 | -0.51099 | 6.3251
26 | -0.40051 | -0.10233 | 0.40168 | 0.10308 | 0.0011759 | 0.00075154 | 0.60113 | 0.60113 | 0.60113 | 0.99255 | -0.14114 | 0.99573 | -0.080613 | 55.0487
27 | 0.36086 | 0.092361 | -0.35984 | -0.091708 | 0.0010229 | 0.00065359 | 0.54169 | 0.54169 | 0.54169 | 0.99255 | -0.14114 | 0.98947 | -0.19986 | 49.6051
28 | 0.0052305 | 0.0013107 | -0.0052292 | -0.0013106 | 1.2457e-06 | 1.3425e-07 | 0.0079431 | 0.0079433 | 0.0079433 | 0.97985 | -0.38593 | 0.97959 | -0.39093 | 2.1822
29 | -0.10837 | -0.027454 | 0.10844 | 0.027501 | 7.383e-05 | 4.7159e-05 | 0.16433 | 0.16433 | 0.16433 | 0.98192 | -0.34555 | 0.98265 | -0.33138 | 45.1448
30 | 0.086092 | 0.021724 | -0.086045 | -0.021694 | 4.7825e-05 | 3.0515e-05 | 0.13107 | 0.13107 | 0.13107 | 0.9778 | -0.42593 | 0.97721 | -0.43753 | 36.0079
31 | 0.011913 | 0.0029865 | -0.01191 | -0.0029847 | 3.2657e-06 | 1.7637e-06 | 0.018211 | 0.018211 | 0.018211 | 0.97347 | -0.51099 | 0.97318 | -0.51674 | 5.0029
32 | 0.0073802 | 0.0018494 | -0.0073791 | -0.001849 | 1.1177e-06 | 4.2454e-07 | 0.011284 | 0.011285 | 0.011285 | 0.97318 | -0.51674 | 0.97302 | -0.51992 | 3.1002
33 | 0.0043222 | 0.0010829 | -0.0043219 | -0.0010829 | 3.3142e-07 | -3.9127e-08 | 0.0066098 | 0.0066099 | 0.0066099 | 0.97302 | -0.51992 | 0.97294 | -0.52153 | 1.8159
34 | -0.081707 | -0.020593 | 0.081734 | 0.020611 | 2.7276e-05 | 1.7398e-05 | 0.12452 | 0.12452 | 0.12452 | 0.97676 | -0.44629 | 0.97711 | -0.43932 | 34.2078
35 | 0.020643 | 0.005181 | -0.020629 | -0.0051721 | 1.4553e-05 | 8.8337e-06 | 0.031617 | 0.031617 | 0.031617 | 0.97163 | -0.54723 | 0.97088 | -0.56202 | 8.686
36 | 0.0020688 | 0.00051827 | -0.0020687 | -0.00051847 | 7.6977e-08 | -2.0537e-07 | 0.003164 | 0.0031641 | 0.0031641 | 0.97294 | -0.52153 | 0.9729 | -0.52231 | 0.86925
37 | -0.083524 | -0.02106 | 0.083532 | 0.021064 | 7.1281e-06 | 4.5473e-06 | 0.12724 | 0.12724 | 0.12724 | 0.97711 | -0.43932 | 0.97721 | -0.43753 | 34.9567
38 | 0.013763 | 0.0034515 | -0.013758 | -0.0034484 | 5.5073e-06 | 3.1167e-06 | 0.021095 | 0.021095 | 0.021095 | 0.97088 | -0.56202 | 0.97046 | -0.57042 | 5.7954
39 | -0.11002 | -0.027898 | 0.11011 | 0.027955 | 9.0248e-05 | 5.7319e-05 | 0.16672 | 0.16672 | 0.16672 | 0.98265 | -0.33138 | 0.98353 | -0.31433 | 22.9014
40 | -0.41428 | -0.10624 | 0.41591 | 0.10728 | 0.0016265 | 0.0010396 | 0.61996 | 0.61996 | 0.61996 | 0.99573 | -0.080613 | 1 | 0 | 56.7728
41 | 0.16714 | 0.042544 | -0.16707 | -0.042498 | 7.2402e-05 | 4.5985e-05 | 0.25158 | 0.25158 | 0.25158 | 0.98947 | -0.19986 | 0.989 | -0.20885 | 23.0388
42 | 0.1927 | 0.049164 | -0.19244 | -0.048998 | 0.00026039 | 0.0001657 | 0.2901 | 0.2901 | 0.2901 | 0.98947 | -0.19986 | 0.98801 | -0.22788 | 26.5663
43 | 0.15227 | 0.0385 | -0.1517 | -0.038134 | 0.00057389 | 0.00036574 | 0.2267 | 0.2267 | 0.2267 | 1 | 0 | 0.99589 | -0.078905 | 31.1399
44 | 0.16707 | 0.042498 | -0.167 | -0.042456 | 6.6527e-05 | 4.2254e-05 | 0.25158 | 0.25158 | 0.25158 | 0.989 | -0.20885 | 0.98857 | -0.21711 | 23.0388
45 | 0.1881 | 0.047909 | -0.18791 | -0.047792 | 0.00018428 | 0.00011724 | 0.28356 | 0.28356 | 0.28356 | 0.98801 | -0.22788 | 0.98696 | -0.24821 | 25.967
46 | -0.010928 | -0.0027395 | 0.01093 | 0.0027404 | 1.7103e-06 | 8.8708e-07 | 0.016618 | 0.016618 | 0.016618 | 0.97853 | -0.41178 | 0.97869 | -0.40849 | 4.5654
47 | 0.010928 | 0.0027395 | -0.010926 | -0.0027382 | 2.4643e-06 | 1.2783e-06 | 0.016618 | 0.016618 | 0.016618 | 0.97853 | -0.41178 | 0.97829 | -0.41651 | 4.5655
48 | -0.01322 | -0.0033145 | 0.013223 | 0.0033159 | 2.6559e-06 | 1.4795e-06 | 0.020101 | 0.020101 | 0.020101 | 0.97869 | -0.40849 | 0.97891 | -0.40428 | 5.5222
49 | 0.0031305 | 0.00078428 | -0.0031302 | -0.00078451 | 2.8047e-07 | -2.3569e-07 | 0.0047585 | 0.0047587 | 0.0047587 | 0.97891 | -0.40428 | 0.97881 | -0.40616 | 1.3073
50 | -0.09569 | -0.024094 | 0.095744 | 0.024128 | 5.384e-05 | 3.369e-05 | 0.1455 | 0.1455 | 0.1455 | 0.97891 | -0.40428 | 0.97951 | -0.39252 | 13.3238
51 | 0.079336 | 0.019994 | -0.079149 | -0.019875 | 0.00018742 | 0.00011823 | 0.12064 | 0.12064 | 0.12064 | 0.97891 | -0.40428 | 0.97638 | -0.45379 | 16.571
52 | -0.1541 | -0.038879 | 0.15439 | 0.039061 | 0.00028723 | 0.00018224 | 0.2342 | 0.2342 | 0.2342 | 0.97951 | -0.39252 | 0.9815 | -0.35367 | 21.4465
53 | 0.058359 | 0.014751 | -0.058238 | -0.014674 | 0.00012137 | 7.7158e-05 | 0.088701 | 0.088701 | 0.088701 | 0.97951 | -0.39252 | 0.97729 | -0.43599 | 24.3683
54 | 0.015105 | 0.0037873 | -0.015102 | -0.0037851 | 3.7781e-06 | 2.1803e-06 | 0.023021 | 0.023021 | 0.023021 | 0.97638 | -0.45379 | 0.97612 | -0.45904 | 6.3246
55 | 0.064043 | 0.016088 | -0.064032 | -0.016081 | 1.1113e-05 | 7.0734e-06 | 0.097616 | 0.097616 | 0.097616 | 0.97638 | -0.45379 | 0.9762 | -0.45742 | 26.8175
56 | 0.0020833 | 0.00052209 | -0.0020833 | -0.00052213 | 1.4819e-08 | -3.9412e-08 | 0.0031772 | 0.0031772 | 0.0031772 | 0.97572 | -0.4669 | 0.97571 | -0.46705 | 0.87285
57 | -0.0020833 | -0.00052209 | 0.0020834 | 0.00052182 | 1.0007e-07 | -2.6617e-07 | 0.0031772 | 0.003177 | 0.0031772 | 0.97572 | -0.4669 | 0.97577 | -0.46589 | 0.87285
58 | -0.0090668 | -0.002272 | 0.0090683 | 0.0022727 | 1.554e-06 | 7.2375e-07 | 0.013826 | 0.013826 | 0.013826 | 0.97577 | -0.46589 | 0.97595 | -0.46229 | 3.7985
59 | -0.15573 | -0.039398 | 0.15584 | 0.039466 | 0.00010753 | 6.8233e-05 | 0.23623 | 0.23623 | 0.23623 | 0.9815 | -0.35367 | 0.98224 | -0.33929 | 21.6332
60 | 0.054451 | 0.013725 | -0.054424 | -0.013708 | 2.693e-05 | 1.7104e-05 | 0.082935 | 0.082935 | 0.082935 | 0.97729 | -0.43599 | 0.97676 | -0.44633 | 22.7843
61 | 0.15057 | 0.038339 | -0.15035 | -0.038197 | 0.00022265 | 0.00014117 | 0.22686 | 0.22686 | 0.22686 | 0.98857 | -0.21711 | 0.98698 | -0.24783 | 20.7743
62 | 0.0075065 | 0.0018814 | -0.0075055 | -0.001881 | 1.0554e-06 | 4.0702e-07 | 0.011445 | 0.011445 | 0.011445 | 0.97595 | -0.46229 | 0.9758 | -0.46524 | 3.1443
63 | -0.016575 | -0.0041541 | 0.016579 | 0.0041564 | 3.845e-06 | 2.2601e-06 | 0.025271 | 0.025271 | 0.025271 | 0.97595 | -0.46229 | 0.9762 | -0.45742 | 6.9427
64 | 0.0052133 | 0.0013065 | -0.0052131 | -0.0013065 | 2.6367e-07 | 2.9781e-08 | 0.0079499 | 0.0079499 | 0.0079499 | 0.9758 | -0.46524 | 0.97575 | -0.4663 | 2.184
65 | 0.037687 | 0.0094771 | -0.037627 | -0.0094391 | 6.0335e-05 | 3.8006e-05 | 0.057458 | 0.057458 | 0.057458 | 0.9762 | -0.45742 | 0.97449 | -0.491 | 15.7851
66 | 0.0097664 | 0.0024475 | -0.0097658 | -0.0024472 | 6.5856e-07 | 3.2241e-07 | 0.014887 | 0.014887 | 0.014887 | 0.9762 | -0.45742 | 0.97613 | -0.45884 | 4.0898
67 | 0.010659 | 0.0026724 | -0.010655 | -0.0026704 | 3.8952e-06 | 2.0047e-06 | 0.016277 | 0.016277 | 0.016277 | 0.97449 | -0.491 | 0.9741 | -0.49867 | 4.4716
68 | 0.026967 | 0.0067667 | -0.026952 | -0.0067569 | 1.5748e-05 | 9.7707e-06 | 0.041181 | 0.041181 | 0.041181 | 0.97449 | -0.491 | 0.97387 | -0.50325 | 11.3136
69 | 0.005002 | 0.0012533 | -0.0050017 | -0.0012533 | 2.7173e-07 | 1.8124e-08 | 0.007625 | 0.0076251 | 0.0076251 | 0.97613 | -0.45884 | 0.97607 | -0.45998 | 2.0948
70 | 0.1362 | 0.034652 | -0.1361 | -0.03459 | 9.8128e-05 | 6.209e-05 | 0.20553 | 0.20553 | 0.20553 | 0.98698 | -0.24783 | 0.9862 | -0.26279 | 18.8213
71 | 0.014146 | 0.0035456 | -0.014145 | -0.0035452 | 7.0847e-07 | 4.0034e-07 | 0.021327 | 0.021327 | 0.021327 | 0.98698 | -0.24783 | 0.98692 | -0.24888 | 5.8592
72 | 0.1361 | 0.03459 | -0.13594 | -0.034488 | 0.00016004 | 0.00010126 | 0.20553 | 0.20553 | 0.20553 | 0.9862 | -0.26279 | 0.98494 | -0.28724 | 18.8213
73 | 0.007537 | 0.0018892 | -0.0075353 | -0.0018885 | 1.6852e-06 | 6.5311e-07 | 0.01149 | 0.01149 | 0.01149 | 0.97612 | -0.45904 | 0.97588 | -0.46373 | 3.1565
74 | 0.16685 | 0.042375 | -0.16664 | -0.042244 | 0.00020639 | 0.0001311 | 0.25231 | 0.25231 | 0.25231 | 0.98481 | -0.28961 | 0.98348 | -0.31535 | 23.1049
75 | -0.16685 | -0.042375 | 0.16694 | 0.042433 | 9.0974e-05 | 5.7787e-05 | 0.25231 | 0.2523 | 0.25231 | 0.98481 | -0.28961 | 0.9854 | -0.27829 | 23.1049
76 | 0.16018 | 0.040623 | -0.16 | -0.040511 | 0.00017629 | 0.00011191 | 0.24252 | 0.24252 | 0.24252 | 0.98348 | -0.31535 | 0.9823 | -0.33827 | 22.2088
77 | -0.17774 | -0.045139 | 0.17779 | 0.045173 | 5.4744e-05 | 3.4804e-05 | 0.26861 | 0.26861 | 0.26861 | 0.9854 | -0.27829 | 0.98573 | -0.27189 | 24.5978
78 | 0.014643 | 0.003671 | -0.014641 | -0.0036697 | 2.1976e-06 | 1.2541e-06 | 0.022123 | 0.022123 | 0.022123 | 0.98494 | -0.28724 | 0.98477 | -0.29039 | 6.0778
79 | 0.1213 | 0.030818 | -0.12125 | -0.030784 | 5.2843e-05 | 3.334e-05 | 0.18341 | 0.18341 | 0.18341 | 0.98494 | -0.28724 | 0.98447 | -0.29629 | 16.7954
80 | 0.010845 | 0.0027183 | -0.010844 | -0.0027177 | 1.1547e-06 | 5.9312e-07 | 0.016387 | 0.016387 | 0.016387 | 0.98477 | -0.29039 | 0.98466 | -0.29262 | 4.5019
81 | 0.11578 | 0.029415 | -0.11568 | -0.029351 | 0.00010048 | 6.3864e-05 | 0.17515 | 0.17515 | 0.17515 | 0.98447 | -0.29629 | 0.98353 | -0.31433 | 24.0588
82 | 0.18791 | 0.047792 | -0.18776 | -0.047695 | 0.00015174 | 9.6538e-05 | 0.28356 | 0.28356 | 0.28356 | 0.98696 | -0.24821 | 0.98609 | -0.26498 | 25.9671
83 | 0.18324 | 0.046562 | -0.18321 | -0.046542 | 3.2055e-05 | 2.0387e-05 | 0.27674 | 0.27674 | 0.27674 | 0.98609 | -0.26498 | 0.9859 | -0.26862 | 25.3424
84 | 0.10325 | 0.025994 | -0.10322 | -0.025975 | 2.9075e-05 | 1.8566e-05 | 0.15432 | 0.15432 | 0.15432 | 0.99589 | -0.078905 | 0.99558 | -0.084797 | 42.395
85 | -0.1573 | -0.039831 | 0.1573 | 0.039835 | 7.7382e-06 | 4.9111e-06 | 0.23844 | 0.23844 | 0.23844 | 0.98224 | -0.33929 | 0.9823 | -0.33827 | 21.8348
86 | 0.047385 | 0.011944 | -0.047346 | -0.011919 | 3.8612e-05 | 2.4465e-05 | 0.072211 | 0.072211 | 0.072211 | 0.97676 | -0.44633 | 0.97589 | -0.46337 | 19.8383
87 | 0.0078349 | 0.0019635 | -0.0078341 | -0.0019633 | 7.1138e-07 | 2.9044e-07 | 0.011968 | 0.011968 | 0.011968 | 0.9741 | -0.49867 | 0.97401 | -0.50058 | 3.288
88 | 0.024183 | 0.0060629 | -0.024182 | -0.0060629 | 7.4513e-08 | 4.5878e-08 | 0.03695 | 0.03695 | 0.03695 | 0.97387 | -0.50325 | 0.97387 | -0.50332 | 10.1512
89 | 0.0026205 | 0.00065647 | -0.0026203 | -0.00065671 | 1.6506e-07 | -2.3908e-07 | 0.0039948 | 0.0039949 | 0.0039949 | 0.97607 | -0.45998 | 0.976 | -0.4613 | 1.0975
90 | -0.18145 | -0.046092 | 0.18148 | 0.04611 | 2.8598e-05 | 1.8186e-05 | 0.27414 | 0.27414 | 0.27414 | 0.98573 | -0.27189 | 0.9859 | -0.26862 | 25.1042
91 | 0.0082892 | 0.0020774 | -0.0082876 | -0.0020767 | 1.5187e-06 | 6.5855e-07 | 0.012672 | 0.012672 | 0.012672 | 0.97336 | -0.51333 | 0.97317 | -0.51717 | 3.4813
92 | -0.0082892 | -0.0020774 | 0.0082895 | 0.0020775 | 3.0992e-07 | 1.3437e-07 | 0.012672 | 0.012672 | 0.012672 | 0.97336 | -0.51333 | 0.9734 | -0.51254 | 3.4813
93 | 0.00742 | 0.0018592 | -0.0074193 | -0.001859 | 6.412e-07 | 2.4534e-07 | 0.011345 | 0.011345 | 0.011345 | 0.97317 | -0.51717 | 0.97307 | -0.51899 | 3.1169
94 | -0.010913 | -0.0027351 | 0.010914 | 0.0027355 | 8.4992e-07 | 4.4271e-07 | 0.016683 | 0.016683 | 0.016683 | 0.9734 | -0.51254 | 0.97348 | -0.51091 | 4.5833
95 | 0.086207 | 0.02171 | -0.086006 | -0.021582 | 0.00020083 | 0.00012812 | 0.12888 | 0.12888 | 0.12888 | 0.99558 | -0.084797 | 0.99305 | -0.13364 | 35.4077
96 | 0.0099103 | 0.0024841 | -0.0099089 | -0.0024834 | 1.4123e-06 | 7.0238e-07 | 0.015196 | 0.015196 | 0.015196 | 0.97046 | -0.57042 | 0.97031 | -0.57341 | 4.1747
97 | 0.0061808 | 0.0015491 | -0.0061803 | -0.0015489 | 4.576e-07 | 1.2511e-07 | 0.0094785 | 0.0094786 | 0.0094786 | 0.97031 | -0.57341 | 0.97023 | -0.57497 | 2.604
98 | 0.076318 | 0.019154 | -0.076316 | -0.019153 | 1.599e-06 | 1.0191e-06 | 0.11437 | 0.11437 | 0.11437 | 0.99305 | -0.13364 | 0.99302 | -0.13408 | 31.4193
99 | 0.066618 | 0.016722 | -0.066616 | -0.016721 | 1.2148e-06 | 7.733e-07 | 0.099834 | 0.099834 | 0.099834 | 0.99302 | -0.13408 | 0.993 | -0.13446 | 27.4269
100 | -0.013208 | -0.0033103 | 0.013209 | 0.0033106 | 6.7448e-07 | 3.727e-07 | 0.019828 | 0.019828 | 0.019828 | 0.99122 | -0.16892 | 0.99128 | -0.16785 | 5.4473
101 | 0.00099458 | 0.00024918 | -0.00099458 | -0.00024926 | 5.4345e-09 | -8.032e-08 | 0.001493 | 0.0014931 | 0.0014931 | 0.99122 | -0.16892 | 0.99122 | -0.16904 | 0.41018
102 | -0.026071 | -0.0065342 | 0.026084 | 0.0065422 | 1.2929e-05 | 7.9844e-06 | 0.039136 | 0.039136 | 0.039136 | 0.99128 | -0.16785 | 0.99182 | -0.15745 | 10.7516
103 | -0.038987 | -0.009776 | 0.039003 | 0.009786 | 1.5914e-05 | 1.0025e-05 | 0.058494 | 0.058494 | 0.058494 | 0.99182 | -0.15745 | 0.99226 | -0.14889 | 16.0698
104 | -0.055437 | -0.013905 | 0.055454 | 0.013916 | 1.7061e-05 | 1.0834e-05 | 0.083139 | 0.083139 | 0.083139 | 0.99226 | -0.14889 | 0.99259 | -0.14243 | 22.8404
105 | -0.056903 | -0.014279 | 0.056924 | 0.014292 | 2.1631e-05 | 1.3741e-05 | 0.08531 | 0.08531 | 0.08531 | 0.99259 | -0.14243 | 0.993 | -0.13446 | 23.4369
106 | -0.0042791 | -0.0010724 | 0.0042795 | 0.0010724 | 4.1464e-07 | -5.6351e-08 | 0.006539 | 0.0065389 | 0.006539 | 0.97375 | -0.50559 | 0.97386 | -0.50355 | 1.7964
107 | -0.0051697 | -0.0012955 | 0.00517 | 0.0012955 | 2.415e-07 | 2.6133e-08 | 0.0078991 | 0.007899 | 0.0078991 | 0.97386 | -0.50355 | 0.97391 | -0.50257 | 2.1701
108 | -0.0060619 | -0.0015191 | 0.0060622 | 0.0015191 | 2.9971e-07 | 7.5869e-08 | 0.0092618 | 0.0092617 | 0.0092618 | 0.97391 | -0.50257 | 0.97396 | -0.50153 | 2.5444
109 | -0.0069458 | -0.0017406 | 0.0069461 | 0.0017407 | 3.1678e-07 | 1.0938e-07 | 0.010612 | 0.010612 | 0.010612 | 0.97396 | -0.50153 | 0.97401 | -0.50058 | 2.9153
110 | 0.0061803 | 0.0015489 | -0.00618 | -0.0015489 | 2.5551e-07 | 6.9873e-08 | 0.0094786 | 0.0094786 | 0.0094786 | 0.97023 | -0.57497 | 0.97018 | -0.57584 | 2.604
111 | 0.042686 | 0.010751 | -0.04266 | -0.010735 | 2.6127e-05 | 1.6516e-05 | 0.065106 | 0.065106 | 0.065106 | 0.97589 | -0.46337 | 0.97524 | -0.47618 | 17.8863
112 | 0.041368 | 0.010411 | -0.041309 | -0.010374 | 5.8076e-05 | 3.6684e-05 | 0.063134 | 0.063134 | 0.063134 | 0.97524 | -0.47618 | 0.97374 | -0.5056 | 17.3446
113 | 0.033305 | 0.008368 | -0.033257 | -0.0083381 | 4.7641e-05 | 2.9882e-05 | 0.050902 | 0.050902 | 0.050902 | 0.97374 | -0.5056 | 0.97222 | -0.53562 | 13.984
114 | 0.025056 | 0.0062826 | -0.025047 | -0.0062774 | 8.522e-06 | 5.2625e-06 | 0.038349 | 0.038349 | 0.038349 | 0.97222 | -0.53562 | 0.97186 | -0.54276 | 10.5356
115 | 0.006372 | 0.0015965 | -0.0063715 | -0.0015964 | 4.7169e-07 | 1.3732e-07 | 0.0097438 | 0.0097439 | 0.0097439 | 0.97307 | -0.51899 | 0.973 | -0.52054 | 2.6769
116 | -0.013743 | -0.0034445 | 0.013746 | 0.0034463 | 3.2938e-06 | 1.8605e-06 | 0.021007 | 0.021007 | 0.021007 | 0.97348 | -0.51091 | 0.97374 | -0.50588 | 5.7711
117 | 0.021426 | 0.0053719 | -0.021423 | -0.0053703 | 2.6105e-06 | 1.5899e-06 | 0.032738 | 0.032738 | 0.032738 | 0.97387 | -0.50332 | 0.97374 | -0.50588 | 8.9939
118 | 0.0054893 | 0.0013753 | -0.005489 | -0.0013752 | 3.5047e-07 | 5.9595e-08 | 0.0083947 | 0.0083948 | 0.0083948 | 0.973 | -0.52054 | 0.97293 | -0.52188 | 2.3063
119 | 0.0046009 | 0.0011526 | -0.0046007 | -0.0011526 | 2.0503e-07 | -5.9072e-09 | 0.0070365 | 0.0070366 | 0.0070366 | 0.97293 | -0.52188 | 0.97288 | -0.52282 | 1.9331
120 | 0.0034515 | 0.00086463 | -0.0034515 | -0.00086464 | 2.8876e-08 | -1.5831e-08 | 0.0052789 | 0.0052789 | 0.0052789 | 0.97288 | -0.52282 | 0.97287 | -0.52299 | 1.4503
121 | 0.0025803 | 0.00064631 | -0.0025802 | -0.0006465 | 1.2883e-07 | -1.9142e-07 | 0.0039465 | 0.0039466 | 0.0039466 | 0.97287 | -0.52299 | 0.97282 | -0.52404 | 1.0842
122 | 0.0016904 | 0.0004235 | -0.0016904 | -0.00042365 | 3.3697e-08 | -1.4531e-07 | 0.0025856 | 0.0025856 | 0.0025856 | 0.97282 | -0.52404 | 0.9728 | -0.52446 | 0.71034

## res_trafo
| p_hv_mw | q_hv_mvar | p_lv_mw | q_lv_mvar | pl_mw | ql_mvar | i_hv_ka | i_lv_ka | vm_hv_pu | va_hv_degree | vm_lv_pu | va_lv_degree | loading_percent
0 | -1.2729e-15 | -1.3162e-15 | 0.00165 | 1.2699e-07 | 0.00165 | 1.2699e-07 | 5.2857e-17 | 0.0023815 | 0.99998 | 149.9956 | 1 | 0 | 0.2619

## res_ext_grid
| p_mw | q_mvar
0 | 0.58331 | 0.14916

## res_load
| p_mw | q_mvar
0 | 0.0087645 | 0.0021966
1 | 0.0032331 | 0.00081028
2 | 0.0081516 | 0.002043
3 | 0.0040525 | 0.0010157
4 | 0.0033481 | 0.00083912
5 | 0.0016972 | 0.00042537
6 | 0.0062638 | 0.0015698
7 | 0.026319 | 0.0065961
8 | 0.0050875 | 0.001275
9 | 0.0040597 | 0.0010175
10 | 0.0029663 | 0.00074342
11 | 0.0012846 | 0.00032196
12 | 0.0044821 | 0.0011233
13 | 0.0020758 | 0.00052023
14 | 0.0019941 | 0.00049977
15 | 0.003589 | 0.00089948
16 | 0.0031485 | 0.00078909
17 | 0.0045298 | 0.0011353
18 | 0.0030568 | 0.00076612
19 | 0.0024159 | 0.00060549
20 | 0.012149 | 0.0030448
21 | 0.0022531 | 0.00056468
22 | 0.00179 | 0.00044862
23 | 0.0068653 | 0.0017206
24 | 0.0052292 | 0.0013106
25 | 0.0020687 | 0.00051847
26 | 0.002513 | 0.00062981
27 | 0.0015817 | 0.00039641
28 | 0.012599 | 0.0031576
29 | 0.013489 | 0.0033806
30 | 0.0043452 | 0.001089
31 | 0.0022906 | 0.00057408
32 | 0.010926 | 0.0027382
33 | 0.0031302 | 0.00078451
34 | 0.0020833 | 0.00052213
35 | 0.0069833 | 0.0017502
36 | 0.0013447 | 0.00033702
37 | 0.0037868 | 0.00094907
38 | 0.016429 | 0.0041174
39 | 0.0022921 | 0.00057446
40 | 0.0047638 | 0.0011939
41 | 0.014145 | 0.0035452
42 | 0.0075647 | 0.0018959
43 | 0.0064676 | 0.0016209
44 | 0.010796 | 0.0027057
45 | 0.0037962 | 0.00095143
46 | 0.0054635 | 0.0013693
47 | 0.0045202 | 0.0011329
48 | 0.048442 | 0.012141
49 | 0.0052131 | 0.0013065
50 | 0.0014539 | 0.00036439
51 | 0.0070392 | 0.0017642
52 | 0.0028205 | 0.00070688
53 | 0.0027691 | 0.00069401
54 | 0.0023813 | 0.00059681
55 | 0.0075353 | 0.0018885
56 | 0.0026959 | 0.00067565
57 | 0.0036634 | 0.00091814
58 | 0.00086765 | 0.00021745
59 | 0.0026239 | 0.00065762
60 | 0.0026203 | 0.00065671
61 | 0.010844 | 0.0027177
62 | 0.0055694 | 0.0013958
63 | 0.001724 | 0.00043206
64 | 0.017017 | 0.0042648
65 | 0.0038474 | 0.00096426
66 | 0.0037282 | 0.00093437
67 | 0.0096886 | 0.0024282
68 | 0.0096982 | 0.0024306
69 | 0.012214 | 0.0030611
70 | 0.012862 | 0.0032236
71 | 0.00099458 | 0.00024926
72 | 0.012903 | 0.0032338
73 | 0.016434 | 0.0041188
74 | 0.0014484 | 0.000363
75 | 0.0096921 | 0.0024291
76 | 0.0042791 | 0.0010724
77 | 0.0008902 | 0.00022311
78 | 0.00089192 | 0.00022354
79 | 0.00088366 | 0.00022147
80 | 0.000888 | 0.00022255
81 | 0.00618 | 0.0015489
82 | 0.0046599 | 0.0011679
83 | 0.0012924 | 0.00032391
84 | 0.008005 | 0.0020062
85 | 0.0082013 | 0.0020555
86 | 0.025047 | 0.0062774
87 | 0.0010474 | 0.00026249
88 | 0.0028287 | 0.00070894
89 | 0.002757 | 0.00069096
90 | 0.0076767 | 0.001924
91 | 0.0008822 | 0.0002211
92 | 0.00088809 | 0.00022258
93 | 0.0011492 | 0.00028801
94 | 0.00087115 | 0.00021833
95 | 0.00088977 | 0.000223
96 | 0.0016904 | 0.00042365

## dtypes
| element | column | dtype
0 | bus | name | object
1 | bus | vn_kv | float64
2 | bus | type | object
3 | bus | zone | object
4 | bus | in_service | bool
5 | load | name | object
6 | load | bus | uint32
7 | load | p_mw | float64
8 | load | q_mvar | float64
9 | load | const_z_percent | float64
10 | load | const_i_percent | float64
11 | load | sn_mva | float64
12 | load | scaling | float64
13 | load | in_service | bool
14 | load | type | object
15 | ext_grid | name | object
16 | ext_grid | bus | uint32
17 | ext_grid | vm_pu | float64
18 | ext_grid | va_degree | float64
19 | ext_grid | slack_weight | float64
20 | ext_grid | in_service | bool
21 | line | name | object
22 | line | std_type | object
23 | line | from_bus | uint32
24 | line | to_bus | uint32
25 | line | length_km | float64
26 | line | r_ohm_per_km | float64
27 | line | x_ohm_per_km | float64
28 | line | c_nf_per_km | float64
29 | line | g_us_per_km | float64
30 | line | max_i_ka | float64
31 | line | df | float64
32 | line | parallel | uint32
33 | line | type | object
34 | line | in_service | bool
35 | trafo | name | object
36 | trafo | std_type | object
37 | trafo | hv_bus | uint32
38 | trafo | lv_bus | uint32
39 | trafo | sn_mva | float64
40 | trafo | vn_hv_kv | float64
41 | trafo | vn_lv_kv | float64
42 | trafo | vk_percent | float64
43 | trafo | vkr_percent | float64
44 | trafo | pfe_kw | float64
45 | trafo | i0_percent | float64
46 | trafo | shift_degree | float64
47 | trafo | tap_side | object
48 | trafo | tap_neutral | int32
49 | trafo | tap_min | int32
50 | trafo | tap_max | int32
51 | trafo | tap_step_percent | float64
52 | trafo | tap_step_degree | float64
53 | trafo | tap_pos | int32
54 | trafo | tap_phase_shifter | bool
55 | trafo | parallel | uint32
56 | trafo | df | float64
57 | trafo | in_service | bool
58 | line_geodata | coords | object
59 | bus_geodata | x | float64
60 | bus_geodata | y | float64
61 | bus_geodata | coords | object
62 | res_bus | vm_pu | float64
63 | res_bus | va_degree | float64
64 | res_bus | p_mw | float64
65 | res_bus | q_mvar | float64
66 | res_line | p_from_mw | float64
67 | res_line | q_from_mvar | float64
68 | res_line | p_to_mw | float64
69 | res_line | q_to_mvar | float64
70 | res_line | pl_mw | float64
71 | res_line | ql_mvar | float64
72 | res_line | i_from_ka | float64
73 | res_line | i_to_ka | float64
74 | res_line | i_ka | float64
75 | res_line | vm_from_pu | float64
76 | res_line | va_from_degree | float64
77 | res_line | vm_to_pu | float64
78 | res_line | va_to_degree | float64
79 | res_line | loading_percent | float64
80 | res_trafo | p_hv_mw | float64
81 | res_trafo | q_hv_mvar | float64
82 | res_trafo | p_lv_mw | float64
83 | res_trafo | q_lv_mvar | float64
84 | res_trafo | pl_mw | float64
85 | res_trafo | ql_mvar | float64
86 | res_trafo | i_hv_ka | float64
87 | res_trafo | i_lv_ka | float64
88 | res_trafo | vm_hv_pu | float64
89 | res_trafo | va_hv_degree | float64
90 | res_trafo | vm_lv_pu | float64
91 | res_trafo | va_lv_degree | float64
92 | res_trafo | loading_percent | float64
93 | res_ext_grid | p_mw | float64
94 | res_ext_grid | q_mvar | float64
95 | res_load | p_mw | float64
96 | res_load | q_mvar | float64

## parameters
| version | format_version | converged | OPF_converged | name | f_hz | sn_mva
0 | 2.14.6 | 2.14.0 | TRUE | FALSE |  | 50 | 1