## bus
| name | vn_kv | type | zone | in_service
0 | bus_LV_1362-2_0_3_node_0 | 0.4 | n |  | TRUE
1 | bus_LV_1362-2_0_3_node_1 | 0.4 | n |  | TRUE
2 | bus_LV_1362-2_0_3_node_2 | 0.4 | n |  | TRUE
3 | bus_LV_1362-2_0_3_node_3 | 0.4 | n |  | TRUE
4 | bus_LV_1362-2_0_3_node_4 | 0.4 | n |  | TRUE
5 | bus_LV_1362-2_0_3_node_5 | 0.4 | n |  | TRUE
6 | bus_LV_1362-2_0_3_node_20 | 0.4 | n |  | TRUE
7 | bus_LV_1362-2_0_3_node_65 | 0.4 | n |  | TRUE
8 | bus_LV_1362-2_0_3_node_50 | 0.4 | n |  | TRUE
9 | bus_LV_1362-2_0_3_node_56 | 0.4 | n |  | TRUE
10 | bus_LV_1362-2_0_3_node_21 | 0.4 | n |  | TRUE
11 | bus_LV_1362-2_0_3_node_55 | 0.4 | n |  | TRUE
12 | bus_LV_1362-2_0_3_node_60 | 0.4 | n |  | TRUE
13 | bus_LV_1362-2_0_3_node_49 | 0.4 | n |  | TRUE
14 | bus_LV_1362-2_0_3_node_52 | 0.4 | n |  | TRUE
15 | bus_LV_1362-2_0_3_node_48 | 0.4 | n |  | TRUE
16 | bus_LV_1362-2_0_3_node_32 | 0.4 | n |  | TRUE
17 | bus_LV_1362-2_0_3_node_45 | 0.4 | n |  | TRUE
18 | bus_LV_1362-2_0_3_node_57 | 0.4 | n |  | TRUE
19 | bus_LV_1362-2_0_3_node_58 | 0.4 | n |  | TRUE
20 | bus_LV_1362-2_0_3_node_7 | 0.4 | n |  | TRUE
21 | bus_LV_1362-2_0_3_node_8 | 0.4 | n |  | TRUE
22 | bus_LV_1362-2_0_3_node_9 | 0.4 | n |  | TRUE
23 | bus_LV_1362-2_0_3_node_10 | 0.4 | n |  | TRUE
24 | bus_LV_1362-2_0_3_node_11 | 0.4 | n |  | TRUE
25 | bus_LV_1362-2_0_3_node_22 | 0.4 | n |  | TRUE
26 | bus_LV_1362-2_0_3_node_12 | 0.4 | n |  | TRUE
27 | bus_LV_1362-2_0_3_node_90 | 0.4 | n |  | TRUE
28 | bus_LV_1362-2_0_3_node_36 | 0.4 | n |  | TRUE
29 | bus_LV_1362-2_0_3_node_13 | 0.4 | n |  | TRUE
30 | bus_LV_1362-2_0_3_node_14 | 0.4 | n |  | TRUE
31 | bus_LV_1362-2_0_3_node_15 | 0.4 | n |  | TRUE
32 | bus_LV_1362-2_0_3_node_16 | 0.4 | n |  | TRUE
33 | bus_LV_1362-2_0_3_node_17 | 0.4 | n |  | TRUE
34 | bus_LV_1362-2_0_3_node_19 | 0.4 | n |  | TRUE
35 | bus_LV_1362-2_0_3_node_38 | 0.4 | n |  | TRUE
36 | bus_LV_1362-2_0_3_node_39 | 0.4 | n |  | TRUE
37 | bus_LV_1362-2_0_3_node_40 | 0.4 | n |  | TRUE
38 | bus_LV_1362-2_0_3_node_34 | 0.4 | n |  | TRUE
39 | bus_LV_1362-2_0_3_node_18 | 0.4 | n |  | TRUE
40 | bus_LV_1362-2_0_3_node_140 | 0.4 | n |  | TRUE
41 | bus_LV_1362-2_0_3_node_89 | 0.4 | n |  | TRUE
42 | bus_LV_1362-2_0_3_node_61 | 0.4 | n |  | TRUE
43 | bus_LV_1362-2_0_3_node_47 | 0.4 | n |  | TRUE
44 | bus_LV_1362-2_0_3_node_33 | 0.4 | n |  | TRUE
45 | bus_LV_1362-2_0_3_node_134 | 0.4 | n |  | TRUE
46 | bus_LV_1362-2_0_3_node_77 | 0.4 | n |  | TRUE
47 | bus_LV_1362-2_0_3_node_123 | 0.4 | n |  | TRUE
48 | bus_LV_1362-2_0_3_node_122 | 0.4 | n |  | TRUE
49 | bus_LV_1362-2_0_3_node_108 | 0.4 | n |  | TRUE
50 | bus_LV_1362-2_0_3_node_107 | 0.4 | n |  | TRUE
51 | bus_LV_1362-2_0_3_node_23 | 0.4 | n |  | TRUE
52 | bus_LV_1362-2_0_3_node_24 | 0.4 | n |  | TRUE
53 | bus_LV_1362-2_0_3_node_25 | 0.4 | n |  | TRUE
54 | bus_LV_1362-2_0_3_node_26 | 0.4 | n |  | TRUE
55 | bus_LV_1362-2_0_3_node_27 | 0.4 | n |  | TRUE
56 | bus_LV_1362-2_0_3_node_63 | 0.4 | n |  | TRUE
57 | bus_LV_1362-2_0_3_node_139 | 0.4 | n |  | TRUE
58 | bus_LV_1362-2_0_3_node_43 | 0.4 | n |  | TRUE
59 | bus_LV_1362-2_0_3_node_62 | 0.4 | n |  | TRUE
60 | bus_LV_1362-2_0_3_node_41 | 0.4 | n |  | TRUE
61 | bus_LV_1362-2_0_3_node_28 | 0.4 | n |  | TRUE
62 | bus_LV_1362-2_0_3_node_29 | 0.4 | n |  | TRUE
63 | bus_LV_1362-2_0_3_node_30 | 0.4 | n |  | TRUE
64 | bus_LV_1362-2_0_3_node_31 | 0.4 | n |  | TRUE
65 | bus_LV_1362-2_0_3_node_35 | 0.4 | n |  | TRUE
66 | bus_LV_1362-2_0_3_node_37 | 0.4 | n |  | TRUE
67 | bus_LV_1362-2_0_3_node_51 | 0.4 | n |  | TRUE
68 | bus_LV_1362-2_0_3_node_46 | 0.4 | n |  | TRUE
69 | bus_LV_1362-2_0_3_node_42 | 0.4 | n |  | TRUE
70 | bus_LV_1362-2_0_3_node_44 | 0.4 | n |  | TRUE
71 | bus_LV_1362-2_0_3_node_137 | 0.4 | n |  | TRUE
72 | bus_LV_1362-2_0_3_node_53 | 0.4 | n |  | TRUE
73 | bus_LV_1362-2_0_3_node_54 | 0.4 | n |  | TRUE
74 | bus_LV_1362-2_0_3_node_121 | 0.4 | n |  | TRUE
75 | bus_LV_1362-2_0_3_node_64 | 0.4 | n |  | TRUE
76 | bus_LV_1362-2_0_3_node_67 | 0.4 | n |  | TRUE
77 | bus_LV_1362-2_0_3_node_68 | 0.4 | n |  | TRUE
78 | bus_LV_1362-2_0_3_node_69 | 0.4 | n |  | TRUE
79 | bus_LV_1362-2_0_3_node_70 | 0.4 | n |  | TRUE
80 | bus_LV_1362-2_0_3_node_71 | 0.4 | n |  | TRUE
81 | bus_LV_1362-2_0_3_node_120 | 0.4 | n |  | TRUE
82 | bus_LV_1362-2_0_3_node_72 | 0.4 | n |  | TRUE
83 | bus_LV_1362-2_0_3_node_82 | 0.4 | n |  | TRUE
84 | bus_LV_1362-2_0_3_node_118 | 0.4 | n |  | TRUE
85 | bus_LV_1362-2_0_3_node_80 | 0.4 | n |  | TRUE
86 | bus_LV_1362-2_0_3_node_83 | 0.4 | n |  | TRUE
87 | bus_LV_1362-2_0_3_node_84 | 0.4 | n |  | TRUE
88 | bus_LV_1362-2_0_3_node_119 | 0.4 | n |  | TRUE
89 | bus_LV_1362-2_0_3_node_73 | 0.4 | n |  | TRUE
90 | bus_LV_1362-2_0_3_node_74 | 0.4 | n |  | TRUE
91 | bus_LV_1362-2_0_3_node_75 | 0.4 | n |  | TRUE
92 | bus_LV_1362-2_0_3_node_76 | 0.4 | n |  | TRUE
93 | bus_LV_1362-2_0_3_node_88 | 0.4 | n |  | TRUE
94 | bus_LV_1362-2_0_3_node_114 | 0.4 | n |  | TRUE
95 | bus_LV_1362-2_0_3_node_141 | 0.4 | n |  | TRUE
96 | bus_LV_1362-2_0_3_node_116 | 0.4 | n |  | TRUE
97 | bus_LV_1362-2_0_3_node_109 | 0.4 | n |  | TRUE
98 | bus_LV_1362-2_0_3_node_112 | 0.4 | n |  | TRUE
99 | bus_LV_1362-2_0_3_node_78 | 0.4 | n |  | TRUE
100 | bus_LV_1362-2_0_3_node_79 | 0.4 | n |  | TRUE
101 | bus_LV_1362-2_0_3_node_81 | 0.4 | n |  | TRUE
102 | bus_LV_1362-2_0_3_node_87 | 0.4 | n |  | TRUE
103 | bus_LV_1362-2_0_3_node_85 | 0.4 | n |  | TRUE
104 | bus_LV_1362-2_0_3_node_125 | 0.4 | n |  | TRUE
105 | bus_LV_1362-2_0_3_node_124 | 0.4 | n |  | TRUE
106 | bus_LV_1362-2_0_3_node_86 | 0.4 | n |  | TRUE
107 | bus_LV_1362-2_0_3_node_126 | 0.4 | n |  | TRUE
108 | bus_LV_1362-2_0_3_node_99 | 0.4 | n |  | TRUE
109 | bus_LV_1362-2_0_3_node_110 | 0.4 | n |  | TRUE
110 | bus_LV_1362-2_0_3_node_136 | 0.4 | n |  | TRUE
111 | bus_LV_1362-2_0_3_node_133 | 0.4 | n |  | TRUE
112 | bus_LV_1362-2_0_3_node_105 | 0.4 | n |  | TRUE
113 | bus_LV_1362-2_0_3_node_106 | 0.4 | n |  | TRUE
114 | bus_LV_1362-2_0_3_node_104 | 0.4 | n |  | TRUE
115 | bus_LV_1362-2_0_3_node_91 | 0.4 | n |  | TRUE
116 | bus_LV_1362-2_0_3_node_93 | 0.4 | n |  | TRUE
117 | bus_LV_1362-2_0_3_node_94 | 0.4 | n |  | TRUE
118 | bus_LV_1362-2_0_3_node_117 | 0.4 | n |  | TRUE
119 | bus_LV_1362-2_0_3_node_115 | 0.4 | n |  | TRUE
120 | bus_LV_1362-2_0_3_node_100 | 0.4 | n |  | TRUE
121 | bus_LV_1362-2_0_3_node_101 | 0.4 | n |  | TRUE
122 | bus_LV_1362-2_0_3_node_102 | 0.4 | n |  | TRUE
123 | bus_LV_1362-2_0_3_node_95 | 0.4 | n |  | TRUE
124 | bus_LV_1362-2_0_3_node_96 | 0.4 | n |  | TRUE
125 | bus_LV_1362-2_0_3_node_97 | 0.4 | n |  | TRUE
126 | bus_LV_1362-2_0_3_node_98 | 0.4 | n |  | TRUE
127 | bus_LV_1362-2_0_3_node_129 | 0.4 | n |  | TRUE
128 | bus_LV_1362-2_0_3_node_128 | 0.4 | n |  | TRUE
129 | bus_LV_1362-2_0_3_node_103 | 0.4 | n |  | TRUE
130 | bus_LV_1362-2_0_3_node_142 | 0.4 | n |  | TRUE
131 | bus_LV_1362-2_0_3_node_143 | 0.4 | n |  | TRUE
132 | bus_LV_1362-2_0_3_node_113 | 0.4 | n |  | TRUE
133 | bus_LV_1362-2_0_3_node_111 | 0.4 | n |  | TRUE
134 | bus_LV_1362-2_0_3_node_144 | 0.4 | n |  | TRUE
135 | bus_LV_1362-2_0_3_node_127 | 0.4 | n |  | TRUE
136 | bus_LV_1362-2_0_3_node_130 | 0.4 | n |  | TRUE
137 | bus_LV_1362-2_0_3_node_131 | 0.4 | n |  | TRUE
138 | bus_LV_1362-2_0_3_node_132 | 0.4 | n |  | TRUE
139 | bus_LV_1362-2_0_3_node_135 | 0.4 | n |  | TRUE
140 | bus_MV_1_0_node_131 | 20 | n |  | TRUE

## load
| name | bus | p_mw | q_mvar | const_z_percent | const_i_percent | sn_mva | scaling | in_service | type
0 | LV_1362-2_0_3_load_0 | 0 | 0.001401 | 0.00035113 | 0 | 0 |  | 1 | TRUE | wye
1 | LV_1362-2_0_3_load_1 | 1 | 0.0006614 | 0.00016576 | 0 | 0 |  | 1 | TRUE | wye
2 | LV_1362-2_0_3_load_3 | 3 | 0.00091086 | 0.00022828 | 0 | 0 |  | 1 | TRUE | wye
3 | LV_1362-2_0_3_load_4 | 4 | 0.00034321 | 8.6015e-05 | 0 | 0 |  | 1 | TRUE | wye
4 | LV_1362-2_0_3_load_56 | 9 | 0.00073635 | 0.00018455 | 0 | 0 |  | 1 | TRUE | wye
5 | LV_1362-2_0_3_load_21 | 10 | 0.00040762 | 0.00010216 | 0 | 0 |  | 1 | TRUE | wye
6 | LV_1362-2_0_3_load_60 | 12 | 0.0018424 | 0.00046174 | 0 | 0 |  | 1 | TRUE | wye
7 | LV_1362-2_0_3_load_52 | 14 | 0.00056688 | 0.00014207 | 0 | 0 |  | 1 | TRUE | wye
8 | LV_1362-2_0_3_load_45 | 17 | 0.002227 | 0.00055813 | 0 | 0 |  | 1 | TRUE | wye
9 | LV_1362-2_0_3_load_57 | 18 | 0.00087131 | 0.00021837 | 0 | 0 |  | 1 | TRUE | wye
10 | LV_1362-2_0_3_load_58 | 19 | 0.0025176 | 0.00063097 | 0 | 0 |  | 1 | TRUE | wye
11 | LV_1362-2_0_3_load_7 | 20 | 0.0083922 | 0.0021033 | 0 | 0 |  | 1 | TRUE | wye
12 | LV_1362-2_0_3_load_8 | 21 | 0.0006172 | 0.00015468 | 0 | 0 |  | 1 | TRUE | wye
13 | LV_1362-2_0_3_load_10 | 23 | 0.035671 | 0.0089399 | 0 | 0 |  | 1 | TRUE | wye
14 | LV_1362-2_0_3_load_12 | 26 | 0.01246 | 0.0031229 | 0 | 0 |  | 1 | TRUE | wye
15 | LV_1362-2_0_3_load_36 | 28 | 0.0023881 | 0.0005985 | 0 | 0 |  | 1 | TRUE | wye
16 | LV_1362-2_0_3_load_13 | 29 | 0.00042244 | 0.00010587 | 0 | 0 |  | 1 | TRUE | wye
17 | LV_1362-2_0_3_load_14 | 30 | 0.0016776 | 0.00042045 | 0 | 0 |  | 1 | TRUE | wye
18 | LV_1362-2_0_3_load_19 | 34 | 0.0047323 | 0.001186 | 0 | 0 |  | 1 | TRUE | wye
19 | LV_1362-2_0_3_load_38 | 35 | 0.0076813 | 0.0019251 | 0 | 0 |  | 1 | TRUE | wye
20 | LV_1362-2_0_3_load_40 | 37 | 0.0017033 | 0.0004269 | 0 | 0 |  | 1 | TRUE | wye
21 | LV_1362-2_0_3_load_18 | 39 | 0.0033687 | 0.00084428 | 0 | 0 |  | 1 | TRUE | wye
22 | LV_1362-2_0_3_load_140 | 40 | 0.012577 | 0.003152 | 0 | 0 |  | 1 | TRUE | wye
23 | LV_1362-2_0_3_load_61 | 42 | 0.00075034 | 0.00018805 | 0 | 0 |  | 1 | TRUE | wye
24 | LV_1362-2_0_3_load_47 | 43 | 0.0026944 | 0.00067529 | 0 | 0 |  | 1 | TRUE | wye
25 | LV_1362-2_0_3_load_33 | 44 | 0.0032964 | 0.00082615 | 0 | 0 |  | 1 | TRUE | wye
26 | LV_1362-2_0_3_load_123 | 47 | 0.0012229 | 0.0003065 | 0 | 0 |  | 1 | TRUE | wye
27 | LV_1362-2_0_3_load_107 | 50 | 0.00069951 | 0.00017531 | 0 | 0 |  | 1 | TRUE | wye
28 | LV_1362-2_0_3_load_23 | 51 | 0.0048064 | 0.0012046 | 0 | 0 |  | 1 | TRUE | wye
29 | LV_1362-2_0_3_load_24 | 52 | 0.0072846 | 0.0018257 | 0 | 0 |  | 1 | TRUE | wye
30 | LV_1362-2_0_3_load_25 | 53 | 0.0021148 | 0.00053001 | 0 | 0 |  | 1 | TRUE | wye
31 | LV_1362-2_0_3_load_26 | 54 | 0.001668 | 0.00041803 | 0 | 0 |  | 1 | TRUE | wye
32 | LV_1362-2_0_3_load_27 | 55 | 0.0004566 | 0.00011443 | 0 | 0 |  | 1 | TRUE | wye
33 | LV_1362-2_0_3_load_63 | 56 | 0.012999 | 0.0032578 | 0 | 0 |  | 1 | TRUE | wye
34 | LV_1362-2_0_3_load_139 | 57 | 0.00020811 | 5.2158e-05 | 0 | 0 |  | 1 | TRUE | wye
35 | LV_1362-2_0_3_load_62 | 59 | 0.0054643 | 0.0013695 | 0 | 0 |  | 1 | TRUE | wye
36 | LV_1362-2_0_3_load_41 | 60 | 0.0013097 | 0.00032823 | 0 | 0 |  | 1 | TRUE | wye
37 | LV_1362-2_0_3_load_28 | 61 | 0.00039675 | 9.9435e-05 | 0 | 0 |  | 1 | TRUE | wye
38 | LV_1362-2_0_3_load_29 | 62 | 0.00096816 | 0.00024264 | 0 | 0 |  | 1 | TRUE | wye
39 | LV_1362-2_0_3_load_30 | 63 | 0.00053072 | 0.00013301 | 0 | 0 |  | 1 | TRUE | wye
40 | LV_1362-2_0_3_load_31 | 64 | 0.00092157 | 0.00023097 | 0 | 0 |  | 1 | TRUE | wye
41 | LV_1362-2_0_3_load_37 | 66 | 0.0017219 | 0.00043154 | 0 | 0 |  | 1 | TRUE | wye
42 | LV_1362-2_0_3_load_51 | 67 | 0.00074437 | 0.00018656 | 0 | 0 |  | 1 | TRUE | wye
43 | LV_1362-2_0_3_load_46 | 68 | 0.0059709 | 0.0014965 | 0 | 0 |  | 1 | TRUE | wye
44 | LV_1362-2_0_3_load_42 | 69 | 0.0011376 | 0.00028511 | 0 | 0 |  | 1 | TRUE | wye
45 | LV_1362-2_0_3_load_44 | 70 | 0.00072658 | 0.0001821 | 0 | 0 |  | 1 | TRUE | wye
46 | LV_1362-2_0_3_load_137 | 71 | 0.00052875 | 0.00013252 | 0 | 0 |  | 1 | TRUE | wye
47 | LV_1362-2_0_3_load_53 | 72 | 0.0011907 | 0.00029842 | 0 | 0 |  | 1 | TRUE | wye
48 | LV_1362-2_0_3_load_54 | 73 | 0.0028863 | 0.00072337 | 0 | 0 |  | 1 | TRUE | wye
49 | LV_1362-2_0_3_load_121 | 74 | 0.0025245 | 0.00063269 | 0 | 0 |  | 1 | TRUE | wye
50 | LV_1362-2_0_3_load_64 | 75 | 0.0023419 | 0.00058694 | 0 | 0 |  | 1 | TRUE | wye
51 | LV_1362-2_0_3_load_67 | 76 | 0.00026546 | 6.653e-05 | 0 | 0 |  | 1 | TRUE | wye
52 | LV_1362-2_0_3_load_68 | 77 | 0.00065718 | 0.0001647 | 0 | 0 |  | 1 | TRUE | wye
53 | LV_1362-2_0_3_load_70 | 79 | 0.0001496 | 3.7493e-05 | 0 | 0 |  | 1 | TRUE | wye
54 | LV_1362-2_0_3_load_120 | 81 | 0.00074003 | 0.00018547 | 0 | 0 |  | 1 | TRUE | wye
55 | LV_1362-2_0_3_load_72 | 82 | 0.00032483 | 8.141e-05 | 0 | 0 |  | 1 | TRUE | wye
56 | LV_1362-2_0_3_load_82 | 83 | 0.00049913 | 0.00012509 | 0 | 0 |  | 1 | TRUE | wye
57 | LV_1362-2_0_3_load_118 | 84 | 0.0087908 | 0.0022032 | 0 | 0 |  | 1 | TRUE | wye
58 | LV_1362-2_0_3_load_83 | 86 | 0.00043581 | 0.00010923 | 0 | 0 |  | 1 | TRUE | wye
59 | LV_1362-2_0_3_load_119 | 88 | 0.00026898 | 6.7414e-05 | 0 | 0 |  | 1 | TRUE | wye
60 | LV_1362-2_0_3_load_73 | 89 | 0.0010987 | 0.00027535 | 0 | 0 |  | 1 | TRUE | wye
61 | LV_1362-2_0_3_load_74 | 90 | 0.00061586 | 0.00015435 | 0 | 0 |  | 1 | TRUE | wye
62 | LV_1362-2_0_3_load_75 | 91 | 0.0012996 | 0.00032571 | 0 | 0 |  | 1 | TRUE | wye
63 | LV_1362-2_0_3_load_76 | 92 | 0.0012058 | 0.00030221 | 0 | 0 |  | 1 | TRUE | wye
64 | LV_1362-2_0_3_load_141 | 95 | 0.00099073 | 0.0002483 | 0 | 0 |  | 1 | TRUE | wye
65 | LV_1362-2_0_3_load_109 | 97 | 0.001158 | 0.00029022 | 0 | 0 |  | 1 | TRUE | wye
66 | LV_1362-2_0_3_load_112 | 98 | 0.00031485 | 7.8909e-05 | 0 | 0 |  | 1 | TRUE | wye
67 | LV_1362-2_0_3_load_78 | 99 | 0.0002437 | 6.1078e-05 | 0 | 0 |  | 1 | TRUE | wye
68 | LV_1362-2_0_3_load_85 | 103 | 0.00096711 | 0.00024238 | 0 | 0 |  | 1 | TRUE | wye
69 | LV_1362-2_0_3_load_124 | 105 | 0.00022991 | 5.7621e-05 | 0 | 0 |  | 1 | TRUE | wye
70 | LV_1362-2_0_3_load_86 | 106 | 0.0003257 | 8.1629e-05 | 0 | 0 |  | 1 | TRUE | wye
71 | LV_1362-2_0_3_load_126 | 107 | 0.00064498 | 0.00016165 | 0 | 0 |  | 1 | TRUE | wye
72 | LV_1362-2_0_3_load_110 | 109 | 0.0016916 | 0.00042397 | 0 | 0 |  | 1 | TRUE | wye
73 | LV_1362-2_0_3_load_136 | 110 | 0.00077369 | 0.0001939 | 0 | 0 |  | 1 | TRUE | wye
74 | LV_1362-2_0_3_load_133 | 111 | 0.00028796 | 7.217e-05 | 0 | 0 |  | 1 | TRUE | wye
75 | LV_1362-2_0_3_load_104 | 114 | 0.0013314 | 0.00033367 | 0 | 0 |  | 1 | TRUE | wye
76 | LV_1362-2_0_3_load_91 | 115 | 0.00036112 | 9.0504e-05 | 0 | 0 |  | 1 | TRUE | wye
77 | LV_1362-2_0_3_load_117 | 118 | 0.00077351 | 0.00019386 | 0 | 0 |  | 1 | TRUE | wye
78 | LV_1362-2_0_3_load_115 | 119 | 0.00039199 | 9.8241e-05 | 0 | 0 |  | 1 | TRUE | wye
79 | LV_1362-2_0_3_load_100 | 120 | 0.00031903 | 7.9956e-05 | 0 | 0 |  | 1 | TRUE | wye
80 | LV_1362-2_0_3_load_101 | 121 | 0.00027637 | 6.9265e-05 | 0 | 0 |  | 1 | TRUE | wye
81 | LV_1362-2_0_3_load_102 | 122 | 0.0013487 | 0.00033801 | 0 | 0 |  | 1 | TRUE | wye
82 | LV_1362-2_0_3_load_95 | 123 | 0.00078114 | 0.00019577 | 0 | 0 |  | 1 | TRUE | wye
83 | LV_1362-2_0_3_load_96 | 124 | 0.00031745 | 7.956e-05 | 0 | 0 |  | 1 | TRUE | wye
84 | LV_1362-2_0_3_load_98 | 126 | 0.00079266 | 0.00019866 | 0 | 0 |  | 1 | TRUE | wye
85 | LV_1362-2_0_3_load_129 | 127 | 0.00039841 | 9.985e-05 | 0 | 0 |  | 1 | TRUE | wye
86 | LV_1362-2_0_3_load_128 | 128 | 0.00018425 | 4.6177e-05 | 0 | 0 |  | 1 | TRUE | wye
87 | LV_1362-2_0_3_load_103 | 129 | 0.00030044 | 7.5297e-05 | 0 | 0 |  | 1 | TRUE | wye
88 | LV_1362-2_0_3_load_142 | 130 | 0.00086738 | 0.00021739 | 0 | 0 |  | 1 | TRUE | wye
89 | LV_1362-2_0_3_load_113 | 132 | 0.0002064 | 5.1729e-05 | 0 | 0 |  | 1 | TRUE | wye
90 | LV_1362-2_0_3_load_111 | 133 | 0.00073956 | 0.00018535 | 0 | 0 |  | 1 | TRUE | wye
91 | LV_1362-2_0_3_load_144 | 134 | 0.0011691 | 0.00029299 | 0 | 0 |  | 1 | TRUE | wye
92 | LV_1362-2_0_3_load_127 | 135 | 0.00076411 | 0.0001915 | 0 | 0 |  | 1 | TRUE | wye
93 | LV_1362-2_0_3_load_130 | 136 | 0.00026227 | 6.573e-05 | 0 | 0 |  | 1 | TRUE | wye
94 | LV_1362-2_0_3_load_131 | 137 | 0.00034086 | 8.5427e-05 | 0 | 0 |  | 1 | TRUE | wye
95 | LV_1362-2_0_3_load_132 | 138 | 0.00039632 | 9.9328e-05 | 0 | 0 |  | 1 | TRUE | wye
96 | LV_1362-2_0_3_load_135 | 139 | 0.0015936 | 0.00039939 | 0 | 0 |  | 1 | TRUE | wye

## ext_grid
| name | bus | vm_pu | va_degree | slack_weight | in_service
0 |  | 34 | 1 | 0 | 1 | TRUE

## line
| name | std_type | from_bus | to_bus | length_km | r_ohm_per_km | x_ohm_per_km | c_nf_per_km | g_us_per_km | max_i_ka | df | parallel | type | in_service
0 | LV_1362-2_0_3_line_0 |  | 0 | 1 | 0.009263 | 0.125 | 0.08 | 261 | 0 | 0.364 | 1 | 2 | cs | TRUE
1 | LV_1362-2_0_3_line_1 |  | 0 | 2 | 0.028201 | 0.125 | 0.08 | 261 | 0 | 0.364 | 1 | 2 | cs | TRUE
2 | LV_1362-2_0_3_line_2 |  | 1 | 3 | 0.02017 | 0.125 | 0.08 | 261 | 0 | 0.364 | 1 | 2 | cs | TRUE
3 | LV_1362-2_0_3_line_3 |  | 2 | 4 | 0.026054 | 0.125 | 0.08 | 261 | 0 | 0.364 | 1 | 1 | cs | TRUE
4 | LV_1362-2_0_3_line_4 |  | 2 | 5 | 0.11222 | 0.125 | 0.08 | 261 | 0 | 0.364 | 1 | 2 | cs | TRUE
5 | LV_1362-2_0_3_line_5 |  | 3 | 6 | 0.0098897 | 0.125 | 0.08 | 261 | 0 | 0.364 | 1 | 2 | cs | TRUE
6 | LV_1362-2_0_3_line_6 |  | 4 | 7 | 0.014893 | 0.125 | 0.08 | 261 | 0 | 0.364 | 1 | 1 | cs | TRUE
7 | LV_1362-2_0_3_line_7 |  | 5 | 8 | 0.044012 | 0.125 | 0.08 | 261 | 0 | 0.364 | 1 | 2 | cs | TRUE
8 | LV_1362-2_0_3_line_8 |  | 5 | 9 | 0.024879 | 0.125 | 0.08 | 261 | 0 | 0.364 | 1 | 1 | cs | TRUE
9 | LV_1362-2_0_3_line_9 |  | 6 | 10 | 0.010681 | 0.125 | 0.08 | 261 | 0 | 0.364 | 1 | 2 | cs | TRUE
10 | LV_1362-2_0_3_line_10 |  | 7 | 11 | 0.018671 | 0.125 | 0.08 | 261 | 0 | 0.364 | 1 | 1 | cs | TRUE
11 | LV_1362-2_0_3_line_11 |  | 8 | 12 | 0.0097497 | 0.125 | 0.08 | 261 | 0 | 0.364 | 1 | 2 | cs | TRUE
12 | LV_1362-2_0_3_line_12 |  | 9 | 18 | 0.015372 | 0.125 | 0.08 | 261 | 0 | 0.364 | 1 | 1 | cs | TRUE
13 | LV_1362-2_0_3_line_13 |  | 10 | 47 | 0.088307 | 0.125 | 0.08 | 261 | 0 | 0.364 | 1 | 2 | cs | TRUE
14 | LV_1362-2_0_3_line_14 |  | 11 | 73 | 0.040703 | 0.125 | 0.08 | 261 | 0 | 0.364 | 1 | 1 | cs | TRUE
15 | LV_1362-2_0_3_line_15 |  | 12 | 13 | 0.036744 | 0.125 | 0.08 | 261 | 0 | 0.364 | 1 | 2 | cs | TRUE
16 | LV_1362-2_0_3_line_16 |  | 13 | 14 | 0.010433 | 0.125 | 0.08 | 261 | 0 | 0.364 | 1 | 2 | cs | TRUE
17 | LV_1362-2_0_3_line_17 |  | 14 | 70 | 0.020805 | 0.125 | 0.08 | 261 | 0 | 0.364 | 1 | 2 | cs | TRUE
18 | LV_1362-2_0_3_line_18 |  | 15 | 16 | 0.042114 | 0.125 | 0.08 | 261 | 0 | 0.364 | 1 | 2 | cs | TRUE
19 | LV_1362-2_0_3_line_19 |  | 15 | 17 | 0.026653 | 0.125 | 0.08 | 261 | 0 | 0.364 | 1 | 2 | cs | TRUE
20 | LV_1362-2_0_3_line_20 |  | 16 | 36 | 0.028455 | 0.125 | 0.08 | 261 | 0 | 0.364 | 1 | 2 | cs | TRUE
21 | LV_1362-2_0_3_line_21 |  | 16 | 63 | 0.031767 | 0.125 | 0.08 | 261 | 0 | 0.364 | 1 | 1 | cs | TRUE
22 | LV_1362-2_0_3_line_22 |  | 17 | 58 | 0.0045002 | 0.125 | 0.08 | 261 | 0 | 0.364 | 1 | 2 | cs | TRUE
23 | LV_1362-2_0_3_line_23 |  | 18 | 19 | 0.012053 | 0.125 | 0.08 | 261 | 0 | 0.364 | 1 | 1 | cs | TRUE
24 | LV_1362-2_0_3_line_24 |  | 20 | 21 | 0.040718 | 0.125 | 0.08 | 261 | 0 | 0.364 | 1 | 1 | cs | TRUE
25 | LV_1362-2_0_3_line_25 |  | 20 | 22 | 0.014705 | 0.125 | 0.08 | 261 | 0 | 0.364 | 1 | 1 | cs | TRUE
26 | LV_1362-2_0_3_line_26 |  | 21 | 23 | 0.012524 | 0.125 | 0.08 | 261 | 0 | 0.364 | 1 | 1 | cs | TRUE
27 | LV_1362-2_0_3_line_27 |  | 22 | 24 | 0.024587 | 0.125 | 0.08 | 261 | 0 | 0.364 | 1 | 1 | cs | TRUE
28 | LV_1362-2_0_3_line_28 |  | 23 | 25 | 0.026759 | 0.125 | 0.08 | 261 | 0 | 0.364 | 1 | 1 | cs | TRUE
29 | LV_1362-2_0_3_line_29 |  | 24 | 26 | 0.015259 | 0.125 | 0.08 | 261 | 0 | 0.364 | 1 | 1 | cs | TRUE
30 | LV_1362-2_0_3_line_30 |  | 25 | 27 | 0.084422 | 0.125 | 0.08 | 261 | 0 | 0.364 | 1 | 1 | cs | TRUE
31 | LV_1362-2_0_3_line_31 |  | 25 | 28 | 0.046857 | 0.125 | 0.08 | 261 | 0 | 0.364 | 1 | 1 | cs | TRUE
32 | LV_1362-2_0_3_line_32 |  | 27 | 49 | 0.063216 | 0.125 | 0.08 | 261 | 0 | 0.364 | 1 | 1 | cs | TRUE
33 | LV_1362-2_0_3_line_33 |  | 27 | 40 | 0.0050138 | 0.125 | 0.08 | 261 | 0 | 0.364 | 1 | 1 | cs | TRUE
34 | LV_1362-2_0_3_line_34 |  | 28 | 38 | 0.032538 | 0.125 | 0.08 | 261 | 0 | 0.364 | 1 | 1 | cs | TRUE
35 | LV_1362-2_0_3_line_35 |  | 29 | 30 | 0.024714 | 0.125 | 0.08 | 261 | 0 | 0.364 | 1 | 2 | cs | TRUE
36 | LV_1362-2_0_3_line_36 |  | 29 | 31 | 0.061962 | 0.125 | 0.08 | 261 | 0 | 0.364 | 1 | 2 | cs | TRUE
37 | LV_1362-2_0_3_line_37 |  | 30 | 32 | 0.027421 | 0.125 | 0.08 | 261 | 0 | 0.364 | 1 | 2 | cs | TRUE
38 | LV_1362-2_0_3_line_38 |  | 31 | 33 | 0.004207 | 0.125 | 0.08 | 261 | 0 | 0.364 | 1 | 1 | cs | TRUE
39 | LV_1362-2_0_3_line_39 |  | 31 | 34 | 0.076567 | 0.125 | 0.08 | 261 | 0 | 0.364 | 1 | 2 | cs | TRUE
40 | LV_1362-2_0_3_line_40 |  | 32 | 35 | 0.055246 | 0.125 | 0.08 | 261 | 0 | 0.364 | 1 | 1 | cs | TRUE
41 | LV_1362-2_0_3_line_41 |  | 32 | 36 | 0.00382 | 0.125 | 0.08 | 261 | 0 | 0.364 | 1 | 2 | cs | TRUE
42 | LV_1362-2_0_3_line_42 |  | 32 | 37 | 0.027421 | 0.125 | 0.08 | 261 | 0 | 0.364 | 1 | 1 | cs | TRUE
43 | LV_1362-2_0_3_line_43 |  | 33 | 38 | 0.018268 | 0.125 | 0.08 | 261 | 0 | 0.364 | 1 | 1 | cs | TRUE
44 | LV_1362-2_0_3_line_44 |  | 34 | 41 | 0.090511 | 0.125 | 0.08 | 261 | 0 | 0.364 | 1 | 1 | cs | TRUE
45 | LV_1362-2_0_3_line_45 |  | 36 | 42 | 0.032641 | 0.125 | 0.08 | 261 | 0 | 0.364 | 1 | 1 | cs | TRUE
46 | LV_1362-2_0_3_line_46 |  | 37 | 43 | 0.026443 | 0.125 | 0.08 | 261 | 0 | 0.364 | 1 | 1 | cs | TRUE
47 | LV_1362-2_0_3_line_47 |  | 38 | 44 | 0.041889 | 0.125 | 0.08 | 261 | 0 | 0.364 | 1 | 1 | cs | TRUE
48 | LV_1362-2_0_3_line_48 |  | 39 | 40 | 0.059358 | 0.125 | 0.08 | 261 | 0 | 0.364 | 1 | 1 | cs | TRUE
49 | LV_1362-2_0_3_line_49 |  | 41 | 45 | 0.1259 | 0.125 | 0.08 | 261 | 0 | 0.364 | 1 | 1 | cs | TRUE
50 | LV_1362-2_0_3_line_50 |  | 41 | 46 | 0.17265 | 0.125 | 0.08 | 261 | 0 | 0.364 | 1 | 1 | cs | TRUE
51 | LV_1362-2_0_3_line_51 |  | 43 | 68 | 0.034842 | 0.125 | 0.08 | 261 | 0 | 0.364 | 1 | 1 | cs | TRUE
52 | LV_1362-2_0_3_line_52 |  | 44 | 65 | 0.028564 | 0.125 | 0.08 | 261 | 0 | 0.364 | 1 | 1 | cs | TRUE
53 | LV_1362-2_0_3_line_53 |  | 45 | 110 | 0.077517 | 0.125 | 0.08 | 261 | 0 | 0.364 | 1 | 1 | cs | TRUE
54 | LV_1362-2_0_3_line_54 |  | 45 | 111 | 0.071819 | 0.125 | 0.08 | 261 | 0 | 0.364 | 1 | 1 | cs | TRUE
55 | LV_1362-2_0_3_line_55 |  | 46 | 91 | 0.0096957 | 0.125 | 0.08 | 261 | 0 | 0.364 | 1 | 1 | cs | TRUE
56 | LV_1362-2_0_3_line_56 |  | 47 | 48 | 0.07623 | 0.125 | 0.08 | 261 | 0 | 0.364 | 1 | 2 | cs | TRUE
57 | LV_1362-2_0_3_line_57 |  | 48 | 74 | 0.010006 | 0.125 | 0.08 | 261 | 0 | 0.364 | 1 | 2 | cs | TRUE
58 | LV_1362-2_0_3_line_58 |  | 49 | 50 | 0.10651 | 0.125 | 0.08 | 261 | 0 | 0.364 | 1 | 1 | cs | TRUE
59 | LV_1362-2_0_3_line_59 |  | 50 | 112 | 0.031407 | 0.125 | 0.08 | 261 | 0 | 0.364 | 1 | 1 | cs | TRUE
60 | LV_1362-2_0_3_line_60 |  | 51 | 52 | 0.01113 | 0.125 | 0.08 | 261 | 0 | 0.364 | 1 | 1 | cs | TRUE
61 | LV_1362-2_0_3_line_61 |  | 51 | 53 | 0.044825 | 0.125 | 0.08 | 261 | 0 | 0.364 | 1 | 1 | cs | TRUE
62 | LV_1362-2_0_3_line_62 |  | 52 | 54 | 0.019033 | 0.125 | 0.08 | 261 | 0 | 0.364 | 1 | 1 | cs | TRUE
63 | LV_1362-2_0_3_line_63 |  | 53 | 55 | 0.025828 | 0.125 | 0.08 | 261 | 0 | 0.364 | 1 | 1 | cs | TRUE
64 | LV_1362-2_0_3_line_64 |  | 54 | 56 | 0.030329 | 0.125 | 0.08 | 261 | 0 | 0.364 | 1 | 1 | cs | TRUE
65 | LV_1362-2_0_3_line_65 |  | 54 | 57 | 0.10278 | 0.125 | 0.08 | 261 | 0 | 0.364 | 1 | 1 | cs | TRUE
66 | LV_1362-2_0_3_line_66 |  | 55 | 58 | 0.020819 | 0.125 | 0.08 | 261 | 0 | 0.364 | 1 | 1 | cs | TRUE
67 | LV_1362-2_0_3_line_67 |  | 56 | 59 | 0.033845 | 0.125 | 0.08 | 261 | 0 | 0.364 | 1 | 1 | cs | TRUE
68 | LV_1362-2_0_3_line_68 |  | 58 | 60 | 0.014916 | 0.125 | 0.08 | 261 | 0 | 0.364 | 1 | 2 | cs | TRUE
69 | LV_1362-2_0_3_line_69 |  | 59 | 75 | 0.05062 | 0.125 | 0.08 | 261 | 0 | 0.364 | 1 | 1 | cs | TRUE
70 | LV_1362-2_0_3_line_70 |  | 60 | 69 | 0.0143 | 0.125 | 0.08 | 261 | 0 | 0.364 | 1 | 2 | cs | TRUE
71 | LV_1362-2_0_3_line_71 |  | 61 | 62 | 0.0067661 | 0.125 | 0.08 | 261 | 0 | 0.364 | 1 | 1 | cs | TRUE
72 | LV_1362-2_0_3_line_72 |  | 61 | 63 | 0.0014677 | 0.125 | 0.08 | 261 | 0 | 0.364 | 1 | 1 | cs | TRUE
73 | LV_1362-2_0_3_line_73 |  | 62 | 64 | 0.0051058 | 0.125 | 0.08 | 261 | 0 | 0.364 | 1 | 1 | cs | TRUE
74 | LV_1362-2_0_3_line_74 |  | 65 | 66 | 0.031777 | 0.125 | 0.08 | 261 | 0 | 0.364 | 1 | 1 | cs | TRUE
75 | LV_1362-2_0_3_line_75 |  | 66 | 67 | 0.035665 | 0.125 | 0.08 | 261 | 0 | 0.364 | 1 | 1 | cs | TRUE
76 | LV_1362-2_0_3_line_76 |  | 69 | 70 | 0.0044004 | 0.125 | 0.08 | 261 | 0 | 0.364 | 1 | 2 | cs | TRUE
77 | LV_1362-2_0_3_line_77 |  | 70 | 71 | 0.054131 | 0.125 | 0.08 | 261 | 0 | 0.364 | 1 | 1 | cs | TRUE
78 | LV_1362-2_0_3_line_78 |  | 72 | 73 | 0.0065074 | 0.125 | 0.08 | 261 | 0 | 0.364 | 1 | 1 | cs | TRUE
79 | LV_1362-2_0_3_line_79 |  | 74 | 83 | 0.17004 | 0.125 | 0.08 | 261 | 0 | 0.364 | 1 | 2 | cs | TRUE
80 | LV_1362-2_0_3_line_80 |  | 76 | 77 | 0.035054 | 0.125 | 0.08 | 261 | 0 | 0.364 | 1 | 1 | cs | TRUE
81 | LV_1362-2_0_3_line_81 |  | 76 | 78 | 0.037633 | 0.125 | 0.08 | 261 | 0 | 0.364 | 1 | 1 | cs | TRUE
82 | LV_1362-2_0_3_line_82 |  | 77 | 79 | 0.034302 | 0.125 | 0.08 | 261 | 0 | 0.364 | 1 | 1 | cs | TRUE
83 | LV_1362-2_0_3_line_83 |  | 78 | 80 | 0.17108 | 0.125 | 0.08 | 261 | 0 | 0.364 | 1 | 1 | cs | TRUE
84 | LV_1362-2_0_3_line_84 |  | 78 | 81 | 0.13771 | 0.125 | 0.08 | 261 | 0 | 0.364 | 1 | 1 | cs | TRUE
85 | LV_1362-2_0_3_line_85 |  | 79 | 82 | 0.016102 | 0.125 | 0.08 | 261 | 0 | 0.364 | 1 | 1 | cs | TRUE
86 | LV_1362-2_0_3_line_86 |  | 80 | 83 | 0.034247 | 0.125 | 0.08 | 261 | 0 | 0.364 | 1 | 1 | cs | TRUE
87 | LV_1362-2_0_3_line_87 |  | 81 | 84 | 0.11768 | 0.125 | 0.08 | 261 | 0 | 0.364 | 1 | 1 | cs | TRUE
88 | LV_1362-2_0_3_line_88 |  | 83 | 85 | 0.078859 | 0.125 | 0.08 | 261 | 0 | 0.364 | 1 | 1 | cs | TRUE
89 | LV_1362-2_0_3_line_89 |  | 84 | 88 | 0.084759 | 0.125 | 0.08 | 261 | 0 | 0.364 | 1 | 1 | cs | TRUE
90 | LV_1362-2_0_3_line_90 |  | 85 | 99 | 0.20447 | 0.125 | 0.08 | 261 | 0 | 0.364 | 1 | 1 | cs | TRUE
91 | LV_1362-2_0_3_line_91 |  | 86 | 87 | 0.011842 | 0.125 | 0.08 | 261 | 0 | 0.364 | 1 | 1 | cs | TRUE
92 | LV_1362-2_0_3_line_92 |  | 87 | 106 | 0.049091 | 0.125 | 0.08 | 261 | 0 | 0.364 | 1 | 1 | cs | TRUE
93 | LV_1362-2_0_3_line_93 |  | 87 | 103 | 0.020078 | 0.125 | 0.08 | 261 | 0 | 0.364 | 1 | 1 | cs | TRUE
94 | LV_1362-2_0_3_line_94 |  | 88 | 117 | 0.069003 | 0.125 | 0.08 | 261 | 0 | 0.364 | 1 | 1 | cs | TRUE
95 | LV_1362-2_0_3_line_95 |  | 89 | 90 | 0.12271 | 0.125 | 0.08 | 261 | 0 | 0.364 | 1 | 1 | cs | TRUE
96 | LV_1362-2_0_3_line_96 |  | 89 | 91 | 0.0070417 | 0.125 | 0.08 | 261 | 0 | 0.364 | 1 | 1 | cs | TRUE
97 | LV_1362-2_0_3_line_97 |  | 90 | 92 | 0.045702 | 0.125 | 0.08 | 261 | 0 | 0.364 | 1 | 1 | cs | TRUE
98 | LV_1362-2_0_3_line_98 |  | 92 | 93 | 0.014327 | 0.125 | 0.08 | 261 | 0 | 0.364 | 1 | 1 | cs | TRUE
99 | LV_1362-2_0_3_line_99 |  | 92 | 94 | 0.13604 | 0.125 | 0.08 | 261 | 0 | 0.364 | 1 | 1 | cs | TRUE
100 | LV_1362-2_0_3_line_100 |  | 93 | 97 | 0.0028961 | 0.125 | 0.08 | 261 | 0 | 0.364 | 1 | 1 | cs | TRUE
101 | LV_1362-2_0_3_line_101 |  | 94 | 96 | 0.05363 | 0.125 | 0.08 | 261 | 0 | 0.364 | 1 | 1 | cs | TRUE
102 | LV_1362-2_0_3_line_102 |  | 94 | 98 | 0.15707 | 0.125 | 0.08 | 261 | 0 | 0.364 | 1 | 1 | cs | TRUE
103 | LV_1362-2_0_3_line_103 |  | 95 | 96 | 0.030262 | 0.125 | 0.08 | 261 | 0 | 0.364 | 1 | 1 | cs | TRUE
104 | LV_1362-2_0_3_line_104 |  | 97 | 109 | 0.020675 | 0.125 | 0.08 | 261 | 0 | 0.364 | 1 | 1 | cs | TRUE
105 | LV_1362-2_0_3_line_105 |  | 98 | 133 | 0.013132 | 0.125 | 0.08 | 261 | 0 | 0.364 | 1 | 1 | cs | TRUE
106 | LV_1362-2_0_3_line_106 |  | 99 | 100 | 0.064502 | 0.125 | 0.08 | 261 | 0 | 0.364 | 1 | 1 | cs | TRUE
107 | LV_1362-2_0_3_line_107 |  | 100 | 101 | 0.017363 | 0.125 | 0.08 | 261 | 0 | 0.364 | 1 | 1 | cs | TRUE
108 | LV_1362-2_0_3_line_108 |  | 101 | 102 | 0.037441 | 0.125 | 0.08 | 261 | 0 | 0.364 | 1 | 1 | cs | TRUE
109 | LV_1362-2_0_3_line_109 |  | 101 | 103 | 0.078773 | 0.125 | 0.08 | 261 | 0 | 0.364 | 1 | 1 | cs | TRUE
110 | LV_1362-2_0_3_line_110 |  | 102 | 104 | 0.2438 | 0.125 | 0.08 | 261 | 0 | 0.364 | 1 | 1 | cs | TRUE
111 | LV_1362-2_0_3_line_111 |  | 102 | 105 | 0.046616 | 0.125 | 0.08 | 261 | 0 | 0.364 | 1 | 1 | cs | TRUE
112 | LV_1362-2_0_3_line_112 |  | 104 | 107 | 0.04757 | 0.125 | 0.08 | 261 | 0 | 0.364 | 1 | 1 | cs | TRUE
113 | LV_1362-2_0_3_line_113 |  | 104 | 108 | 0.16139 | 0.125 | 0.08 | 261 | 0 | 0.364 | 1 | 1 | cs | TRUE
114 | LV_1362-2_0_3_line_114 |  | 107 | 135 | 0.032983 | 0.125 | 0.08 | 261 | 0 | 0.364 | 1 | 1 | cs | TRUE
115 | LV_1362-2_0_3_line_115 |  | 108 | 127 | 0.042456 | 0.125 | 0.08 | 261 | 0 | 0.364 | 1 | 1 | cs | TRUE
116 | LV_1362-2_0_3_line_116 |  | 108 | 125 | 0.13175 | 0.125 | 0.08 | 261 | 0 | 0.364 | 1 | 1 | cs | TRUE
117 | LV_1362-2_0_3_line_117 |  | 111 | 139 | 0.0047977 | 0.125 | 0.08 | 261 | 0 | 0.364 | 1 | 1 | cs | TRUE
118 | LV_1362-2_0_3_line_118 |  | 112 | 113 | 0.19798 | 0.125 | 0.08 | 261 | 0 | 0.364 | 1 | 1 | cs | TRUE
119 | LV_1362-2_0_3_line_119 |  | 112 | 114 | 0.073465 | 0.125 | 0.08 | 261 | 0 | 0.364 | 1 | 1 | cs | TRUE
120 | LV_1362-2_0_3_line_120 |  | 113 | 134 | 0.083224 | 0.125 | 0.08 | 261 | 0 | 0.364 | 1 | 1 | cs | TRUE
121 | LV_1362-2_0_3_line_121 |  | 115 | 116 | 0.0048429 | 0.125 | 0.08 | 261 | 0 | 0.364 | 1 | 1 | cs | TRUE
122 | LV_1362-2_0_3_line_122 |  | 116 | 117 | 0.17315 | 0.125 | 0.08 | 261 | 0 | 0.364 | 1 | 1 | cs | TRUE
123 | LV_1362-2_0_3_line_123 |  | 118 | 119 | 0.0068908 | 0.125 | 0.08 | 261 | 0 | 0.364 | 1 | 1 | cs | TRUE
124 | LV_1362-2_0_3_line_124 |  | 119 | 132 | 0.0217 | 0.125 | 0.08 | 261 | 0 | 0.364 | 1 | 1 | cs | TRUE
125 | LV_1362-2_0_3_line_125 |  | 120 | 121 | 0.014074 | 0.125 | 0.08 | 261 | 0 | 0.364 | 1 | 1 | cs | TRUE
126 | LV_1362-2_0_3_line_126 |  | 120 | 122 | 0.034622 | 0.125 | 0.08 | 261 | 0 | 0.364 | 1 | 1 | cs | TRUE
127 | LV_1362-2_0_3_line_127 |  | 121 | 129 | 0.006588 | 0.125 | 0.08 | 261 | 0 | 0.364 | 1 | 1 | cs | TRUE
128 | LV_1362-2_0_3_line_128 |  | 123 | 124 | 0.025721 | 0.125 | 0.08 | 261 | 0 | 0.364 | 1 | 1 | cs | TRUE
129 | LV_1362-2_0_3_line_129 |  | 123 | 125 | 0.076174 | 0.125 | 0.08 | 261 | 0 | 0.364 | 1 | 1 | cs | TRUE
130 | LV_1362-2_0_3_line_130 |  | 124 | 126 | 0.10583 | 0.125 | 0.08 | 261 | 0 | 0.364 | 1 | 1 | cs | TRUE
131 | LV_1362-2_0_3_line_131 |  | 127 | 128 | 0.09478 | 0.125 | 0.08 | 261 | 0 | 0.364 | 1 | 1 | cs | TRUE
132 | LV_1362-2_0_3_line_132 |  | 128 | 136 | 0.07656 | 0.125 | 0.08 | 261 | 0 | 0.364 | 1 | 1 | cs | TRUE
133 | LV_1362-2_0_3_line_133 |  | 129 | 130 | 0.17883 | 0.125 | 0.08 | 261 | 0 | 0.364 | 1 | 1 | cs | TRUE
134 | LV_1362-2_0_3_line_134 |  | 130 | 131 | 0.068298 | 0.125 | 0.08 | 261 | 0 | 0.364 | 1 | 1 | cs | TRUE
135 | LV_1362-2_0_3_line_135 |  | 131 | 134 | 0.19926 | 0.125 | 0.08 | 261 | 0 | 0.364 | 1 | 1 | cs | TRUE
136 | LV_1362-2_0_3_line_136 |  | 132 | 133 | 0.098668 | 0.125 | 0.08 | 261 | 0 | 0.364 | 1 | 1 | cs | TRUE
137 | LV_1362-2_0_3_line_137 |  | 136 | 137 | 0.017048 | 0.125 | 0.08 | 261 | 0 | 0.364 | 1 | 1 | cs | TRUE
138 | LV_1362-2_0_3_line_138 |  | 137 | 138 | 0.013061 | 0.125 | 0.08 | 261 | 0 | 0.364 | 1 | 1 | cs | TRUE

## trafo
| name | std_type | hv_bus | lv_bus | sn_mva | vn_hv_kv | vn_lv_kv | vk_percent | vkr_percent | pfe_kw | i0_percent | shift_degree | tap_side | tap_neutral | tap_min | tap_max | tap_step_percent | tap_step_degree | tap_pos | tap_phase_shifter | parallel | df | in_service
0 | LV_1362-2_0_3_trafo_19 | 0.63 MVA 20/0.4 kV | 140 | 34 | 0.63 | 20 | 0.4 | 6 | 1.206 | 1.65 | 0.2619 | 150 | hv | 0 | -2 | 2 | 2.5 | 0 | 0 | FALSE | 1 | 1 | TRUE

## line_geodata
| x0 | y0 | x1 | y1 | x2 | y2 | x3 | y3 | x4 | y4 | x5 | y5 | x6 | y6 | x7 | y7 | x8 | y8 | x9 | y9 | x10 | y10 | x11 | y11 | x12 | y12 | x13 | y13 | x14 | y14 | x15 | y15 | x16 | y16 | x17 | y17
0 | 2684439.6579 | 1210666.1481 | 2684444.5436 | 1210658.2784
1 | 2684424.7835 | 1210690.1069 | 2684439.6579 | 1210666.1481
2 | 2684455.1823 | 1210641.1422 | 2684444.5436 | 1210658.2784
3 | 2684424.7835 | 1210690.1069 | 2684401.6432 | 1210678.1349
4 | 2684424.7835 | 1210690.1069 | 2684438.1873 | 1210698.402 | 2684461.6161 | 1210712.5984 | 2684487.9032 | 1210735.3299 | 2684494.2917 | 1210741.4799 | 2684503.7694 | 1210750.5979 | 2684513.6915 | 1210757.8542
5 | 2684460.3986 | 1210632.7401 | 2684455.1823 | 1210641.1422
6 | 2684388.4154 | 1210671.2913 | 2684401.6432 | 1210678.1349
7 | 2684513.6915 | 1210757.8542 | 2684521.0541 | 1210763.9069 | 2684523.5528 | 1210770.4688 | 2684539.4168 | 1210765.5014 | 2684541.0948 | 1210770.9844 | 2684542.5837 | 1210775.8642
8 | 2684513.6915 | 1210757.8542 | 2684533.4172 | 1210742.6927
9 | 2684460.3986 | 1210632.7401 | 2684462.1518 | 1210622.2037
10 | 2684371.6681 | 1210662.9379 | 2684388.4154 | 1210671.2913
11 | 2684542.5837 | 1210775.8642 | 2684551.7765 | 1210772.6162
12 | 2684533.4172 | 1210742.6927 | 2684545.6047 | 1210733.3252
13 | 2684409.9228 | 1210571.3194 | 2684466.5132 | 1210595.9915 | 2684462.1518 | 1210622.2037
14 | 2684371.6681 | 1210662.9379 | 2684383.9769 | 1210647.1127 | 2684389.4958 | 1210635.2274 | 2684390.2787 | 1210627.7178
15 | 2684586.422 | 1210760.3754 | 2684551.7765 | 1210772.6162
16 | 2684586.422 | 1210760.3754 | 2684590.0325 | 1210770.1633
17 | 2684606.0866 | 1210779.4889 | 2684606.0866 | 1210779.4889 | 2684592.3796 | 1210776.5259 | 2684590.0325 | 1210770.1633
18 | 2684628.9149 | 1210741.1653 | 2684669.3181 | 1210728.8971
19 | 2684628.9149 | 1210741.1653 | 2684637.1644 | 1210766.509
20 | 2684696.6151 | 1210720.6013 | 2684669.3181 | 1210728.8971
21 | 2684669.3181 | 1210728.8971 | 2684688.9342 | 1210753.8844
22 | 2684638.5574 | 1210770.7881 | 2684637.1644 | 1210766.509
23 | 2684545.6047 | 1210733.3252 | 2684553.4185 | 1210727.3193 | 2684552.6359 | 1210725.2657
24 | 2684937.9417 | 1210718.0206 | 2684924.2226 | 1210711.7751 | 2684914.5975 | 1210688.0062
25 | 2684951.325 | 1210724.1134 | 2684937.9417 | 1210718.0206
26 | 2684914.5975 | 1210688.0062 | 2684909.8966 | 1210676.3977
27 | 2684951.325 | 1210724.1134 | 2684953.2179 | 1210748.6231
28 | 2684896.0102 | 1210653.5466 | 2684909.3692 | 1210675.0952 | 2684909.8966 | 1210676.3977
29 | 2684953.2179 | 1210748.6231 | 2684960.6813 | 1210747.0394 | 2684966.9751 | 1210742.7262
30 | 2684896.0102 | 1210653.5466 | 2684904.1282 | 1210649.7707 | 2684944.0721 | 1210626.6129 | 2684959.6529 | 1210617.5733 | 2684966.1837 | 1210608.3714
31 | 2684896.0102 | 1210653.5466 | 2684866.2701 | 1210667.377 | 2684853.0452 | 1210672.1439
32 | 2684966.1837 | 1210608.3714 | 2684973.3198 | 1210604.1702 | 2684978.5779 | 1210601.0764 | 2684996.4037 | 1210590.7791 | 2685020.8589 | 1210576.6405
33 | 2684966.1837 | 1210608.3714 | 2684961.8438 | 1210610.882
34 | 2684822.1784 | 1210682.4044 | 2684837.3079 | 1210677.8164 | 2684853.0452 | 1210672.1439
35 | 2684744.1285 | 1210702.0908 | 2684720.5237 | 1210709.4112
36 | 2684803.3102 | 1210683.7371 | 2684744.1285 | 1210702.0908
37 | 2684694.333 | 1210717.5336 | 2684720.5237 | 1210709.4112
38 | 2684804.652 | 1210687.7254 | 2684803.3102 | 1210683.7371
39 | 2684803.3102 | 1210683.7371 | 2684798.3658 | 1210669.0572 | 2684798.4011 | 1210659.0956 | 2684800.3542 | 1210651.0959 | 2684807.0828 | 1210643.4643 | 2684832.8167 | 1210623.278
40 | 2684694.333 | 1210717.5336 | 2684641.5646 | 1210733.8931
41 | 2684696.6151 | 1210720.6013 | 2684694.333 | 1210717.5336
42 | 2684694.333 | 1210717.5336 | 2684677.9745 | 1210695.5268
43 | 2684804.652 | 1210687.7254 | 2684822.1784 | 1210682.4044
44 | 2684904.0314 | 1210567.4154 | 2684832.8167 | 1210623.278
45 | 2684696.6151 | 1210720.6013 | 2684727.8474 | 1210711.1158
46 | 2684677.9745 | 1210695.5268 | 2684662.1993 | 1210674.3046
47 | 2684822.1784 | 1210682.4044 | 2684831.9869 | 1210701.901 | 2684834.6424 | 1210721.789
48 | 2684910.4634 | 1210640.6053 | 2684961.8438 | 1210610.882
49 | 2684904.0314 | 1210567.4154 | 2684893.2945 | 1210555.4771 | 2684882.3547 | 1210536.4201 | 2684873.486 | 1210529.3893 | 2684849.0793 | 1210525.1728 | 2684830.1529 | 1210523.0801 | 2684809.0985 | 1210512.4183 | 2684799.7403 | 1210511.4736
50 | 2685004.134 | 1210440.9133 | 2685003.5685 | 1210443.2623 | 2685000.4632 | 1210447.2874 | 2684997.9149 | 1210450.0974 | 2684992.4977 | 1210453.6781 | 2684986.1002 | 1210456.7112 | 2684968.4784 | 1210463.3313 | 2684962.2558 | 1210466.3558 | 2684957.4631 | 1210470.3902 | 2684951.5708 | 1210475.8432 | 2684946.4589 | 1210482.5415 | 2684941.5873 | 1210492.1117 | 2684938.5922 | 1210502.8094 | 2684935.4653 | 1210513.6943 | 2684933.5183 | 1210524.4514 | 2684930.6225 | 1210540.454 | 2684930.2036 | 1210544.7842 | 2684904.0314 | 1210567.4154
51 | 2684641.4136 | 1210646.342 | 2684662.1993 | 1210674.3046
52 | 2684838.4228 | 1210750.1019 | 2684834.6424 | 1210721.789
53 | 2684722.9599 | 1210500.6203 | 2684760.8434 | 1210503.1933 | 2684799.7403 | 1210511.4736
54 | 2684799.7403 | 1210511.4736 | 2684793.805 | 1210513.0125 | 2684762.9834 | 1210544.0727 | 2684744.2556 | 1210555.4835
55 | 2685004.134 | 1210440.9133 | 2685008.9442 | 1210440.993 | 2685013.4039 | 1210438.9997
56 | 2684350.0064 | 1210589.3391 | 2684353.4295 | 1210582.6942 | 2684358.0502 | 1210573.0533 | 2684365.9079 | 1210565.0925 | 2684375.5983 | 1210561.3604 | 2684382.9436 | 1210560.6082 | 2684387.5965 | 1210561.5858 | 2684409.9228 | 1210571.3194
57 | 2684350.0064 | 1210589.3391 | 2684350.0609 | 1210579.3336
58 | 2685020.8589 | 1210576.6405 | 2685069.7312 | 1210547.8626 | 2685112.7897 | 1210522.8628
59 | 2685139.9508 | 1210507.0929 | 2685112.7897 | 1210522.8628
60 | 2684697.1195 | 1210836.1679 | 2684706.6767 | 1210841.873
61 | 2684659.9162 | 1210811.3713 | 2684659.9608 | 1210811.4184 | 2684671.1992 | 1210820.695 | 2684697.1195 | 1210836.1679
62 | 2684706.6767 | 1210841.873 | 2684723.0193 | 1210851.6286
63 | 2684659.9162 | 1210811.3713 | 2684651.8736 | 1210802.8869 | 2684645.6435 | 1210792.5585 | 2684645.0011 | 1210790.585
64 | 2684749.0609 | 1210867.1738 | 2684723.0193 | 1210851.6286
65 | 2684723.0193 | 1210851.6286 | 2684670.4376 | 1210939.9453
66 | 2684638.5574 | 1210770.7881 | 2684645.0011 | 1210790.585
67 | 2684778.1217 | 1210884.5214 | 2684749.0609 | 1210867.1738
68 | 2684638.5574 | 1210770.7881 | 2684624.1498 | 1210774.6487
69 | 2684821.5868 | 1210910.4675 | 2684778.1217 | 1210884.5214
70 | 2684624.1498 | 1210774.6487 | 2684610.3371 | 1210778.3499
71 | 2684689.8405 | 1210755.0388 | 2684689.8405 | 1210755.0388 | 2684692.8324 | 1210761.1075
72 | 2684688.9342 | 1210753.8844 | 2684689.8405 | 1210755.0388
73 | 2684696.7998 | 1210764.3214 | 2684692.8324 | 1210761.1075
74 | 2684838.4228 | 1210750.1019 | 2684845.5487 | 1210749.2693 | 2684849.6891 | 1210750.4623 | 2684855.4926 | 1210753.3578 | 2684861.9251 | 1210754.2499 | 2684869.2255 | 1210753.8096
75 | 2684885.5318 | 1210732.3713 | 2684884.2972 | 1210752.9006 | 2684869.2255 | 1210753.8096
76 | 2684610.3371 | 1210778.3499 | 2684606.0866 | 1210779.4889
77 | 2684606.0866 | 1210779.4889 | 2684580.3948 | 1210827.1344
78 | 2684390.7879 | 1210621.2319 | 2684390.5687 | 1210624.9359 | 2684390.2787 | 1210627.7178
79 | 2684350.0609 | 1210579.3336 | 2684326.0781 | 1210410.9926
80 | 2684490.8561 | 1210358.4698 | 2684480.9927 | 1210355.606 | 2684467.5208 | 1210354.2144 | 2684461.2443 | 1210351.4015 | 2684457.961 | 1210348.5296
81 | 2684520.614 | 1210381.5063 | 2684490.8561 | 1210358.4698
82 | 2684457.961 | 1210348.5296 | 2684447.4072 | 1210339.2978 | 2684444.0626 | 1210334.4806 | 2684446.0408 | 1210327.3595 | 2684448.0186 | 1210320.6185
83 | 2684520.614 | 1210381.5063 | 2684516.8045 | 1210385.3659 | 2684510.7712 | 1210387.3818 | 2684499.3458 | 1210388.0093 | 2684476.2921 | 1210388.0274 | 2684464.3624 | 1210386.1573 | 2684443.0473 | 1210383.6317 | 2684423.5652 | 1210383.7117 | 2684396.9351 | 1210389.9168 | 2684386.5204 | 1210392.171 | 2684370.968 | 1210398.6887 | 2684361.2394 | 1210403.4876 | 2684354.9368 | 1210405.2107
84 | 2684520.614 | 1210381.5063 | 2684597.9354 | 1210267.5497
85 | 2684448.0186 | 1210320.6185 | 2684450.1698 | 1210313.2866 | 2684450.1886 | 1210304.8259
86 | 2684354.9368 | 1210405.2107 | 2684352.2965 | 1210412.3892 | 2684349.033 | 1210412.5876 | 2684337.7212 | 1210410.0261 | 2684328.4128 | 1210410.3725 | 2684326.0781 | 1210410.9926
87 | 2684597.9354 | 1210267.5497 | 2684604.1081 | 1210253.5725 | 2684605.4596 | 1210234.3902 | 2684602.7672 | 1210194.8596 | 2684601.9506 | 1210182.7623 | 2684597.2311 | 1210163.9498 | 2684599.1519 | 1210152.0766
88 | 2684248.3709 | 1210414.5002 | 2684256.4728 | 1210416.6938 | 2684260.7167 | 1210415.4307 | 2684271.2231 | 1210415.8237 | 2684286.5407 | 1210416.7629 | 2684295.8457 | 1210416.6498 | 2684303.587 | 1210415.3139 | 2684311.2007 | 1210414.9434 | 2684326.0781 | 1210410.9926
89 | 2684599.1519 | 1210152.0766 | 2684599.3308 | 1210150.9711 | 2684598.2053 | 1210135.4672 | 2684595.5333 | 1210121.2756 | 2684598.425 | 1210106.5848 | 2684602.1491 | 1210087.325 | 2684602.7457 | 1210072.6017 | 2684602.9788 | 1210068.2795
90 | 2684248.3709 | 1210414.5002 | 2684237.8722 | 1210407.1027 | 2684222.757 | 1210395.0593 | 2684209.2874 | 1210381.6715 | 2684196.0869 | 1210374.5139 | 2684173.3747 | 1210366.4883 | 2684150.4532 | 1210356.0582 | 2684118.4476 | 1210339.2293 | 2684103.6413 | 1210327.3462 | 2684096.0587 | 1210316.888 | 2684087.3245 | 1210302.9225 | 2684084.6626 | 1210299.3142
91 | 2684159.9214 | 1210266.8335 | 2684163.7505 | 1210267.499 | 2684171.375 | 1210269.7708
92 | 2684159.9214 | 1210266.8335 | 2684160.0593 | 1210259.753 | 2684159.5771 | 1210245.448 | 2684153.4493 | 1210232.0751 | 2684150.4318 | 1210228.2968 | 2684142.6267 | 1210225.9477
93 | 2684159.9214 | 1210266.8335 | 2684154.0448 | 1210265.8277 | 2684140.3857 | 1210262.2651
94 | 2684626.8754 | 1210005.411 | 2684619.1474 | 1210012.1948 | 2684610.8963 | 1210039.2399 | 2684603.5295 | 1210058.0699 | 2684602.9788 | 1210068.2795
95 | 2685015.1185 | 1210432.1841 | 2685016.2707 | 1210421.8515 | 2685015.9242 | 1210406.7033 | 2685013.3601 | 1210389.2887 | 2685008.6727 | 1210376.3246 | 2685003.8974 | 1210369.5299 | 2684994.6632 | 1210359.8698 | 2684987.8629 | 1210350.6224 | 2684983.709 | 1210339.1558 | 2684978.7859 | 1210319.323
96 | 2685015.1185 | 1210432.1841 | 2685014.9808 | 1210433.4185 | 2685013.4039 | 1210438.9997
97 | 2684978.7859 | 1210319.323 | 2684975.3777 | 1210305.593 | 2684971.384 | 1210296.7525 | 2684968.6919 | 1210288.3087 | 2684971.187 | 1210275.559
98 | 2684973.9386 | 1210261.4992 | 2684971.187 | 1210275.559
99 | 2684971.187 | 1210275.559 | 2684835.2673 | 1210269.8872
100 | 2684973.9386 | 1210261.4992 | 2684974.3483 | 1210258.6322
101 | 2684821.3529 | 1210317.2315 | 2684831.8354 | 1210293.1314 | 2684836.1087 | 1210281.2733 | 2684840.0158 | 1210273.2458 | 2684835.2673 | 1210269.8872
102 | 2684835.2673 | 1210269.8872 | 2684837.1946 | 1210243.9421 | 2684836.2416 | 1210187.5027 | 2684838.0807 | 1210165.6257 | 2684842.7684 | 1210148.1476 | 2684843.9008 | 1210136.9452 | 2684843.839 | 1210113.6446
103 | 2684821.3529 | 1210317.2315 | 2684829.3971 | 1210340.0385 | 2684830.0484 | 1210346.085
104 | 2684977.2735 | 1210238.1647 | 2684974.3483 | 1210258.6322
105 | 2684843.3515 | 1210100.5225 | 2684843.8351 | 1210112.1725 | 2684843.839 | 1210113.6446
106 | 2684045.2345 | 1210248.6942 | 2684061.2435 | 1210264.241 | 2684071.1088 | 1210278.8561 | 2684080.4702 | 1210293.631 | 2684084.6626 | 1210299.3142
107 | 2684045.2345 | 1210248.6942 | 2684062.5459 | 1210250.5726
108 | 2684062.5459 | 1210250.5726 | 2684061.7952 | 1210239.666 | 2684058.0452 | 1210213.4294
109 | 2684062.5459 | 1210250.5726 | 2684131.242 | 1210259.8801 | 2684140.3857 | 1210262.2651
110 | 2684058.0452 | 1210213.4294 | 2684069.8086 | 1210162.9622 | 2684066.3987 | 1210144.4132 | 2684075.6794 | 1210114.2465 | 2684101.133 | 1210075.1019 | 2684092.5037 | 1210042.3478 | 2684078.4967 | 1210023.8606 | 2684104.0743 | 1209995.8917
111 | 2684058.0452 | 1210213.4294 | 2684049.5171 | 1210184.824 | 2684038.073 | 1210172.5707
112 | 2684104.0743 | 1209995.8917 | 2684117.0006 | 1210005.3134 | 2684139.9717 | 1210026.9757
113 | 2684158.6536 | 1209923.6029 | 2684155.044 | 1209926.2204 | 2684130.2426 | 1209919.5997 | 2684088.0084 | 1209927.1872 | 2684073.111 | 1209936.2499 | 2684070.5142 | 1209945.7528 | 2684073.2661 | 1209955.9872 | 2684081.9523 | 1209971.7754 | 2684104.0743 | 1209995.8917
114 | 2684163.9676 | 1210049.6045 | 2684139.9717 | 1210026.9757
115 | 2684158.6536 | 1209923.6029 | 2684149.1653 | 1209918.3324 | 2684143.5184 | 1209910.1808 | 2684134.8298 | 1209890.3117
116 | 2684253.7632 | 1209839.1121 | 2684186.9781 | 1209914.3408 | 2684179.5358 | 1209920.8401 | 2684169.431 | 1209924.2442 | 2684158.6536 | 1209923.6029
117 | 2684740.1586 | 1210557.9798 | 2684744.2556 | 1210555.4835
118 | 2685139.9508 | 1210507.0929 | 2685148.6268 | 1210502.0579 | 2685217.2815 | 1210462.3675 | 2685246.6702 | 1210441.885 | 2685270.9389 | 1210419.0834 | 2685293.3979 | 1210392.0867 | 2685295.8729 | 1210388.0417
119 | 2685139.9508 | 1210507.0929 | 2685130.9498 | 1210486.451 | 2685121.8935 | 1210478.1942 | 2685111.3321 | 1210475.8086 | 2685083.9974 | 1210481.2114
120 | 2685215.8914 | 1210395.2926 | 2685231.837 | 1210392.1738 | 2685243.1583 | 1210391.9243 | 2685261.3781 | 1210394.0193 | 2685269.4781 | 1210390.4772 | 2685279.9466 | 1210385.5457 | 2685287.0009 | 1210383.9122 | 2685293.6927 | 1210386.3539 | 2685295.8729 | 1210388.0417
121 | 2684599.9023 | 1209838.464 | 2684602.4539 | 1209834.8979 | 2684602.5892 | 1209834.4603
122 | 2684599.9023 | 1209838.464 | 2684600.0243 | 1209849.6953 | 2684598.8296 | 1209859.4292 | 2684594.9535 | 1209882.4226 | 2684593.597 | 1209897.1352 | 2684593.1036 | 1209904.5886 | 2684593.9666 | 1209910.7382 | 2684596.4032 | 1209922.2358 | 2684602.5859 | 1209939.7237 | 2684624.4694 | 1209999.2618 | 2684626.8754 | 1210005.411
123 | 2684840.9252 | 1209978.8854 | 2684847.6483 | 1209980.3962 | 2684847.6483 | 1209980.3962
124 | 2684845.2558 | 1210001.9637 | 2684847.6483 | 1209980.3962
125 | 2685103.8171 | 1209971.0748 | 2685100.615 | 1209984.7798
126 | 2685103.8171 | 1209971.0748 | 2685106.3943 | 1209960.0451 | 2685109.9181 | 1209952.2791 | 2685120.1784 | 1209941.6586
127 | 2685099.1161 | 1209991.195 | 2685100.615 | 1209984.7798
128 | 2684288.0463 | 1209906.9659 | 2684283.7803 | 1209923.1241 | 2684282.2164 | 1209931.996
129 | 2684253.7632 | 1209839.1121 | 2684258.0226 | 1209844.8537 | 2684288.0852 | 1209906.8187 | 2684288.0463 | 1209906.9659
130 | 2684282.2164 | 1209931.996 | 2684280.8301 | 1209939.86 | 2684276.2437 | 1209986.3144 | 2684273.0372 | 1210001.8237 | 2684271.3325 | 1210007.3476 | 2684275.7323 | 1210012.8244 | 2684283.2557 | 1210017.8006 | 2684295.6791 | 1210023.0966
131 | 2684096.1823 | 1209805.6368 | 2684105.1783 | 1209821.6604 | 2684124.8989 | 1209848.4558 | 2684129.9545 | 1209864.0484 | 2684134.3798 | 1209889.2828 | 2684134.8298 | 1209890.3117
132 | 2684096.1823 | 1209805.6368 | 2684089.2724 | 1209793.3289 | 2684085.1946 | 1209786.556 | 2684052.5078 | 1209766.0488 | 2684048.8571 | 1209758.0922 | 2684047.9467 | 1209750.9525 | 2684047.9467 | 1209750.9525
133 | 2685099.1161 | 1209991.195 | 2685182.3865 | 1210149.4533
134 | 2685182.3865 | 1210149.4533 | 2685217.385 | 1210183.8532 | 2685231.8493 | 1210196.6682
135 | 2685215.8914 | 1210395.2926 | 2685231.8493 | 1210196.6682
136 | 2684843.3515 | 1210100.5225 | 2684842.3916 | 1210077.396 | 2684843.9947 | 1210013.3324 | 2684845.2558 | 1210001.9637
137 | 2684051.9734 | 1209734.3873 | 2684051.9734 | 1209734.3873 | 2684047.9467 | 1209750.9525
138 | 2684048.0609 | 1209721.926 | 2684048.8101 | 1209724.2028 | 2684051.9734 | 1209734.3873

## bus_geodata
| x | y | coords
0 | 2684439.6579 | 1210666.1481
1 | 2684444.5436 | 1210658.2784
2 | 2684424.7835 | 1210690.1069
3 | 2684455.1823 | 1210641.1422
4 | 2684401.6432 | 1210678.1349
5 | 2684513.6915 | 1210757.8542
6 | 2684460.3986 | 1210632.7401
7 | 2684388.4154 | 1210671.2913
8 | 2684542.5837 | 1210775.8642
9 | 2684533.4172 | 1210742.6927
10 | 2684462.1518 | 1210622.2037
11 | 2684371.6681 | 1210662.9379
12 | 2684551.7765 | 1210772.6162
13 | 2684586.422 | 1210760.3754
14 | 2684590.0325 | 1210770.1633
15 | 2684628.9149 | 1210741.1653
16 | 2684669.3181 | 1210728.8971
17 | 2684637.1644 | 1210766.509
18 | 2684545.6047 | 1210733.3252
19 | 2684552.6359 | 1210725.2657
20 | 2684937.9417 | 1210718.0206
21 | 2684914.5975 | 1210688.0062
22 | 2684951.325 | 1210724.1134
23 | 2684909.8966 | 1210676.3977
24 | 2684953.2179 | 1210748.6231
25 | 2684896.0102 | 1210653.5466
26 | 2684966.9751 | 1210742.7262
27 | 2684966.1837 | 1210608.3714
28 | 2684853.0452 | 1210672.1439
29 | 2684744.1285 | 1210702.0908
30 | 2684720.5237 | 1210709.4112
31 | 2684803.3102 | 1210683.737
32 | 2684694.333 | 1210717.5336
33 | 2684804.652 | 1210687.7254
34 | 2684832.8167 | 1210623.278
35 | 2684641.5646 | 1210733.8931
36 | 2684696.6151 | 1210720.6013
37 | 2684677.9745 | 1210695.5268
38 | 2684822.1784 | 1210682.4044
39 | 2684910.4634 | 1210640.6053
40 | 2684961.8438 | 1210610.882
41 | 2684904.0314 | 1210567.4154
42 | 2684727.8474 | 1210711.1158
43 | 2684662.1993 | 1210674.3046
44 | 2684834.6424 | 1210721.789
45 | 2684799.7403 | 1210511.4736
46 | 2685004.134 | 1210440.9133
47 | 2684409.9228 | 1210571.3194
48 | 2684350.0064 | 1210589.3391
49 | 2685020.8589 | 1210576.6405
50 | 2685112.7897 | 1210522.8628
51 | 2684697.1195 | 1210836.1679
52 | 2684706.6767 | 1210841.873
53 | 2684659.9162 | 1210811.3713
54 | 2684723.0193 | 1210851.6286
55 | 2684645.0011 | 1210790.585
56 | 2684749.0609 | 1210867.1738
57 | 2684670.4376 | 1210939.9453
58 | 2684638.5574 | 1210770.7881
59 | 2684778.1217 | 1210884.5214
60 | 2684624.1498 | 1210774.6487
61 | 2684689.8405 | 1210755.0388
62 | 2684692.8324 | 1210761.1075
63 | 2684688.9342 | 1210753.8844
64 | 2684696.7998 | 1210764.3214
65 | 2684838.4228 | 1210750.1019
66 | 2684869.2255 | 1210753.8096
67 | 2684885.5318 | 1210732.3713
68 | 2684641.4136 | 1210646.342
69 | 2684610.3371 | 1210778.3499
70 | 2684606.0866 | 1210779.4889
71 | 2684580.3948 | 1210827.1344
72 | 2684390.7879 | 1210621.2319
73 | 2684390.2787 | 1210627.7178
74 | 2684350.0609 | 1210579.3336
75 | 2684821.5868 | 1210910.4675
76 | 2684490.8561 | 1210358.4698
77 | 2684457.961 | 1210348.5296
78 | 2684520.614 | 1210381.5063
79 | 2684448.0186 | 1210320.6185
80 | 2684354.9368 | 1210405.2107
81 | 2684597.9354 | 1210267.5497
82 | 2684450.1886 | 1210304.8259
83 | 2684326.0781 | 1210410.9926
84 | 2684599.1519 | 1210152.0766
85 | 2684248.3709 | 1210414.5002
86 | 2684171.375 | 1210269.7708
87 | 2684159.9214 | 1210266.8335
88 | 2684602.9788 | 1210068.2795
89 | 2685015.1185 | 1210432.1841
90 | 2684978.7859 | 1210319.323
91 | 2685013.4039 | 1210438.9997
92 | 2684971.187 | 1210275.559
93 | 2684973.9386 | 1210261.4992
94 | 2684835.2673 | 1210269.8872
95 | 2684830.0484 | 1210346.085
96 | 2684821.3529 | 1210317.2315
97 | 2684974.3483 | 1210258.6322
98 | 2684843.839 | 1210113.6446
99 | 2684084.6626 | 1210299.3142
100 | 2684045.2345 | 1210248.6942
101 | 2684062.5459 | 1210250.5726
102 | 2684058.0452 | 1210213.4294
103 | 2684140.3857 | 1210262.2651
104 | 2684104.0743 | 1209995.8917
105 | 2684038.073 | 1210172.5707
106 | 2684142.6267 | 1210225.9477
107 | 2684139.9717 | 1210026.9757
108 | 2684158.6536 | 1209923.6029
109 | 2684977.2735 | 1210238.1647
110 | 2684722.9599 | 1210500.6203
111 | 2684744.2556 | 1210555.4835
112 | 2685139.9508 | 1210507.0929
113 | 2685295.8729 | 1210388.0417
114 | 2685083.9974 | 1210481.2114
115 | 2684602.5892 | 1209834.4603
116 | 2684599.9023 | 1209838.464
117 | 2684626.8754 | 1210005.411
118 | 2684840.9252 | 1209978.8854
119 | 2684847.6483 | 1209980.3962
120 | 2685103.8171 | 1209971.0748
121 | 2685100.615 | 1209984.7798
122 | 2685120.1784 | 1209941.6586
123 | 2684288.0463 | 1209906.9659
124 | 2684282.2164 | 1209931.996
125 | 2684253.7632 | 1209839.1121
126 | 2684295.6791 | 1210023.0966
127 | 2684134.8298 | 1209890.3117
128 | 2684096.1823 | 1209805.6368
129 | 2685099.1161 | 1209991.195
130 | 2685182.3865 | 1210149.4533
131 | 2685231.8493 | 1210196.6682
132 | 2684845.2558 | 1210001.9637
133 | 2684843.3515 | 1210100.5225
134 | 2685215.8914 | 1210395.2926
135 | 2684163.9676 | 1210049.6045
136 | 2684047.9467 | 1209750.9525
137 | 2684051.9734 | 1209734.3873
138 | 2684048.0609 | 1209721.926
139 | 2684740.1586 | 1210557.9798
140 | 2684803.3102 | 1210683.737

## line_std_types
| c_nf_per_km | r_ohm_per_km | x_ohm_per_km | max_i_ka | type | q_mm2 | alpha | voltage_rating
NAYY 4x50 SE | 210 | 0.642 | 0.083 | 0.142 | cs | 50 | 0.00403 | LV
NAYY 4x120 SE | 264 | 0.225 | 0.08 | 0.242 | cs | 120 | 0.00403 | LV
NAYY 4x150 SE | 261 | 0.208 | 0.08 | 0.27 | cs | 150 | 0.00403 | LV
NA2XS2Y 1x95 RM/25 12/20 kV | 216 | 0.313 | 0.132 | 0.252 | cs | 95 | 0.00403 | MV
NA2XS2Y 1x185 RM/25 12/20 kV | 273 | 0.161 | 0.117 | 0.362 | cs | 185 | 0.00403 | MV
NA2XS2Y 1x240 RM/25 12/20 kV | 304 | 0.122 | 0.112 | 0.421 | cs | 240 | 0.00403 | MV
NA2XS2Y 1x95 RM/25 6/10 kV | 315 | 0.313 | 0.123 | 0.249 | cs | 95 | 0.00403 | MV
NA2XS2Y 1x185 RM/25 6/10 kV | 406 | 0.161 | 0.11 | 0.358 | cs | 185 | 0.00403 | MV
NA2XS2Y 1x240 RM/25 6/10 kV | 456 | 0.122 | 0.105 | 0.416 | cs | 240 | 0.00403 | MV
NA2XS2Y 1x150 RM/25 12/20 kV | 250 | 0.206 | 0.116 | 0.319 | cs | 150 | 0.00403 | MV
NA2XS2Y 1x120 RM/25 12/20 kV | 230 | 0.253 | 0.119 | 0.283 | cs | 120 | 0.00403 | MV
NA2XS2Y 1x70 RM/25 12/20 kV | 190 | 0.443 | 0.132 | 0.22 | cs | 70 | 0.00403 | MV
NA2XS2Y 1x150 RM/25 6/10 kV | 360 | 0.206 | 0.11 | 0.315 | cs | 150 | 0.00403 | MV
NA2XS2Y 1x120 RM/25 6/10 kV | 340 | 0.253 | 0.113 | 0.28 | cs | 120 | 0.00403 | MV
NA2XS2Y 1x70 RM/25 6/10 kV | 280 | 0.443 | 0.123 | 0.217 | cs | 70 | 0.00403 | MV
N2XS(FL)2Y 1x120 RM/35 64/110 kV | 112 | 0.153 | 0.166 | 0.366 | cs | 120 | 0.00393 | HV
N2XS(FL)2Y 1x185 RM/35 64/110 kV | 125 | 0.099 | 0.156 | 0.457 | cs | 185 | 0.00393 | HV
N2XS(FL)2Y 1x240 RM/35 64/110 kV | 135 | 0.075 | 0.149 | 0.526 | cs | 240 | 0.00393 | HV
N2XS(FL)2Y 1x300 RM/35 64/110 kV | 144 | 0.06 | 0.144 | 0.588 | cs | 300 | 0.00393 | HV
15-AL1/3-ST1A 0.4 | 11 | 1.8769 | 0.35 | 0.105 | ol | 16 | 0.00403 | LV
24-AL1/4-ST1A 0.4 | 11.25 | 1.2012 | 0.335 | 0.14 | ol | 24 | 0.00403 | LV
48-AL1/8-ST1A 0.4 | 12.2 | 0.5939 | 0.3 | 0.21 | ol | 48 | 0.00403 | LV
94-AL1/15-ST1A 0.4 | 13.2 | 0.306 | 0.29 | 0.35 | ol | 94 | 0.00403 | LV
34-AL1/6-ST1A 10.0 | 9.7 | 0.8342 | 0.36 | 0.17 | ol | 34 | 0.00403 | MV
48-AL1/8-ST1A 10.0 | 10.1 | 0.5939 | 0.35 | 0.21 | ol | 48 | 0.00403 | MV
70-AL1/11-ST1A 10.0 | 10.4 | 0.4132 | 0.339 | 0.29 | ol | 70 | 0.00403 | MV
94-AL1/15-ST1A 10.0 | 10.75 | 0.306 | 0.33 | 0.35 | ol | 94 | 0.00403 | MV
122-AL1/20-ST1A 10.0 | 11.1 | 0.2376 | 0.323 | 0.41 | ol | 122 | 0.00403 | MV
149-AL1/24-ST1A 10.0 | 11.25 | 0.194 | 0.315 | 0.47 | ol | 149 | 0.00403 | MV
34-AL1/6-ST1A 20.0 | 9.15 | 0.8342 | 0.382 | 0.17 | ol | 34 | 0.00403 | MV
48-AL1/8-ST1A 20.0 | 9.5 | 0.5939 | 0.372 | 0.21 | ol | 48 | 0.00403 | MV
70-AL1/11-ST1A 20.0 | 9.7 | 0.4132 | 0.36 | 0.29 | ol | 70 | 0.00403 | MV
94-AL1/15-ST1A 20.0 | 10 | 0.306 | 0.35 | 0.35 | ol | 94 | 0.00403 | MV
122-AL1/20-ST1A 20.0 | 10.3 | 0.2376 | 0.344 | 0.41 | ol | 122 | 0.00403 | MV
149-AL1/24-ST1A 20.0 | 10.5 | 0.194 | 0.337 | 0.47 | ol | 149 | 0.00403 | MV
184-AL1/30-ST1A 20.0 | 10.75 | 0.1571 | 0.33 | 0.535 | ol | 184 | 0.00403 | MV
243-AL1/39-ST1A 20.0 | 11 | 0.1188 | 0.32 | 0.645 | ol | 243 | 0.00403 | MV
48-AL1/8-ST1A 110.0 | 8 | 0.5939 | 0.46 | 0.21 | ol | 48 | 0.00403 | HV
70-AL1/11-ST1A 110.0 | 8.4 | 0.4132 | 0.45 | 0.29 | ol | 70 | 0.00403 | HV
94-AL1/15-ST1A 110.0 | 8.65 | 0.306 | 0.44 | 0.35 | ol | 94 | 0.00403 | HV
122-AL1/20-ST1A 110.0 | 8.5 | 0.2376 | 0.43 | 0.41 | ol | 122 | 0.00403 | HV
149-AL1/24-ST1A 110.0 | 8.75 | 0.194 | 0.41 | 0.47 | ol | 149 | 0.00403 | HV
184-AL1/30-ST1A 110.0 | 8.8 | 0.1571 | 0.4 | 0.535 | ol | 184 | 0.00403 | HV
243-AL1/39-ST1A 110.0 | 9 | 0.1188 | 0.39 | 0.645 | ol | 243 | 0.00403 | HV
305-AL1/39-ST1A 110.0 | 9.2 | 0.0949 | 0.38 | 0.74 | ol | 305 | 0.00403 | HV
490-AL1/64-ST1A 110.0 | 9.75 | 0.059 | 0.37 | 0.96 | ol | 490 | 0.00403 | HV
679-AL1/86-ST1A 110.0 | 9.95 | 0.042 | 0.36 | 1.15 | ol | 679 | 0.00403 | HV
490-AL1/64-ST1A 220.0 | 10 | 0.059 | 0.285 | 0.96 | ol | 490 | 0.00403 | HV
679-AL1/86-ST1A 220.0 | 11.7 | 0.042 | 0.275 | 1.15 | ol | 679 | 0.00403 | HV
490-AL1/64-ST1A 380.0 | 11 | 0.059 | 0.253 | 0.96 | ol | 490 | 0.00403 | HV
679-AL1/86-ST1A 380.0 | 14.6 | 0.042 | 0.25 | 1.15 | ol | 679 | 0.00403 | HV

## trafo_std_types
| i0_percent | pfe_kw | vkr_percent | sn_mva | vn_lv_kv | vn_hv_kv | vk_percent | shift_degree | vector_group | tap_side | tap_neutral | tap_min | tap_max | tap_step_degree | tap_step_percent | tap_phase_shifter
160 MVA 380/110 kV | 0.06 | 60 | 0.25 | 160 | 110 | 380 | 12.2 | 0 | Yy0 | hv | 0 | -9 | 9 | 0 | 1.5 | FALSE
100 MVA 220/110 kV | 0.06 | 55 | 0.26 | 100 | 110 | 220 | 12 | 0 | Yy0 | hv | 0 | -9 | 9 | 0 | 1.5 | FALSE
63 MVA 110/20 kV | 0.04 | 22 | 0.32 | 63 | 20 | 110 | 18 | 150 | YNd5 | hv | 0 | -9 | 9 | 0 | 1.5 | FALSE
40 MVA 110/20 kV | 0.05 | 18 | 0.34 | 40 | 20 | 110 | 16.2 | 150 | YNd5 | hv | 0 | -9 | 9 | 0 | 1.5 | FALSE
25 MVA 110/20 kV | 0.07 | 14 | 0.41 | 25 | 20 | 110 | 12 | 150 | YNd5 | hv | 0 | -9 | 9 | 0 | 1.5 | FALSE
63 MVA 110/10 kV | 0.04 | 22 | 0.32 | 63 | 10 | 110 | 18 | 150 | YNd5 | hv | 0 | -9 | 9 | 0 | 1.5 | FALSE
40 MVA 110/10 kV | 0.05 | 18 | 0.34 | 40 | 10 | 110 | 16.2 | 150 | YNd5 | hv | 0 | -9 | 9 | 0 | 1.5 | FALSE
25 MVA 110/10 kV | 0.07 | 14 | 0.41 | 25 | 10 | 110 | 12 | 150 | YNd5 | hv | 0 | -9 | 9 | 0 | 1.5 | FALSE
0.25 MVA 20/0.4 kV | 0.32 | 0.8 | 1.44 | 0.25 | 0.4 | 20 | 6 | 150 | Yzn5 | hv | 0 | -2 | 2 | 0 | 2.5 | FALSE
0.4 MVA 20/0.4 kV | 0.3375 | 1.35 | 1.425 | 0.4 | 0.4 | 20 | 6 | 150 | Dyn5 | hv | 0 | -2 | 2 | 0 | 2.5 | FALSE
0.63 MVA 20/0.4 kV | 0.2619 | 1.65 | 1.206 | 0.63 | 0.4 | 20 | 6 | 150 | Dyn5 | hv | 0 | -2 | 2 | 0 | 2.5 | FALSE
0.25 MVA 10/0.4 kV | 0.24 | 0.6 | 1.2 | 0.25 | 0.4 | 10 | 4 | 150 | Dyn5 | hv | 0 | -2 | 2 | 0 | 2.5 | FALSE
0.4 MVA 10/0.4 kV | 0.2375 | 0.95 | 1.325 | 0.4 | 0.4 | 10 | 4 | 150 | Dyn5 | hv | 0 | -2 | 2 | 0 | 2.5 | FALSE
0.63 MVA 10/0.4 kV | 0.1873 | 1.18 | 1.0794 | 0.63 | 0.4 | 10 | 4 | 150 | Dyn5 | hv | 0 | -2 | 2 | 0 | 2.5 | FALSE

## trafo3w_std_types
| sn_hv_mva | sn_mv_mva | sn_lv_mva | vn_hv_kv | vn_mv_kv | vn_lv_kv | vk_hv_percent | vk_mv_percent | vk_lv_percent | vkr_hv_percent | vkr_mv_percent | vkr_lv_percent | pfe_kw | i0_percent | shift_mv_degree | shift_lv_degree | vector_group | tap_side | tap_neutral | tap_min | tap_max | tap_step_percent
63/25/38 MVA 110/20/10 kV | 63 | 25 | 38 | 110 | 20 | 10 | 10.4 | 10.4 | 10.4 | 0.28 | 0.32 | 0.35 | 35 | 0.89 | 0 | 0 | YN0yn0yn0 | hv | 0 | -10 | 10 | 1.2
63/25/38 MVA 110/10/10 kV | 63 | 25 | 38 | 110 | 10 | 10 | 10.4 | 10.4 | 10.4 | 0.28 | 0.32 | 0.35 | 35 | 0.89 | 0 | 0 | YN0yn0yn0 | hv | 0 | -10 | 10 | 1.2

## fuse_std_types
| fuse_type | i_rated_a | t_avg | t_min | t_total | x_avg | x_min | x_total
HV 100A | HV 100A | 100 | 0 | [10.0, 3.64, 0.854, 0.281, 0.1, 0.0531, 0.022, 0.01] | [10.0, 4.267, 1.21, 0.403, 0.1, 0.058, 0.022, 0.01] | 0 | [300.0, 350.0, 450.0, 550.0, 700.0, 850.0, 1200.0, 1752.0] | [600.0, 700.0, 900.0, 1150.0, 1665.0, 2000.0, 3000.0, 4313.0]
HV 10A | HV 10A | 10 | 0 | [10.0, 1675.0, 0.344, 0.156, 0.1, 0.0417, 0.0171, 0.01] | [10.0, 1.3, 0.3, 0.155, 0.1, 0.0555, 0.023, 0.01] | 0 | [30.0, 32.0, 35.0, 37.0, 39.0, 50.0, 70.0, 88.0] | [60.0, 70.0, 80.0, 87.0, 94.0, 110.0, 150.0, 216.0]
HV 125A | HV 125A | 125 | 0 | [10.0, 1.82, 0.344, 0.1, 0.0467, 0.0269, 0.01] | [10.0, 2.478, 0.426, 0.1, 0.0427, 0.0211, 0.01] | 0 | [375.0, 500.0, 700.0, 925.0, 1200.0, 1500.0, 2341.0] | [750.0, 1000.0, 1500.0, 2200.0, 3000.0, 4000.0, 5765.0]
HV 160A | HV 160A | 160 | 0 | [10.0, 4.15, 1.03, 0.198, 0.1, 0.051, 0.0172, 0.01] | [10.0, 2.3, 0.734, 0.274, 0.1, 0.046, 0.0177, 0.01] | 0 | [480.0, 550.0, 700.0, 1000.0, 1260.0, 1600.0, 2500.0, 3227.0] | [960.0, 1300.0, 1700.0, 2200.0, 2996.0, 4000.0, 6000.0, 7946.0]
HV 16A | HV 16A | 16 | 0 | [10.0, 0.352, 0.164, 0.1, 0.0649, 0.0342, 0.01] | [10.0, 2.34, 0.722, 0.181, 0.1, 0.055, 0.0296, 0.01] | 0 | [48.0, 60.0, 65.0, 71.0, 80.0, 100.0, 162.0] | [96.0, 110.0, 125.0, 150.0, 168.0, 200.0, 250.0, 398.0]
HV 200A | HV 200A | 200 | 0 | [10.0, 4.267, 1.21, 0.403, 0.1, 0.058, 0.022, 0.01] | [10.0, 3.73, 1.654, 0.328, 0.1, 0.0531, 0.019, 0.01] | 0 | [600.0, 700.0, 900.0, 1150.0, 1665.0, 2000.0, 3000.0, 4313.0] | [1200.0, 1500.0, 1800.0, 2700.0, 3960.0, 5000.0, 7500.0, 10620.0]
HV 20A | HV 20A | 20 | 0 | [10.0, 1.3, 0.3, 0.155, 0.1, 0.0555, 0.023, 0.01] | [10.0, 1.3, 0.161, 0.1, 0.0611, 0.0399, 0.0141, 0.01] | 0 | [60.0, 70.0, 80.0, 87.0, 94.0, 110.0, 150.0, 216.0] | [120.0, 150.0, 200.0, 223.0, 260.0, 300.0, 450.0, 532.0]
HV 25A | HV 25A | 25 | 0 | [10.0, 2.512, 0.833, 0.299, 0.1, 0.0372, 0.0223, 0.01] | [10.0, 3.125, 0.597, 0.198, 0.1, 0.0378, 0.022, 0.01] | 0 | [75.0, 82.0, 90.0, 100.0, 124.0, 170.0, 200.0, 289.0] | [150.0, 170.0, 210.0, 250.0, 294.0, 400.0, 500.0, 711.0]
HV 31.5A | HV 31.5A | 31.5 | 0 | [10.0, 2.34, 0.722, 0.181, 0.1, 0.055, 0.0296, 0.01] | [10.0, 2.84, 0.368, 0.164, 0.1, 0.0621, 0.0378, 0.0195, 0.01] | 0 | [95.0, 110.0, 125.0, 150.0, 165.0, 200.0, 250.0, 390.0] | [189.0, 220.0, 300.0, 350.0, 393.0, 450.0, 530.0, 700.0, 960.0]
HV 40A | HV 40A | 40 | 0 | [10.0, 1.3, 0.161, 0.1, 0.0611, 0.0399, 0.0141, 0.01] | [10.0, 2.05, 0.369, 0.198, 0.1, 0.051, 0.0298, 0.01] | 0 | [120.0, 150.0, 200.0, 223.0, 260.0, 300.0, 450.0, 532.0] | [240.0, 300.0, 400.0, 450.0, 530.0, 650.0, 800.0, 1311.0]
HV 50A | HV 50A | 50 | 0 | [10.0, 3.215, 0.597, 0.198, 0.1, 0.0378, 0.022, 0.01] | [10.0, 3.64, 0.854, 0.281, 0.1, 0.0531, 0.022, 0.01] | 0 | [150.0, 170.0, 210.0, 250.0, 294.0, 400.0, 500.0, 711.0] | [300.0, 350.0, 450.0, 550.0, 700.0, 850.0, 1200.0, 1752.0]
HV 6.3A | HV 6.3A | 6.3 | 0 | [10.0, 1.39, 0.344, 0.168, 0.1, 0.056, 0.0263, 0.01] | [10.0, 1.711, 0.516, 0.198, 0.1, 0.0634, 0.0303, 0.01] | 0 | [19.0, 19.5, 20.4, 20.8, 22.0, 25.0, 32.0, 48.0] | [38.0, 40.0, 43.0, 48.0, 53.0, 60.0, 75.0, 118.0]
HV 63A | HV 63A | 63 | 0 | [10.0, 2.84, 0.368, 0.164, 0.1, 0.0621, 0.0378, 0.0195, 0.01] | [10.0, 1.82, 0.344, 0.1, 0.0467, 0.0269, 0.01] | 0 | [189.0, 220.0, 300.0, 350.0, 393.0, 450.0, 530.0, 700.0, 961.0] | [378.0, 500.0, 700.0, 934.0, 1200.0, 1500.0, 2366.0]
HV 80A | HV 80A | 80 | 0 | [10.0, 2.05, 0.369, 0.198, 0.1, 0.051, 0.0298, 0.01] | [10.0, 4.15, 1.03, 0.198, 0.1, 0.051, 0.0172, 0.01] | 0 | [240.0, 300.0, 400.0, 450.0, 530.0, 650.0, 800.0, 1311.0] | [480.0, 550.0, 700.0, 1000.0, 1260.0, 1600.0, 2500.0, 3227.0]
Siemens NH-1-100 | Siemens NH-1-100 | 100 | [5400.0, 2000.0, 400.0, 20.0, 1.0, 0.2, 0.012, 0.004] | 0 | 0 | [150.0, 190.0, 250.0, 430.0, 900.0, 1250.0, 2700.0, 3600.0] | 0 | 0
Siemens NH-1-125 | Siemens NH-1-125 | 125 | [4800.0, 120.0, 7.0, 0.1, 0.004] | 0 | 0 | [180.0, 400.0, 740.0, 2000.0, 4250.0] | 0 | 0
Siemens NH-1-16 | Siemens NH-1-16 | 16 | [4000.0, 400.0, 2.0, 0.1, 0.04, 0.01] | 0 | 0 | [26.0, 35.0, 75.0, 150.0, 200.0, 300.0] | 0 | 0
Siemens NH-1-160 | Siemens NH-1-160 | 160 | [4800.0, 120.0, 7.0, 0.1, 0.004] | 0 | 0 | [210.0, 500.0, 900.0, 2300.0, 5000.0] | 0 | 0
Siemens NH-1-25 | Siemens NH-1-25 | 25 | [4000.0, 1000.0, 10.0, 0.2, 0.02, 0.01] | 0 | 0 | [40.0, 50.0, 100.0, 210.0, 400.0, 500.0] | 0 | 0
Siemens NH-1-50 | Siemens NH-1-50 | 50 | [4000.0, 40.0, 4.0, 1.0, 0.02, 0.01] | 0 | 0 | [86.0, 200.0, 300.0, 400.0, 1000.0, 1280.0] | 0 | 0
Siemens NH-1-63 | Siemens NH-1-63 | 63 | [4000.0, 100.0, 10.0, 2.0, 0.04, 0.01] | 0 | 0 | [100.0, 200.0, 300.0, 400.0, 1000.0, 1500.0] | 0 | 0
Siemens NH-1-80 | Siemens NH-1-80 | 80 | [4800.0, 120.0, 7.0, 0.1, 0.01] | 0 | 0 | [150.58, 250.0, 450.0, 1150.0, 2470.0] | 0 | 0
Siemens NH-2-1000 | Siemens NH-2-1000 | 1000 | [4800.0, 120.0, 7.0, 0.1, 0.004] | 0 | 0 | [1900.0, 3500.0, 8400.0, 24000.0, 52000.0] | 0 | 0
Siemens NH-2-200 | Siemens NH-2-200 | 200 | [4800.0, 120.0, 7.0, 0.1, 0.004] | 0 | 0 | [280.0, 650.0, 1200.0, 3000.0, 7000.0] | 0 | 0
Siemens NH-2-224 | Siemens NH-2-224 | 224 | [4800.0, 120.0, 7.0, 0.2, 0.04, 0.004] | 0 | 0 | [400.0, 750.0, 1453.0, 3025.0, 4315.0, 7600.0] | 0 | 0
Siemens NH-2-250 | Siemens NH-2-250 | 250 | [4800.0, 120.0, 7.0, 0.1, 0.004] | 0 | 0 | [450.0, 800.0, 1650.0, 4000.0, 8500.0] | 0 | 0
Siemens NH-2-315 | Siemens NH-2-315 | 315 | [4800.0, 120.0, 7.0, 0.1, 0.004] | 0 | 0 | [550.0, 920.0, 1900.0, 5000.0, 11000.0] | 0 | 0
Siemens NH-2-355 | Siemens NH-2-355 | 355 | [4800.0, 120.0, 6.0, 0.1, 0.004] | 0 | 0 | [650.0, 1116.27, 2350.0, 5840.0, 12790.0] | 0 | 0
Siemens NH-2-400 | Siemens NH-2-400 | 400 | [4800.0, 120.0, 7.0, 0.1, 0.004] | 0 | 0 | [720.0, 1350.0, 2800.0, 6500.0, 15000.0] | 0 | 0
Siemens NH-2-425 | Siemens NH-2-425 | 425 | [4800.0, 120.0, 7.0, 0.1, 0.004] | 0 | 0 | [850.0, 1500.0, 3050.0, 7500.0, 16500.0] | 0 | 0
Siemens NH-2-630 | Siemens NH-2-630 | 630 | [4800.0, 120.0, 7.0, 0.1, 0.004] | 0 | 0 | [1200.0, 2000.0, 4800.0, 12000.0, 26000.0] | 0 | 0

## res_bus
| vm_pu | va_degree | p_mw | q_mvar
0 | 0.97915 | -0.40121 | 0.001401 | 0.00035113
1 | 0.97905 | -0.40331 | 0.0006614 | 0.00016576
2 | 0.9795 | -0.39445 | 0 | 0
3 | 0.97882 | -0.40777 | 0.00091086 | 0.00022828
4 | 0.97939 | -0.39654 | 0.00034321 | 8.6015e-05
5 | 0.9811 | -0.3631 | 0 | 0
6 | 0.97871 | -0.40988 | 0 | 0
7 | 0.97934 | -0.39765 | 0 | 0
8 | 0.98182 | -0.34919 | 0 | 0
9 | 0.98101 | -0.36496 | 0.00073635 | 0.00018455
10 | 0.9786 | -0.41215 | 0.00040762 | 0.00010216
11 | 0.97927 | -0.39903 | 0 | 0
12 | 0.98197 | -0.34611 | 0.0018424 | 0.00046174
13 | 0.9826 | -0.3339 | 0 | 0
14 | 0.98278 | -0.33044 | 0.00056688 | 0.00014207
15 | 0.98492 | -0.28875 | 0 | 0
16 | 0.98649 | -0.25829 | 0 | 0
17 | 0.98393 | -0.30808 | 0.002227 | 0.00055813
18 | 0.98096 | -0.3659 | 0.00087131 | 0.00021837
19 | 0.98093 | -0.36645 | 0.0025176 | 0.00063097
20 | 0.98307 | -0.32536 | 0.0083922 | 0.0021033
21 | 0.98386 | -0.31005 | 0.0006172 | 0.00015468
22 | 0.9829 | -0.32866 | 0 | 0
23 | 0.9841 | -0.30521 | 0.035671 | 0.0089399
24 | 0.98262 | -0.33419 | 0 | 0
25 | 0.98551 | -0.27773 | 0 | 0
26 | 0.98245 | -0.33762 | 0.01246 | 0.0031229
27 | 0.98378 | -0.31157 | 0 | 0
28 | 0.98894 | -0.21116 | 0.0023881 | 0.0005985
29 | 0.99022 | -0.18629 | 0.00042244 | 0.00010587
30 | 0.98904 | -0.20915 | 0.0016776 | 0.00042045
31 | 0.99321 | -0.12898 | 0 | 0
32 | 0.98774 | -0.23417 | 0 | 0
33 | 0.99287 | -0.13549 | 0 | 0
34 | 1 | 0 | -0.20983 | -0.053343
35 | 0.98735 | -0.24175 | 0.0076813 | 0.0019251
36 | 0.98759 | -0.23704 | 0 | 0
37 | 0.98748 | -0.23925 | 0.0017033 | 0.0004269
38 | 0.9914 | -0.16383 | 0 | 0
39 | 0.98352 | -0.31661 | 0.0033687 | 0.00084428
40 | 0.98371 | -0.31301 | 0.012577 | 0.003152
41 | 0.99892 | -0.02082 | 0 | 0
42 | 0.98757 | -0.23748 | 0.00075034 | 0.00018805
43 | 0.98727 | -0.24335 | 0.0026944 | 0.00067529
44 | 0.99118 | -0.16811 | 0.0032964 | 0.00082615
45 | 0.99861 | -0.026677 | 0 | 0
46 | 0.99727 | -0.05258 | 0 | 0
47 | 0.97765 | -0.43065 | 0.0012229 | 0.0003065
48 | 0.97688 | -0.44578 | 0 | 0
49 | 0.98341 | -0.31879 | 0 | 0
50 | 0.98279 | -0.33098 | 0.00069951 | 0.00017531
51 | 0.98072 | -0.37069 | 0.0048064 | 0.0012046
52 | 0.98041 | -0.37673 | 0.0072846 | 0.0018257
53 | 0.98216 | -0.34247 | 0.0021148 | 0.00053001
54 | 0.98001 | -0.38457 | 0.001668 | 0.00041803
55 | 0.98304 | -0.32527 | 0.0004566 | 0.00011443
56 | 0.97943 | -0.39603 | 0.012999 | 0.0032578
57 | 0.97999 | -0.38496 | 0.00020811 | 5.2158e-05
58 | 0.98376 | -0.31126 | 0 | 0
59 | 0.97918 | -0.40083 | 0.0054643 | 0.0013695
60 | 0.98348 | -0.31677 | 0.0013097 | 0.00032823
61 | 0.98641 | -0.25995 | 0.00039675 | 9.9435e-05
62 | 0.9864 | -0.26018 | 0.00096816 | 0.00024264
63 | 0.98641 | -0.25989 | 0.00053072 | 0.00013301
64 | 0.98639 | -0.26026 | 0.00092157 | 0.00023097
65 | 0.99111 | -0.16936 | 0 | 0
66 | 0.99104 | -0.17076 | 0.0017219 | 0.00043154
67 | 0.99102 | -0.17123 | 0.00074437 | 0.00018656
68 | 0.98708 | -0.24707 | 0.0059709 | 0.0014965
69 | 0.98322 | -0.3219 | 0.0011376 | 0.00028511
70 | 0.98314 | -0.32343 | 0.00072658 | 0.0001821
71 | 0.98311 | -0.32394 | 0.00052875 | 0.00013252
72 | 0.97911 | -0.40219 | 0.0011907 | 0.00029842
73 | 0.97911 | -0.40205 | 0.0028863 | 0.00072337
74 | 0.97678 | -0.44777 | 0.0025245 | 0.00063269
75 | 0.97907 | -0.40298 | 0.0023419 | 0.00058694
76 | 0.973 | -0.52234 | 0.00026546 | 6.653e-05
77 | 0.97296 | -0.52307 | 0.00065718 | 0.0001647
78 | 0.97305 | -0.52137 | 0 | 0
79 | 0.97295 | -0.52337 | 0.0001496 | 3.7493e-05
80 | 0.9749 | -0.48496 | 0 | 0
81 | 0.97174 | -0.5472 | 0.00074003 | 0.00018547
82 | 0.97294 | -0.52347 | 0.00032483 | 8.141e-05
83 | 0.97527 | -0.47769 | 0.00049913 | 0.00012509
84 | 0.97071 | -0.56772 | 0.0087908 | 0.0022032
85 | 0.97474 | -0.488 | 0 | 0
86 | 0.97273 | -0.52806 | 0.00043581 | 0.00010923
87 | 0.97273 | -0.52796 | 0 | 0
88 | 0.97066 | -0.56872 | 0.00026898 | 6.7414e-05
89 | 0.99712 | -0.055503 | 0.0010987 | 0.00027535
90 | 0.99622 | -0.072966 | 0.00061586 | 0.00015435
91 | 0.99718 | -0.054366 | 0.0012996 | 0.00032571
92 | 0.99591 | -0.078981 | 0.0012058 | 0.00030221
93 | 0.99587 | -0.079699 | 0 | 0
94 | 0.99548 | -0.087189 | 0 | 0
95 | 0.99541 | -0.088653 | 0.00099073 | 0.0002483
96 | 0.99543 | -0.088125 | 0 | 0
97 | 0.99586 | -0.079844 | 0.001158 | 0.00029022
98 | 0.99513 | -0.093915 | 0.00031485 | 7.8909e-05
99 | 0.97339 | -0.51479 | 0.0002437 | 6.1078e-05
100 | 0.97298 | -0.52297 | 0 | 0
101 | 0.97287 | -0.52517 | 0 | 0
102 | 0.97269 | -0.52872 | 0 | 0
103 | 0.97275 | -0.52768 | 0.00096711 | 0.00024238
104 | 0.97158 | -0.55081 | 0 | 0
105 | 0.97268 | -0.52891 | 0.00022991 | 5.7621e-05
106 | 0.97272 | -0.52826 | 0.0003257 | 8.1629e-05
107 | 0.97152 | -0.55204 | 0.00064498 | 0.00016165
108 | 0.97106 | -0.56122 | 0 | 0
109 | 0.99583 | -0.080459 | 0.0016916 | 0.00042397
110 | 0.99856 | -0.027727 | 0.00077369 | 0.0001939
111 | 0.99849 | -0.029041 | 0.00028796 | 7.217e-05
112 | 0.98263 | -0.33417 | 0 | 0
113 | 0.98185 | -0.34956 | 0 | 0
114 | 0.98254 | -0.33594 | 0.0013314 | 0.00033367
115 | 0.97058 | -0.57039 | 0.00036112 | 9.0504e-05
116 | 0.97058 | -0.57035 | 0 | 0
117 | 0.97064 | -0.56919 | 0 | 0
118 | 0.99496 | -0.09733 | 0.00077351 | 0.00019386
119 | 0.99496 | -0.097236 | 0.00039199 | 9.8241e-05
120 | 0.98034 | -0.37912 | 0.00031903 | 7.9956e-05
121 | 0.98037 | -0.37869 | 0.00027637 | 6.9265e-05
122 | 0.9803 | -0.37996 | 0.0013487 | 0.00033801
123 | 0.97069 | -0.56852 | 0.00078114 | 0.00019577
124 | 0.97067 | -0.56905 | 0.00031745 | 7.956e-05
125 | 0.97083 | -0.56585 | 0 | 0
126 | 0.97059 | -0.57061 | 0.00079266 | 0.00019866
127 | 0.971 | -0.56247 | 0.00039841 | 9.985e-05
128 | 0.97089 | -0.56455 | 0.00018425 | 4.6177e-05
129 | 0.98038 | -0.37846 | 0.00030044 | 7.5297e-05
130 | 0.98075 | -0.37117 | 0.00086738 | 0.00021739
131 | 0.98094 | -0.36731 | 0 | 0
132 | 0.99499 | -0.096791 | 0.0002064 | 5.1729e-05
133 | 0.99511 | -0.094404 | 0.00073956 | 0.00018535
134 | 0.98152 | -0.35603 | 0.0011691 | 0.00029299
135 | 0.9715 | -0.55251 | 0.00076411 | 0.0001915
136 | 0.97082 | -0.56597 | 0.00026227 | 6.573e-05
137 | 0.97081 | -0.5662 | 0.00034086 | 8.5427e-05
138 | 0.97081 | -0.5663 | 0.00039632 | 9.9328e-05
139 | 0.99849 | -0.029174 | 0.0015936 | 0.00039939
140 | 0.99998 | 149.9956 | 0 | 0

## res_line
| p_from_mw | q_from_mvar | p_to_mw | q_to_mvar | pl_mw | ql_mvar | i_from_ka | i_to_ka | i_ka | vm_from_pu | va_from_degree | vm_to_pu | va_to_degree | loading_percent
0 | 0.025018 | 0.0062861 | -0.025016 | -0.0062847 | 2.5113e-06 | 1.3743e-06 | 0.038026 | 0.038026 | 0.038026 | 0.97915 | -0.40121 | 0.97905 | -0.40331 | 5.2233
1 | -0.026419 | -0.0066372 | 0.026428 | 0.006642 | 8.5257e-06 | 4.7468e-06 | 0.040155 | 0.040154 | 0.040155 | 0.97915 | -0.40121 | 0.9795 | -0.39445 | 5.5158
2 | 0.024354 | 0.006119 | -0.024349 | -0.0061162 | 5.1831e-06 | 2.81e-06 | 0.03702 | 0.037021 | 0.037021 | 0.97905 | -0.40331 | 0.97882 | -0.40777 | 5.0852
3 | 0.0044217 | 0.0011074 | -0.0044213 | -0.0011075 | 4.4082e-07 | -4.5777e-08 | 0.006717 | 0.0067171 | 0.0067171 | 0.9795 | -0.39445 | 0.97939 | -0.39654 | 1.8454
4 | -0.030849 | -0.0077494 | 0.030896 | 0.0077762 | 4.6226e-05 | 2.6755e-05 | 0.046871 | 0.04687 | 0.046871 | 0.9795 | -0.39445 | 0.9811 | -0.3631 | 6.4384
5 | 0.023438 | 0.0058879 | -0.023436 | -0.0058866 | 2.3548e-06 | 1.2585e-06 | 0.035636 | 0.035636 | 0.035636 | 0.97882 | -0.40777 | 0.97871 | -0.40988 | 4.8951
6 | 0.0040781 | 0.0010215 | -0.0040778 | -0.0010215 | 2.1439e-07 | -5.0199e-08 | 0.0061957 | 0.0061957 | 0.0061957 | 0.97939 | -0.39654 | 0.97934 | -0.39765 | 1.7021
7 | -0.035021 | -0.0088098 | 0.035045 | 0.0088236 | 2.3292e-05 | 1.3795e-05 | 0.053128 | 0.053127 | 0.053128 | 0.9811 | -0.3631 | 0.98182 | -0.34919 | 7.2978
8 | 0.0041259 | 0.0010336 | -0.0041255 | -0.0010337 | 3.6532e-07 | -8.0345e-08 | 0.0062574 | 0.0062576 | 0.0062576 | 0.9811 | -0.3631 | 0.98101 | -0.36496 | 1.7191
9 | 0.023436 | 0.0058866 | -0.023433 | -0.0058853 | 2.5433e-06 | 1.3593e-06 | 0.035636 | 0.035636 | 0.035636 | 0.97871 | -0.40988 | 0.9786 | -0.41215 | 4.8951
10 | 0.0040778 | 0.0010215 | -0.0040776 | -0.0010216 | 2.6878e-07 | -6.2898e-08 | 0.0061957 | 0.0061958 | 0.0061958 | 0.97934 | -0.39765 | 0.97927 | -0.39903 | 1.7022
11 | -0.035045 | -0.0088236 | 0.03505 | 0.0088266 | 5.1598e-06 | 3.0556e-06 | 0.053127 | 0.053127 | 0.053127 | 0.98182 | -0.34919 | 0.98197 | -0.34611 | 7.2977
12 | 0.0033891 | 0.00084914 | -0.003389 | -0.00084924 | 1.5233e-07 | -9.6574e-08 | 0.0051406 | 0.0051407 | 0.0051407 | 0.98101 | -0.36496 | 0.98096 | -0.3659 | 1.4123
13 | 0.023026 | 0.0057831 | -0.023005 | -0.0057723 | 2.0302e-05 | 1.0777e-05 | 0.035016 | 0.035017 | 0.035017 | 0.9786 | -0.41215 | 0.97765 | -0.43065 | 4.81
14 | 0.0040776 | 0.0010216 | -0.004077 | -0.0010217 | 5.8596e-07 | -1.3698e-07 | 0.0061958 | 0.006196 | 0.006196 | 0.97927 | -0.39903 | 0.97911 | -0.40205 | 1.7022
15 | -0.036892 | -0.0092884 | 0.036914 | 0.0093012 | 2.1543e-05 | 1.2857e-05 | 0.055919 | 0.055919 | 0.055919 | 0.98197 | -0.34611 | 0.9826 | -0.3339 | 7.6812
16 | -0.036914 | -0.0093012 | 0.03692 | 0.0093049 | 6.1166e-06 | 3.6503e-06 | 0.055919 | 0.055919 | 0.055919 | 0.9826 | -0.3339 | 0.98278 | -0.33044 | 7.6812
17 | -0.037487 | -0.0094469 | 0.037499 | 0.0094545 | 1.2575e-05 | 7.5208e-06 | 0.056777 | 0.056777 | 0.056777 | 0.98278 | -0.33044 | 0.98314 | -0.32343 | 7.799
18 | -0.081016 | -0.020449 | 0.081134 | 0.020524 | 0.0001184 | 7.4701e-05 | 0.12245 | 0.12245 | 0.12245 | 0.98492 | -0.28875 | 0.98649 | -0.25829 | 16.8201
19 | 0.081016 | 0.020449 | -0.080941 | -0.020402 | 7.4931e-05 | 4.7278e-05 | 0.12245 | 0.12245 | 0.12245 | 0.98492 | -0.28875 | 0.98393 | -0.30808 | 16.8201
20 | -0.083952 | -0.021229 | 0.084037 | 0.021283 | 8.5646e-05 | 5.4086e-05 | 0.1267 | 0.1267 | 0.1267 | 0.98649 | -0.25829 | 0.98759 | -0.23704 | 17.4038
21 | 0.0028175 | 0.00070564 | -0.0028172 | -0.00070591 | 2.1514e-07 | -2.6785e-07 | 0.0042496 | 0.0042498 | 0.0042498 | 0.98649 | -0.25829 | 0.98641 | -0.25989 | 1.1675
22 | 0.078714 | 0.019843 | -0.078702 | -0.019836 | 1.1965e-05 | 7.5435e-06 | 0.11908 | 0.11908 | 0.11908 | 0.98393 | -0.30808 | 0.98376 | -0.31126 | 16.3575
23 | 0.0025177 | 0.00063086 | -0.0025176 | -0.00063097 | 6.5923e-08 | -1.0997e-07 | 0.003819 | 0.0038191 | 0.0038191 | 0.98096 | -0.3659 | 0.98093 | -0.36645 | 1.0492
24 | -0.02086 | -0.0052301 | 0.020875 | 0.0052393 | 1.5223e-05 | 9.226e-06 | 0.031575 | 0.031575 | 0.031575 | 0.98307 | -0.32536 | 0.98386 | -0.31005 | 8.6745
25 | 0.012468 | 0.0031268 | -0.012466 | -0.0031258 | 1.964e-06 | 1.0706e-06 | 0.018872 | 0.018872 | 0.018872 | 0.98307 | -0.32536 | 0.9829 | -0.32866 | 5.1847
26 | -0.021492 | -0.005394 | 0.021497 | 0.005397 | 4.9633e-06 | 3.0174e-06 | 0.032508 | 0.032508 | 0.032508 | 0.98386 | -0.31005 | 0.9841 | -0.30521 | 8.9309
27 | 0.012466 | 0.0031258 | -0.012462 | -0.003124 | 3.2839e-06 | 1.7902e-06 | 0.018872 | 0.018872 | 0.018872 | 0.9829 | -0.32866 | 0.98262 | -0.33419 | 5.1847
28 | -0.057168 | -0.014337 | 0.057243 | 0.014385 | 7.4984e-05 | 4.765e-05 | 0.086444 | 0.086444 | 0.086444 | 0.9841 | -0.30521 | 0.98551 | -0.27773 | 23.7485
29 | 0.012462 | 0.003124 | -0.01246 | -0.0031229 | 2.0381e-06 | 1.1111e-06 | 0.018872 | 0.018873 | 0.018873 | 0.98262 | -0.33419 | 0.98245 | -0.33762 | 5.1848
30 | 0.022309 | 0.0055962 | -0.022273 | -0.0055743 | 3.5925e-05 | 2.1918e-05 | 0.033686 | 0.033687 | 0.033687 | 0.98551 | -0.27773 | 0.98378 | -0.31157 | 9.2545
31 | -0.079552 | -0.019981 | 0.079806 | 0.020143 | 0.00025357 | 0.00016169 | 0.12013 | 0.12013 | 0.12013 | 0.98551 | -0.27773 | 0.98894 | -0.21116 | 33.0029
32 | 0.0063262 | 0.0015777 | -0.006324 | -0.0015771 | 2.1693e-06 | 5.8599e-07 | 0.0095659 | 0.0095661 | 0.0095661 | 0.98378 | -0.31157 | 0.98341 | -0.31879 | 2.6281
33 | 0.015947 | 0.0039966 | -0.015946 | -0.0039959 | 1.0939e-06 | 6.3644e-07 | 0.024121 | 0.024121 | 0.024121 | 0.98378 | -0.31157 | 0.98371 | -0.31301 | 6.6266
34 | -0.082194 | -0.020741 | 0.082381 | 0.02086 | 0.00018678 | 0.00011912 | 0.12372 | 0.12372 | 0.12372 | 0.98894 | -0.21116 | 0.9914 | -0.16383 | 33.9899
35 | 0.10477 | 0.026577 | -0.10466 | -0.026504 | 0.00011503 | 7.2986e-05 | 0.15756 | 0.15756 | 0.15756 | 0.99022 | -0.18629 | 0.98904 | -0.20915 | 21.6426
36 | -0.1052 | -0.026683 | 0.10549 | 0.026868 | 0.00029074 | 0.00018447 | 0.15819 | 0.15819 | 0.15819 | 0.99022 | -0.18629 | 0.99321 | -0.12898 | 21.7297
37 | 0.10298 | 0.026084 | -0.10286 | -0.026005 | 0.00012358 | 7.8387e-05 | 0.15503 | 0.15503 | 0.15503 | 0.98904 | -0.20915 | 0.98774 | -0.23417 | 21.2959
38 | 0.088292 | 0.022398 | -0.088265 | -0.02238 | 2.7645e-05 | 1.7638e-05 | 0.13237 | 0.13237 | 0.13237 | 0.99321 | -0.12898 | 0.99287 | -0.13549 | 36.3665
39 | -0.19378 | -0.049265 | 0.19499 | 0.050039 | 0.0012121 | 0.00077374 | 0.29057 | 0.29057 | 0.29057 | 0.99321 | -0.12898 | 1 | 0 | 39.9129
40 | 0.007684 | 0.0019262 | -0.0076813 | -0.0019251 | 2.7763e-06 | 1.07e-06 | 0.011576 | 0.011576 | 0.011576 | 0.98774 | -0.23417 | 0.98735 | -0.24175 | 3.1803
41 | 0.084799 | 0.021478 | -0.084788 | -0.021471 | 1.1704e-05 | 7.3927e-06 | 0.12783 | 0.12783 | 0.12783 | 0.98774 | -0.23417 | 0.98759 | -0.23704 | 17.559
42 | 0.010374 | 0.0026009 | -0.010371 | -0.0025996 | 2.5116e-06 | 1.2566e-06 | 0.015629 | 0.015629 | 0.015629 | 0.98774 | -0.23417 | 0.98748 | -0.23925 | 4.2936
43 | 0.088265 | 0.02238 | -0.088145 | -0.022304 | 0.00012004 | 7.659e-05 | 0.13237 | 0.13237 | 0.13237 | 0.99287 | -0.13549 | 0.9914 | -0.16383 | 36.3666
44 | 0.013185 | 0.0033043 | -0.013172 | -0.0032971 | 1.3064e-05 | 7.1751e-06 | 0.019619 | 0.019619 | 0.019619 | 1 | 0 | 0.99892 | -0.02082 | 5.3899
45 | 0.00075035 | 0.00018764 | -0.00075034 | -0.00018805 | 1.5643e-08 | -4.0764e-07 | 0.0011304 | 0.0011306 | 0.0011306 | 0.98759 | -0.23704 | 0.98757 | -0.23748 | 0.3106
46 | 0.0086681 | 0.0021727 | -0.0086664 | -0.002172 | 1.6919e-06 | 7.4458e-07 | 0.013062 | 0.013062 | 0.013062 | 0.98748 | -0.23925 | 0.98727 | -0.24335 | 3.5885
47 | 0.0057641 | 0.0014434 | -0.0057629 | -0.0014432 | 1.1757e-06 | 2.124e-07 | 0.0086511 | 0.0086512 | 0.0086512 | 0.9914 | -0.16383 | 0.99118 | -0.16811 | 2.3767
48 | -0.0033687 | -0.00084428 | 0.0033693 | 0.00084389 | 5.7818e-07 | -3.834e-07 | 0.0050967 | 0.0050964 | 0.0050967 | 0.98352 | -0.31661 | 0.98371 | -0.31301 | 1.4002
49 | 0.0026562 | 0.00066244 | -0.0026555 | -0.00066362 | 7.3888e-07 | -1.1748e-06 | 0.0039557 | 0.0039562 | 0.0039562 | 0.99892 | -0.02082 | 0.99861 | -0.026677 | 1.0869
50 | 0.010515 | 0.0026347 | -0.010499 | -0.0026268 | 1.5885e-05 | 7.9103e-06 | 0.015664 | 0.015664 | 0.015664 | 0.99892 | -0.02082 | 0.99727 | -0.05258 | 4.3034
51 | 0.005972 | 0.0014967 | -0.0059709 | -0.0014965 | 1.0586e-06 | 2.3204e-07 | 0.009001 | 0.0090012 | 0.0090012 | 0.98727 | -0.24335 | 0.98708 | -0.24707 | 2.4728
52 | 0.0024666 | 0.00061707 | -0.0024664 | -0.00061734 | 1.4685e-07 | -2.7415e-07 | 0.0037025 | 0.0037027 | 0.0037027 | 0.99118 | -0.16811 | 0.99111 | -0.16936 | 1.0172
53 | 0.00077373 | 0.00019291 | -0.00077369 | -0.0001939 | 3.8627e-08 | -9.8938e-07 | 0.0011526 | 0.0011529 | 0.0011529 | 0.99861 | -0.026677 | 0.99856 | -0.027727 | 0.31674
54 | 0.0018818 | 0.0004707 | -0.0018816 | -0.0004715 | 2.1173e-07 | -8.0399e-07 | 0.0028037 | 0.002804 | 0.002804 | 0.99861 | -0.026677 | 0.99849 | -0.029041 | 0.77033
55 | 0.010499 | 0.0026268 | -0.010499 | -0.0026263 | 8.9217e-07 | 4.4449e-07 | 0.015664 | 0.015665 | 0.015665 | 0.99727 | -0.05258 | 0.99718 | -0.054366 | 4.3034
56 | 0.021782 | 0.0054658 | -0.021767 | -0.0054577 | 1.5713e-05 | 8.1459e-06 | 0.033156 | 0.033156 | 0.033156 | 0.97765 | -0.43065 | 0.97688 | -0.44578 | 4.5545
57 | 0.021767 | 0.0054577 | -0.021765 | -0.0054566 | 2.0624e-06 | 1.0695e-06 | 0.033156 | 0.033156 | 0.033156 | 0.97688 | -0.44578 | 0.97678 | -0.44777 | 4.5545
58 | 0.006324 | 0.0015771 | -0.0063203 | -0.0015761 | 3.6551e-06 | 9.8881e-07 | 0.0095661 | 0.0095666 | 0.0095666 | 0.98341 | -0.31879 | 0.98279 | -0.33098 | 2.6282
59 | 0.0056208 | 0.0014008 | -0.00562 | -0.0014007 | 8.5246e-07 | 1.4766e-07 | 0.0085075 | 0.0085077 | 0.0085077 | 0.98279 | -0.33098 | 0.98263 | -0.33417 | 2.3373
60 | 0.029996 | 0.0075266 | -0.029988 | -0.0075212 | 8.647e-06 | 5.3937e-06 | 0.045516 | 0.045516 | 0.045516 | 0.98072 | -0.37069 | 0.98041 | -0.37673 | 12.5043
61 | -0.034803 | -0.0087312 | 0.03485 | 0.0087606 | 4.6876e-05 | 2.9434e-05 | 0.052808 | 0.052808 | 0.052808 | 0.98072 | -0.37069 | 0.98216 | -0.34247 | 14.5078
62 | 0.022703 | 0.0056955 | -0.022695 | -0.0056903 | 8.4754e-06 | 5.1843e-06 | 0.03446 | 0.03446 | 0.03446 | 0.98041 | -0.37673 | 0.98001 | -0.38457 | 9.4669
63 | -0.036964 | -0.0092906 | 0.036995 | 0.0093097 | 3.0387e-05 | 1.912e-05 | 0.056012 | 0.056012 | 0.056012 | 0.98216 | -0.34247 | 0.98304 | -0.32527 | 15.3879
64 | 0.020819 | 0.0052214 | -0.020807 | -0.0052145 | 1.1365e-05 | 6.8918e-06 | 0.031612 | 0.031612 | 0.031612 | 0.98001 | -0.38457 | 0.97943 | -0.39603 | 8.6845
65 | 0.00020812 | 5.0865e-05 | -0.00020811 | -5.2158e-05 | 3.8432e-09 | -1.2926e-06 | 0.00031554 | 0.000316 | 0.000316 | 0.98001 | -0.38457 | 0.97999 | -0.38496 | 0.086813
66 | -0.037451 | -0.0094242 | 0.037477 | 0.00944 | 2.5102e-05 | 1.5801e-05 | 0.056703 | 0.056703 | 0.056703 | 0.98304 | -0.32527 | 0.98376 | -0.31126 | 15.5778
67 | 0.0078082 | 0.0019566 | -0.0078064 | -0.0019559 | 1.7861e-06 | 7.1724e-07 | 0.011863 | 0.011863 | 0.011863 | 0.97943 | -0.39603 | 0.97918 | -0.40083 | 3.259
68 | 0.041226 | 0.010396 | -0.041215 | -0.010389 | 1.0883e-05 | 6.5862e-06 | 0.06238 | 0.06238 | 0.06238 | 0.98376 | -0.31126 | 0.98348 | -0.31677 | 8.5686
69 | 0.0023422 | 0.00058646 | -0.0023419 | -0.00058694 | 2.4047e-07 | -4.8277e-07 | 0.0035591 | 0.0035593 | 0.0035593 | 0.97918 | -0.40083 | 0.97907 | -0.40298 | 0.97783
70 | 0.039905 | 0.010061 | -0.039895 | -0.010055 | 9.781e-06 | 5.897e-06 | 0.060398 | 0.060398 | 0.060398 | 0.98348 | -0.31677 | 0.98322 | -0.3219 | 8.2965
71 | 0.0018898 | 0.00047348 | -0.0018897 | -0.00047355 | 2.0619e-08 | -7.3173e-08 | 0.0028507 | 0.0028507 | 0.0028507 | 0.98641 | -0.25995 | 0.9864 | -0.26018 | 0.78316
72 | -0.0022865 | -0.00057291 | 0.0022865 | 0.0005729 | 6.5479e-09 | -1.4545e-08 | 0.0034492 | 0.0034492 | 0.0034492 | 0.98641 | -0.25995 | 0.98641 | -0.25989 | 0.94758
73 | 0.00092158 | 0.00023091 | -0.00092157 | -0.00023097 | 3.7006e-09 | -6.2806e-08 | 0.0013902 | 0.0013902 | 0.0013902 | 0.9864 | -0.26018 | 0.98639 | -0.26026 | 0.38193
74 | 0.0024664 | 0.00061734 | -0.0024662 | -0.00061765 | 1.6338e-07 | -3.0492e-07 | 0.0037027 | 0.0037028 | 0.0037028 | 0.99111 | -0.16936 | 0.99104 | -0.17076 | 1.0173
75 | 0.00074439 | 0.00018611 | -0.00074437 | -0.00018656 | 1.6705e-08 | -4.4886e-07 | 0.0011175 | 0.0011177 | 0.0011177 | 0.99104 | -0.17076 | 0.99102 | -0.17123 | 0.30705
76 | 0.038758 | 0.0097701 | -0.038755 | -0.0097684 | 2.8407e-06 | 1.7064e-06 | 0.058677 | 0.058677 | 0.058677 | 0.98322 | -0.3219 | 0.98314 | -0.32343 | 8.06
77 | 0.00052876 | 0.00013184 | -0.00052875 | -0.00013252 | 1.2997e-08 | -6.7807e-07 | 0.00080006 | 0.0008003 | 0.0008003 | 0.98314 | -0.32343 | 0.98311 | -0.32394 | 0.21986
78 | -0.0011907 | -0.00029842 | 0.0011907 | 0.00029835 | 7.9911e-09 | -7.6729e-08 | 0.0018096 | 0.0018096 | 0.0018096 | 0.97911 | -0.40219 | 0.97911 | -0.40205 | 0.49715
79 | 0.01924 | 0.0048239 | -0.019213 | -0.0048106 | 2.7393e-05 | 1.3281e-05 | 0.029311 | 0.029312 | 0.029312 | 0.97678 | -0.44777 | 0.97527 | -0.47769 | 4.0264
80 | 0.0011317 | 0.00028258 | -0.0011316 | -0.00028299 | 3.9359e-08 | -4.1019e-07 | 0.0017303 | 0.0017304 | 0.0017304 | 0.973 | -0.52234 | 0.97296 | -0.52307 | 0.47539
81 | -0.0013971 | -0.00034911 | 0.0013972 | 0.00034868 | 6.4396e-08 | -4.2622e-07 | 0.0021362 | 0.0021361 | 0.0021362 | 0.973 | -0.52234 | 0.97305 | -0.52137 | 0.58688
82 | 0.00047444 | 0.00011828 | -0.00047443 | -0.0001187 | 6.7694e-09 | -4.2168e-07 | 0.00072536 | 0.00072551 | 0.00072551 | 0.97296 | -0.52307 | 0.97295 | -0.52337 | 0.19932
83 | -0.01158 | -0.0029019 | 0.0116 | 0.0029127 | 2.0117e-05 | 1.0746e-05 | 0.017708 | 0.017707 | 0.017708 | 0.97305 | -0.52137 | 0.9749 | -0.48496 | 4.8649
84 | 0.010183 | 0.0025532 | -0.01017 | -0.0025469 | 1.2523e-05 | 6.3066e-06 | 0.015572 | 0.015573 | 0.015573 | 0.97305 | -0.52137 | 0.97174 | -0.5472 | 4.2782
85 | 0.00032483 | 8.1211e-05 | -0.00032483 | -8.141e-05 | 1.49e-09 | -1.9901e-07 | 0.00049672 | 0.00049679 | 0.00049679 | 0.97295 | -0.52337 | 0.97294 | -0.52347 | 0.13648
86 | -0.0116 | -0.0029127 | 0.011604 | 0.0029148 | 4.0268e-06 | 2.15e-06 | 0.017707 | 0.017707 | 0.017707 | 0.9749 | -0.48496 | 0.97527 | -0.47769 | 4.8647
87 | 0.0094302 | 0.0023615 | -0.009421 | -0.002357 | 9.2014e-06 | 4.4326e-06 | 0.01444 | 0.01444 | 0.01444 | 0.97174 | -0.5472 | 0.97071 | -0.56772 | 3.9671
88 | 0.0071096 | 0.0017707 | -0.0071061 | -0.0017695 | 3.4772e-06 | 1.2419e-06 | 0.010843 | 0.010844 | 0.010844 | 0.97527 | -0.47769 | 0.97474 | -0.488 | 2.9791
89 | 0.00063016 | 0.00015385 | -0.00063013 | -0.00015488 | 2.9581e-08 | -1.0288e-06 | 0.00096452 | 0.00096489 | 0.00096489 | 0.97071 | -0.56772 | 0.97066 | -0.56872 | 0.26508
90 | 0.0071061 | 0.0017695 | -0.0070971 | -0.0017663 | 9.0169e-06 | 3.2257e-06 | 0.010844 | 0.010845 | 0.010845 | 0.97474 | -0.488 | 0.97339 | -0.51479 | 2.9793
91 | -0.00043581 | -0.00010923 | 0.00043582 | 0.00010908 | 1.9736e-09 | -1.4574e-07 | 0.00066668 | 0.00066663 | 0.00066668 | 0.97273 | -0.52806 | 0.97273 | -0.52796 | 0.18315
92 | 0.00032571 | 8.1023e-05 | -0.0003257 | -8.1629e-05 | 4.5681e-09 | -6.0646e-07 | 0.00049803 | 0.00049825 | 0.00049825 | 0.97273 | -0.52796 | 0.97272 | -0.52826 | 0.13688
93 | -0.00076152 | -0.0001901 | 0.00076153 | 0.00018986 | 1.0212e-08 | -2.4271e-07 | 0.0011647 | 0.0011646 | 0.0011647 | 0.97273 | -0.52796 | 0.97275 | -0.52768 | 0.31996
94 | 0.00036114 | 8.7469e-05 | -0.00036114 | -8.8317e-05 | 7.9046e-09 | -8.4785e-07 | 0.00055255 | 0.00055285 | 0.00055285 | 0.97066 | -0.56872 | 0.97064 | -0.56919 | 0.15188
95 | 0.0080998 | 0.002025 | -0.0080931 | -0.0020223 | 6.7219e-06 | 2.7028e-06 | 0.012086 | 0.012086 | 0.012086 | 0.99712 | -0.055503 | 0.99622 | -0.072966 | 3.3204
96 | -0.0091985 | -0.0023004 | 0.009199 | 0.0023006 | 4.9745e-07 | 2.2651e-07 | 0.013725 | 0.013725 | 0.013725 | 0.99712 | -0.055503 | 0.99718 | -0.054366 | 3.7707
97 | 0.0074772 | 0.001868 | -0.0074751 | -0.0018672 | 2.137e-06 | 7.728e-07 | 0.011166 | 0.011167 | 0.011167 | 0.99622 | -0.072966 | 0.99591 | -0.078981 | 3.0678
98 | 0.0028498 | 0.0007138 | -0.0028497 | -0.00071393 | 9.7401e-08 | -1.2407e-07 | 0.0042579 | 0.0042579 | 0.0042579 | 0.99591 | -0.078981 | 0.99587 | -0.079699 | 1.1698
99 | 0.0034194 | 0.00085121 | -0.0034181 | -0.00085212 | 1.3307e-06 | -9.1772e-07 | 0.0051071 | 0.0051077 | 0.0051077 | 0.99591 | -0.078981 | 0.99548 | -0.087189 | 1.4032
100 | 0.0028497 | 0.00071393 | -0.0028497 | -0.00071395 | 1.969e-08 | -2.5079e-08 | 0.0042579 | 0.0042579 | 0.0042579 | 0.99587 | -0.079699 | 0.99586 | -0.079844 | 1.1698
101 | 0.0009908 | 0.00024725 | -0.00099076 | -0.00024792 | 4.4097e-08 | -6.6898e-07 | 0.0014806 | 0.0014809 | 0.0014809 | 0.99548 | -0.087189 | 0.99543 | -0.088125 | 0.40684
102 | 0.0024273 | 0.00060487 | -0.0024265 | -0.00060642 | 7.7505e-07 | -1.5454e-06 | 0.0036271 | 0.0036278 | 0.0036278 | 0.99548 | -0.087189 | 0.99513 | -0.093915 | 0.99664
103 | -0.00099073 | -0.0002483 | 0.00099076 | 0.00024792 | 2.4889e-08 | -3.7746e-07 | 0.001481 | 0.0014809 | 0.001481 | 0.99541 | -0.088653 | 0.99543 | -0.088125 | 0.40688
104 | 0.0016917 | 0.00042373 | -0.0016916 | -0.00042397 | 4.9538e-08 | -2.3729e-07 | 0.0025276 | 0.0025277 | 0.0025277 | 0.99586 | -0.079844 | 0.99583 | -0.080459 | 0.69444
105 | 0.0021117 | 0.00052751 | -0.0021116 | -0.00052765 | 4.9082e-08 | -1.392e-07 | 0.003157 | 0.003157 | 0.003157 | 0.99513 | -0.093915 | 0.99511 | -0.094404 | 0.86732
106 | 0.0068534 | 0.0017052 | -0.0068507 | -0.0017043 | 2.6527e-06 | 8.9629e-07 | 0.010472 | 0.010472 | 0.010472 | 0.97339 | -0.51479 | 0.97298 | -0.52297 | 2.8771
107 | 0.0068507 | 0.0017043 | -0.00685 | -0.001704 | 7.141e-07 | 2.414e-07 | 0.010472 | 0.010473 | 0.010473 | 0.97298 | -0.52297 | 0.97287 | -0.52517 | 2.8771
108 | 0.0051212 | 0.0012726 | -0.0051203 | -0.0012726 | 8.6059e-07 | 8.5951e-08 | 0.007829 | 0.0078291 | 0.0078291 | 0.97287 | -0.52517 | 0.97269 | -0.52872 | 2.1509
109 | 0.0017289 | 0.00043139 | -0.0017286 | -0.00043224 | 2.0647e-07 | -8.4587e-07 | 0.0026436 | 0.002644 | 0.002644 | 0.97287 | -0.52517 | 0.97275 | -0.52768 | 0.72636
110 | 0.0048904 | 0.0012155 | -0.0048853 | -0.0012153 | 5.1128e-06 | 2.4942e-07 | 0.0074776 | 0.0074787 | 0.0074787 | 0.97269 | -0.52872 | 0.97158 | -0.55081 | 2.0546
111 | 0.00022991 | 5.7044e-05 | -0.00022991 | -5.7621e-05 | 2.1612e-09 | -5.7724e-07 | 0.00035151 | 0.00035172 | 0.00035172 | 0.97269 | -0.52872 | 0.97268 | -0.52891 | 0.096626
112 | 0.0014092 | 0.00035222 | -0.0014091 | -0.00035275 | 8.3072e-08 | -5.3591e-07 | 0.0021579 | 0.0021581 | 0.0021581 | 0.97158 | -0.55081 | 0.97152 | -0.55204 | 0.59288
113 | 0.0034761 | 0.00086305 | -0.0034744 | -0.00086395 | 1.7136e-06 | -9.0086e-07 | 0.0053208 | 0.0053215 | 0.0053215 | 0.97158 | -0.55081 | 0.97106 | -0.56122 | 1.462
114 | 0.00076412 | 0.00019111 | -0.00076411 | -0.0001915 | 1.694e-08 | -3.9756e-07 | 0.0011702 | 0.0011704 | 0.0011704 | 0.97152 | -0.55204 | 0.9715 | -0.55251 | 0.32153
115 | 0.0015824 | 0.00039368 | -0.0015823 | -0.00039414 | 9.3536e-08 | -4.6532e-07 | 0.0024237 | 0.0024239 | 0.0024239 | 0.97106 | -0.56122 | 0.971 | -0.56247 | 0.66592
116 | 0.001892 | 0.00047027 | -0.0018916 | -0.00047163 | 4.1496e-07 | -1.3639e-06 | 0.0028978 | 0.0028984 | 0.0028984 | 0.97106 | -0.56122 | 0.97083 | -0.56585 | 0.79626
117 | 0.0015936 | 0.00039934 | -0.0015936 | -0.00039939 | 1.0147e-08 | -5.6258e-08 | 0.0023749 | 0.0023749 | 0.0023749 | 0.99849 | -0.029041 | 0.99849 | -0.029174 | 0.65244
118 | 0.0042885 | 0.0010679 | -0.0042854 | -0.0010684 | 3.1291e-06 | -5.0323e-07 | 0.0064917 | 0.0064926 | 0.0064926 | 0.98263 | -0.33417 | 0.98185 | -0.34956 | 1.7837
119 | 0.0013315 | 0.00033281 | -0.0013314 | -0.00033367 | 1.1198e-07 | -8.5887e-07 | 0.002016 | 0.0020163 | 0.0020163 | 0.98263 | -0.33417 | 0.98254 | -0.33594 | 0.55393
120 | 0.0042854 | 0.0010684 | -0.0042841 | -0.0010686 | 1.3156e-06 | -2.1019e-07 | 0.0064926 | 0.006493 | 0.006493 | 0.98185 | -0.34956 | 0.98152 | -0.35603 | 1.7838
121 | -0.00036112 | -9.0504e-05 | 0.00036112 | 9.0444e-05 | 5.5665e-10 | -5.9496e-08 | 0.00055364 | 0.00055361 | 0.00055364 | 0.97058 | -0.57039 | 0.97058 | -0.57035 | 0.1521
122 | -0.00036112 | -9.0444e-05 | 0.00036114 | 8.8317e-05 | 1.9873e-08 | -2.1273e-06 | 0.00055361 | 0.00055285 | 0.00055361 | 0.97058 | -0.57035 | 0.97064 | -0.56919 | 0.15209
123 | -0.00077351 | -0.00019386 | 0.00077351 | 0.00019377 | 3.458e-09 | -8.728e-08 | 0.0011568 | 0.0011568 | 0.0011568 | 0.99496 | -0.09733 | 0.99496 | -0.097236 | 0.31781
124 | -0.0011655 | -0.00029201 | 0.0011655 | 0.00029175 | 2.4721e-08 | -2.6601e-07 | 0.001743 | 0.0017429 | 0.001743 | 0.99496 | -0.097236 | 0.99499 | -0.096791 | 0.47885
125 | -0.0016677 | -0.00041756 | 0.0016678 | 0.0004174 | 3.3815e-08 | -1.5582e-07 | 0.0025312 | 0.0025312 | 0.0025312 | 0.98034 | -0.37912 | 0.98037 | -0.37869 | 0.69539
126 | 0.0013487 | 0.0003376 | -0.0013487 | -0.00033801 | 5.4406e-08 | -4.017e-07 | 0.002047 | 0.0020471 | 0.0020471 | 0.98034 | -0.37912 | 0.9803 | -0.37996 | 0.5624
127 | -0.0019441 | -0.00048667 | 0.0019442 | 0.0004866 | 2.1509e-08 | -6.9304e-08 | 0.0029506 | 0.0029506 | 0.0029506 | 0.98037 | -0.37869 | 0.98038 | -0.37846 | 0.81062
128 | 0.0011102 | 0.00027665 | -0.0011102 | -0.00027695 | 2.7919e-08 | -3.0007e-07 | 0.0017013 | 0.0017014 | 0.0017014 | 0.97069 | -0.56852 | 0.97067 | -0.56905 | 0.46742
129 | -0.0018913 | -0.00047242 | 0.0018916 | 0.00047163 | 2.3999e-07 | -7.8817e-07 | 0.0028987 | 0.0028984 | 0.0028987 | 0.97069 | -0.56852 | 0.97083 | -0.56585 | 0.79635
130 | 0.00079272 | 0.00019739 | -0.00079266 | -0.00019866 | 5.8587e-08 | -1.2706e-06 | 0.0012148 | 0.0012152 | 0.0012152 | 0.97067 | -0.56905 | 0.97059 | -0.57061 | 0.33385
131 | 0.0011839 | 0.00029429 | -0.0011838 | -0.00029539 | 1.1691e-07 | -1.0974e-06 | 0.0018134 | 0.0018138 | 0.0018138 | 0.971 | -0.56247 | 0.97089 | -0.56455 | 0.4983
132 | 0.00099952 | 0.00024922 | -0.00099946 | -0.00025012 | 6.7347e-08 | -9.0362e-07 | 0.0015314 | 0.0015318 | 0.0015318 | 0.97089 | -0.56455 | 0.97082 | -0.56597 | 0.42082
133 | -0.0022446 | -0.0005619 | 0.0022454 | 0.00056014 | 7.7806e-07 | -1.7578e-06 | 0.0034066 | 0.0034058 | 0.0034066 | 0.98038 | -0.37846 | 0.98075 | -0.37117 | 0.93589
134 | -0.0031128 | -0.00077752 | 0.0031133 | 0.00077703 | 5.7099e-07 | -4.9659e-07 | 0.0047218 | 0.0047215 | 0.0047218 | 0.98075 | -0.37117 | 0.98094 | -0.36731 | 1.2972
135 | -0.0031133 | -0.00077703 | 0.003115 | 0.00077558 | 1.6655e-06 | -1.4511e-06 | 0.0047215 | 0.0047206 | 0.0047215 | 0.98094 | -0.36731 | 0.98152 | -0.35603 | 1.2971
136 | -0.0013719 | -0.00034348 | 0.0013721 | 0.00034229 | 1.557e-07 | -1.182e-06 | 0.0020516 | 0.0020512 | 0.0020516 | 0.99499 | -0.096791 | 0.99511 | -0.094404 | 0.56363
137 | 0.00073719 | 0.00018439 | -0.00073718 | -0.00018459 | 8.1605e-09 | -2.0557e-07 | 0.0011298 | 0.0011299 | 0.0011299 | 0.97082 | -0.56597 | 0.97081 | -0.5662 | 0.3104
138 | 0.00039632 | 9.9167e-05 | -0.00039632 | -9.9328e-05 | 1.8073e-09 | -1.6034e-07 | 0.00060741 | 0.00060747 | 0.00060747 | 0.97081 | -0.5662 | 0.97081 | -0.5663 | 0.16689

## res_trafo
| p_hv_mw | q_hv_mvar | p_lv_mw | q_lv_mvar | pl_mw | ql_mvar | i_hv_ka | i_lv_ka | vm_hv_pu | va_hv_degree | vm_lv_pu | va_lv_degree | loading_percent
0 | -1.2729e-15 | -1.3162e-15 | 0.00165 | 1.2699e-07 | 0.00165 | 1.2699e-07 | 5.2857e-17 | 0.0023815 | 0.99998 | 149.9956 | 1 | 0 | 0.2619

## res_ext_grid
| p_mw | q_mvar
0 | 0.21456 | 0.05453

## res_load
| p_mw | q_mvar
0 | 0.001401 | 0.00035113
1 | 0.0006614 | 0.00016576
2 | 0.00091086 | 0.00022828
3 | 0.00034321 | 8.6015e-05
4 | 0.00073635 | 0.00018455
5 | 0.00040762 | 0.00010216
6 | 0.0018424 | 0.00046174
7 | 0.00056688 | 0.00014207
8 | 0.002227 | 0.00055813
9 | 0.00087131 | 0.00021837
10 | 0.0025176 | 0.00063097
11 | 0.0083922 | 0.0021033
12 | 0.0006172 | 0.00015468
13 | 0.035671 | 0.0089399
14 | 0.01246 | 0.0031229
15 | 0.0023881 | 0.0005985
16 | 0.00042244 | 0.00010587
17 | 0.0016776 | 0.00042045
18 | 0.0047323 | 0.001186
19 | 0.0076813 | 0.0019251
20 | 0.0017033 | 0.0004269
21 | 0.0033687 | 0.00084428
22 | 0.012577 | 0.003152
23 | 0.00075034 | 0.00018805
24 | 0.0026944 | 0.00067529
25 | 0.0032964 | 0.00082615
26 | 0.0012229 | 0.0003065
27 | 0.00069951 | 0.00017531
28 | 0.0048064 | 0.0012046
29 | 0.0072846 | 0.0018257
30 | 0.0021148 | 0.00053001
31 | 0.001668 | 0.00041803
32 | 0.0004566 | 0.00011443
33 | 0.012999 | 0.0032578
34 | 0.00020811 | 5.2158e-05
35 | 0.0054643 | 0.0013695
36 | 0.0013097 | 0.00032823
37 | 0.00039675 | 9.9435e-05
38 | 0.00096816 | 0.00024264
39 | 0.00053072 | 0.00013301
40 | 0.00092157 | 0.00023097
41 | 0.0017219 | 0.00043154
42 | 0.00074437 | 0.00018656
43 | 0.0059709 | 0.0014965
44 | 0.0011376 | 0.00028511
45 | 0.00072658 | 0.0001821
46 | 0.00052875 | 0.00013252
47 | 0.0011907 | 0.00029842
48 | 0.0028863 | 0.00072337
49 | 0.0025245 | 0.00063269
50 | 0.0023419 | 0.00058694
51 | 0.00026546 | 6.653e-05
52 | 0.00065718 | 0.0001647
53 | 0.0001496 | 3.7493e-05
54 | 0.00074003 | 0.00018547
55 | 0.00032483 | 8.141e-05
56 | 0.00049913 | 0.00012509
57 | 0.0087908 | 0.0022032
58 | 0.00043581 | 0.00010923
59 | 0.00026898 | 6.7414e-05
60 | 0.0010987 | 0.00027535
61 | 0.00061586 | 0.00015435
62 | 0.0012996 | 0.00032571
63 | 0.0012058 | 0.00030221
64 | 0.00099073 | 0.0002483
65 | 0.001158 | 0.00029022
66 | 0.00031485 | 7.8909e-05
67 | 0.0002437 | 6.1078e-05
68 | 0.00096711 | 0.00024238
69 | 0.00022991 | 5.7621e-05
70 | 0.0003257 | 8.1629e-05
71 | 0.00064498 | 0.00016165
72 | 0.0016916 | 0.00042397
73 | 0.00077369 | 0.0001939
74 | 0.00028796 | 7.217e-05
75 | 0.0013314 | 0.00033367
76 | 0.00036112 | 9.0504e-05
77 | 0.00077351 | 0.00019386
78 | 0.00039199 | 9.8241e-05
79 | 0.00031903 | 7.9956e-05
80 | 0.00027637 | 6.9265e-05
81 | 0.0013487 | 0.00033801
82 | 0.00078114 | 0.00019577
83 | 0.00031745 | 7.956e-05
84 | 0.00079266 | 0.00019866
85 | 0.00039841 | 9.985e-05
86 | 0.00018425 | 4.6177e-05
87 | 0.00030044 | 7.5297e-05
88 | 0.00086738 | 0.00021739
89 | 0.0002064 | 5.1729e-05
90 | 0.00073956 | 0.00018535
91 | 0.0011691 | 0.00029299
92 | 0.00076411 | 0.0001915
93 | 0.00026227 | 6.573e-05
94 | 0.00034086 | 8.5427e-05
95 | 0.00039632 | 9.9328e-05
96 | 0.0015936 | 0.00039939

## dtypes
| element | column | dtype
0 | bus | name | object
1 | bus | vn_kv | float64
2 | bus | type | object
3 | bus | zone | object
4 | bus | in_service | bool
5 | load | name | object
6 | load | bus | uint32
7 | load | p_mw | float64
8 | load | q_mvar | float64
9 | load | const_z_percent | float64
10 | load | const_i_percent | float64
11 | load | sn_mva | float64
12 | load | scaling | float64
13 | load | in_service | bool
14 | load | type | object
15 | ext_grid | name | object
16 | ext_grid | bus | uint32
17 | ext_grid | vm_pu | float64
18 | ext_grid | va_degree | float64
19 | ext_grid | slack_weight | float64
20 | ext_grid | in_service | bool
21 | line | name | object
22 | line | std_type | object
23 | line | from_bus | uint32
24 | line | to_bus | uint32
25 | line | length_km | float64
26 | line | r_ohm_per_km | float64
27 | line | x_ohm_per_km | float64
28 | line | c_nf_per_km | float64
29 | line | g_us_per_km | float64
30 | line | max_i_ka | float64
31 | line | df | float64
32 | line | parallel | uint32
33 | line | type | object
34 | line | in_service | bool
35 | trafo | name | object
36 | trafo | std_type | object
37 | trafo | hv_bus | uint32
38 | trafo | lv_bus | uint32
39 | trafo | sn_mva | float64
40 | trafo | vn_hv_kv | float64
41 | trafo | vn_lv_kv | float64
42 | trafo | vk_percent | float64
43 | trafo | vkr_percent | float64
44 | trafo | pfe_kw | float64
45 | trafo | i0_percent | float64
46 | trafo | shift_degree | float64
47 | trafo | tap_side | object
48 | trafo | tap_neutral | int32
49 | trafo | tap_min | int32
50 | trafo | tap_max | int32
51 | trafo | tap_step_percent | float64
52 | trafo | tap_step_degree | float64
53 | trafo | tap_pos | int32
54 | trafo | tap_phase_shifter | bool
55 | trafo | parallel | uint32
56 | trafo | df | float64
57 | trafo | in_service | bool
58 | line_geodata | coords | object
59 | bus_geodata | x | float64
60 | bus_geodata | y | float64
61 | bus_geodata | coords | object
62 | res_bus | vm_pu | float64
63 | res_bus | va_degree | float64
64 | res_bus | p_mw | float64
65 | res_bus | q_mvar | float64
66 | res_line | p_from_mw | float64
67 | res_line | q_from_mvar | float64
68 | res_line | p_to_mw | float64
69 | res_line | q_to_mvar | float64
70 | res_line | pl_mw | float64
71 | res_line | ql_mvar | float64
72 | res_line | i_from_ka | float64
73 | res_line | i_to_ka | float64
74 | res_line | i_ka | float64
75 | res_line | vm_from_pu | float64
76 | res_line | va_from_degree | float64
77 | res_line | vm_to_pu | float64
78 | res_line | va_to_degree | float64
79 | res_line | loading_percent | float64
80 | res_trafo | p_hv_mw | float64
81 | res_trafo | q_hv_mvar | float64
82 | res_trafo | p_lv_mw | float64
83 | res_trafo | q_lv_mvar | float64
84 | res_trafo | pl_mw | float64
85 | res_trafo | ql_mvar | float64
86 | res_trafo | i_hv_ka | float64
87 | res_trafo | i_lv_ka | float64
88 | res_trafo | vm_hv_pu | float64
89 | res_trafo | va_hv_degree | float64
90 | res_trafo | vm_lv_pu | float64
91 | res_trafo | va_lv_degree | float64
92 | res_trafo | loading_percent | float64
93 | res_ext_grid | p_mw | float64
94 | res_ext_grid | q_mvar | float64
95 | res_load | p_mw | float64
96 | res_load | q_mvar | float64

## parameters
| version | format_version | converged | OPF_converged | name | f_hz | sn_mva
0 | 2.14.6 | 2.14.0 | TRUE | FALSE |  | 50 | 1