## bus
| name | vn_kv | type | zone | in_service
0 | bus_LV_1362-9_0_6_node_0 | 0.4 | n |  | TRUE
1 | bus_LV_1362-9_0_6_node_1 | 0.4 | n |  | TRUE
2 | bus_LV_1362-9_0_6_node_2 | 0.4 | n |  | TRUE
3 | bus_LV_1362-9_0_6_node_3 | 0.4 | n |  | TRUE
4 | bus_LV_1362-9_0_6_node_9 | 0.4 | n |  | TRUE
5 | bus_LV_1362-9_0_6_node_38 | 0.4 | n |  | TRUE
6 | bus_LV_1362-9_0_6_node_39 | 0.4 | n |  | TRUE
7 | bus_LV_1362-9_0_6_node_35 | 0.4 | n |  | TRUE
8 | bus_LV_1362-9_0_6_node_17 | 0.4 | n |  | TRUE
9 | bus_LV_1362-9_0_6_node_18 | 0.4 | n |  | TRUE
10 | bus_LV_1362-9_0_6_node_29 | 0.4 | n |  | TRUE
11 | bus_LV_1362-9_0_6_node_19 | 0.4 | n |  | TRUE
12 | bus_LV_1362-9_0_6_node_86 | 0.4 | n |  | TRUE
13 | bus_LV_1362-9_0_6_node_20 | 0.4 | n |  | TRUE
14 | bus_LV_1362-9_0_6_node_96 | 0.4 | n |  | TRUE
15 | bus_LV_1362-9_0_6_node_137 | 0.4 | n |  | TRUE
16 | bus_LV_1362-9_0_6_node_136 | 0.4 | n |  | TRUE
17 | bus_LV_1362-9_0_6_node_21 | 0.4 | n |  | TRUE
18 | bus_LV_1362-9_0_6_node_26 | 0.4 | n |  | TRUE
19 | bus_LV_1362-9_0_6_node_56 | 0.4 | n |  | TRUE
20 | bus_LV_1362-9_0_6_node_51 | 0.4 | n |  | TRUE
21 | bus_LV_1362-9_0_6_node_8 | 0.4 | n |  | TRUE
22 | bus_LV_1362-9_0_6_node_5 | 0.4 | n |  | TRUE
23 | bus_LV_1362-9_0_6_node_6 | 0.4 | n |  | TRUE
24 | bus_LV_1362-9_0_6_node_7 | 0.4 | n |  | TRUE
25 | bus_LV_1362-9_0_6_node_50 | 0.4 | n |  | TRUE
26 | bus_LV_1362-9_0_6_node_47 | 0.4 | n |  | TRUE
27 | bus_LV_1362-9_0_6_node_134 | 0.4 | n |  | TRUE
28 | bus_LV_1362-9_0_6_node_10 | 0.4 | n |  | TRUE
29 | bus_LV_1362-9_0_6_node_11 | 0.4 | n |  | TRUE
30 | bus_LV_1362-9_0_6_node_13 | 0.4 | n |  | TRUE
31 | bus_LV_1362-9_0_6_node_30 | 0.4 | n |  | TRUE
32 | bus_LV_1362-9_0_6_node_31 | 0.4 | n |  | TRUE
33 | bus_LV_1362-9_0_6_node_14 | 0.4 | n |  | TRUE
34 | bus_LV_1362-9_0_6_node_25 | 0.4 | n |  | TRUE
35 | bus_LV_1362-9_0_6_node_22 | 0.4 | n |  | TRUE
36 | bus_LV_1362-9_0_6_node_15 | 0.4 | n |  | TRUE
37 | bus_LV_1362-9_0_6_node_85 | 0.4 | n |  | TRUE
38 | bus_LV_1362-9_0_6_node_77 | 0.4 | n |  | TRUE
39 | bus_LV_1362-9_0_6_node_23 | 0.4 | n |  | TRUE
40 | bus_LV_1362-9_0_6_node_84 | 0.4 | n |  | TRUE
41 | bus_LV_1362-9_0_6_node_32 | 0.4 | n |  | TRUE
42 | bus_LV_1362-9_0_6_node_24 | 0.4 | n |  | TRUE
43 | bus_LV_1362-9_0_6_node_87 | 0.4 | n |  | TRUE
44 | bus_LV_1362-9_0_6_node_97 | 0.4 | n |  | TRUE
45 | bus_LV_1362-9_0_6_node_52 | 0.4 | n |  | TRUE
46 | bus_LV_1362-9_0_6_node_49 | 0.4 | n |  | TRUE
47 | bus_LV_1362-9_0_6_node_36 | 0.4 | n |  | TRUE
48 | bus_LV_1362-9_0_6_node_37 | 0.4 | n |  | TRUE
49 | bus_LV_1362-9_0_6_node_40 | 0.4 | n |  | TRUE
50 | bus_LV_1362-9_0_6_node_41 | 0.4 | n |  | TRUE
51 | bus_LV_1362-9_0_6_node_42 | 0.4 | n |  | TRUE
52 | bus_LV_1362-9_0_6_node_68 | 0.4 | n |  | TRUE
53 | bus_LV_1362-9_0_6_node_67 | 0.4 | n |  | TRUE
54 | bus_LV_1362-9_0_6_node_135 | 0.4 | n |  | TRUE
55 | bus_LV_1362-9_0_6_node_130 | 0.4 | n |  | TRUE
56 | bus_LV_1362-9_0_6_node_45 | 0.4 | n |  | TRUE
57 | bus_LV_1362-9_0_6_node_133 | 0.4 | n |  | TRUE
58 | bus_LV_1362-9_0_6_node_72 | 0.4 | n |  | TRUE
59 | bus_LV_1362-9_0_6_node_128 | 0.4 | n |  | TRUE
60 | bus_LV_1362-9_0_6_node_126 | 0.4 | n |  | TRUE
61 | bus_LV_1362-9_0_6_node_125 | 0.4 | n |  | TRUE
62 | bus_LV_1362-9_0_6_node_44 | 0.4 | n |  | TRUE
63 | bus_LV_1362-9_0_6_node_46 | 0.4 | n |  | TRUE
64 | bus_LV_1362-9_0_6_node_48 | 0.4 | n |  | TRUE
65 | bus_LV_1362-9_0_6_node_53 | 0.4 | n |  | TRUE
66 | bus_LV_1362-9_0_6_node_54 | 0.4 | n |  | TRUE
67 | bus_LV_1362-9_0_6_node_55 | 0.4 | n |  | TRUE
68 | bus_LV_1362-9_0_6_node_57 | 0.4 | n |  | TRUE
69 | bus_LV_1362-9_0_6_node_58 | 0.4 | n |  | TRUE
70 | bus_LV_1362-9_0_6_node_62 | 0.4 | n |  | TRUE
71 | bus_LV_1362-9_0_6_node_63 | 0.4 | n |  | TRUE
72 | bus_LV_1362-9_0_6_node_61 | 0.4 | n |  | TRUE
73 | bus_LV_1362-9_0_6_node_59 | 0.4 | n |  | TRUE
74 | bus_LV_1362-9_0_6_node_60 | 0.4 | n |  | TRUE
75 | bus_LV_1362-9_0_6_node_64 | 0.4 | n |  | TRUE
76 | bus_LV_1362-9_0_6_node_65 | 0.4 | n |  | TRUE
77 | bus_LV_1362-9_0_6_node_66 | 0.4 | n |  | TRUE
78 | bus_LV_1362-9_0_6_node_69 | 0.4 | n |  | TRUE
79 | bus_LV_1362-9_0_6_node_74 | 0.4 | n |  | TRUE
80 | bus_LV_1362-9_0_6_node_70 | 0.4 | n |  | TRUE
81 | bus_LV_1362-9_0_6_node_71 | 0.4 | n |  | TRUE
82 | bus_LV_1362-9_0_6_node_73 | 0.4 | n |  | TRUE
83 | bus_LV_1362-9_0_6_node_76 | 0.4 | n |  | TRUE
84 | bus_LV_1362-9_0_6_node_124 | 0.4 | n |  | TRUE
85 | bus_LV_1362-9_0_6_node_98 | 0.4 | n |  | TRUE
86 | bus_LV_1362-9_0_6_node_123 | 0.4 | n |  | TRUE
87 | bus_LV_1362-9_0_6_node_122 | 0.4 | n |  | TRUE
88 | bus_LV_1362-9_0_6_node_78 | 0.4 | n |  | TRUE
89 | bus_LV_1362-9_0_6_node_79 | 0.4 | n |  | TRUE
90 | bus_LV_1362-9_0_6_node_80 | 0.4 | n |  | TRUE
91 | bus_LV_1362-9_0_6_node_81 | 0.4 | n |  | TRUE
92 | bus_LV_1362-9_0_6_node_82 | 0.4 | n |  | TRUE
93 | bus_LV_1362-9_0_6_node_89 | 0.4 | n |  | TRUE
94 | bus_LV_1362-9_0_6_node_83 | 0.4 | n |  | TRUE
95 | bus_LV_1362-9_0_6_node_102 | 0.4 | n |  | TRUE
96 | bus_LV_1362-9_0_6_node_99 | 0.4 | n |  | TRUE
97 | bus_LV_1362-9_0_6_node_88 | 0.4 | n |  | TRUE
98 | bus_LV_1362-9_0_6_node_107 | 0.4 | n |  | TRUE
99 | bus_LV_1362-9_0_6_node_100 | 0.4 | n |  | TRUE
100 | bus_LV_1362-9_0_6_node_90 | 0.4 | n |  | TRUE
101 | bus_LV_1362-9_0_6_node_91 | 0.4 | n |  | TRUE
102 | bus_LV_1362-9_0_6_node_92 | 0.4 | n |  | TRUE
103 | bus_LV_1362-9_0_6_node_93 | 0.4 | n |  | TRUE
104 | bus_LV_1362-9_0_6_node_94 | 0.4 | n |  | TRUE
105 | bus_LV_1362-9_0_6_node_95 | 0.4 | n |  | TRUE
106 | bus_LV_1362-9_0_6_node_104 | 0.4 | n |  | TRUE
107 | bus_LV_1362-9_0_6_node_105 | 0.4 | n |  | TRUE
108 | bus_LV_1362-9_0_6_node_101 | 0.4 | n |  | TRUE
109 | bus_LV_1362-9_0_6_node_103 | 0.4 | n |  | TRUE
110 | bus_LV_1362-9_0_6_node_106 | 0.4 | n |  | TRUE
111 | bus_LV_1362-9_0_6_node_108 | 0.4 | n |  | TRUE
112 | bus_LV_1362-9_0_6_node_109 | 0.4 | n |  | TRUE
113 | bus_LV_1362-9_0_6_node_113 | 0.4 | n |  | TRUE
114 | bus_LV_1362-9_0_6_node_111 | 0.4 | n |  | TRUE
115 | bus_LV_1362-9_0_6_node_110 | 0.4 | n |  | TRUE
116 | bus_LV_1362-9_0_6_node_112 | 0.4 | n |  | TRUE
117 | bus_LV_1362-9_0_6_node_114 | 0.4 | n |  | TRUE
118 | bus_LV_1362-9_0_6_node_115 | 0.4 | n |  | TRUE
119 | bus_LV_1362-9_0_6_node_116 | 0.4 | n |  | TRUE
120 | bus_LV_1362-9_0_6_node_121 | 0.4 | n |  | TRUE
121 | bus_LV_1362-9_0_6_node_117 | 0.4 | n |  | TRUE
122 | bus_LV_1362-9_0_6_node_120 | 0.4 | n |  | TRUE
123 | bus_LV_1362-9_0_6_node_118 | 0.4 | n |  | TRUE
124 | bus_LV_1362-9_0_6_node_119 | 0.4 | n |  | TRUE
125 | bus_LV_1362-9_0_6_node_127 | 0.4 | n |  | TRUE
126 | bus_LV_1362-9_0_6_node_129 | 0.4 | n |  | TRUE
127 | bus_LV_1362-9_0_6_node_131 | 0.4 | n |  | TRUE
128 | bus_LV_1362-9_0_6_node_132 | 0.4 | n |  | TRUE
129 | bus_MV_1_0_node_142 | 20 | n |  | TRUE

## load
| name | bus | p_mw | q_mvar | const_z_percent | const_i_percent | sn_mva | scaling | in_service | type
0 | LV_1362-9_0_6_load_0 | 0 | 0.065202 | 0.016341 | 0 | 0 |  | 1 | TRUE | wye
1 | LV_1362-9_0_6_load_1 | 1 | 0.0185 | 0.0046366 | 0 | 0 |  | 1 | TRUE | wye
2 | LV_1362-9_0_6_load_2 | 2 | 0.0072031 | 0.0018053 | 0 | 0 |  | 1 | TRUE | wye
3 | LV_1362-9_0_6_load_3 | 3 | 0.02175 | 0.0054511 | 0 | 0 |  | 1 | TRUE | wye
4 | LV_1362-9_0_6_load_35 | 7 | 0.0015042 | 0.00037698 | 0 | 0 |  | 1 | TRUE | wye
5 | LV_1362-9_0_6_load_86 | 12 | 0.0081807 | 0.0020503 | 0 | 0 |  | 1 | TRUE | wye
6 | LV_1362-9_0_6_load_96 | 14 | 0.002686 | 0.00067318 | 0 | 0 |  | 1 | TRUE | wye
7 | LV_1362-9_0_6_load_137 | 15 | 0.015545 | 0.0038961 | 0 | 0 |  | 1 | TRUE | wye
8 | LV_1362-9_0_6_load_136 | 16 | 0.0084016 | 0.0021056 | 0 | 0 |  | 1 | TRUE | wye
9 | LV_1362-9_0_6_load_56 | 19 | 0.0016927 | 0.00042424 | 0 | 0 |  | 1 | TRUE | wye
10 | LV_1362-9_0_6_load_51 | 20 | 0.0021445 | 0.00053746 | 0 | 0 |  | 1 | TRUE | wye
11 | LV_1362-9_0_6_load_5 | 22 | 0.0080893 | 0.0020274 | 0 | 0 |  | 1 | TRUE | wye
12 | LV_1362-9_0_6_load_6 | 23 | 0.0011998 | 0.00030071 | 0 | 0 |  | 1 | TRUE | wye
13 | LV_1362-9_0_6_load_7 | 24 | 0.0013856 | 0.00034726 | 0 | 0 |  | 1 | TRUE | wye
14 | LV_1362-9_0_6_load_50 | 25 | 0.0051054 | 0.0012795 | 0 | 0 |  | 1 | TRUE | wye
15 | LV_1362-9_0_6_load_47 | 26 | 0.004986 | 0.0012496 | 0 | 0 |  | 1 | TRUE | wye
16 | LV_1362-9_0_6_load_10 | 28 | 0.0024764 | 0.00062064 | 0 | 0 |  | 1 | TRUE | wye
17 | LV_1362-9_0_6_load_11 | 29 | 0.003627 | 0.000909 | 0 | 0 |  | 1 | TRUE | wye
18 | LV_1362-9_0_6_load_30 | 31 | 0.0030992 | 0.00077674 | 0 | 0 |  | 1 | TRUE | wye
19 | LV_1362-9_0_6_load_31 | 32 | 0.0018351 | 0.00045991 | 0 | 0 |  | 1 | TRUE | wye
20 | LV_1362-9_0_6_load_25 | 34 | 0.0010789 | 0.00027041 | 0 | 0 |  | 1 | TRUE | wye
21 | LV_1362-9_0_6_load_22 | 35 | 0.00064258 | 0.00016105 | 0 | 0 |  | 1 | TRUE | wye
22 | LV_1362-9_0_6_load_85 | 37 | 0.0013548 | 0.00033954 | 0 | 0 |  | 1 | TRUE | wye
23 | LV_1362-9_0_6_load_77 | 38 | 0.011318 | 0.0028364 | 0 | 0 |  | 1 | TRUE | wye
24 | LV_1362-9_0_6_load_23 | 39 | 0.0052196 | 0.0013082 | 0 | 0 |  | 1 | TRUE | wye
25 | LV_1362-9_0_6_load_84 | 40 | 0.0010837 | 0.00027159 | 0 | 0 |  | 1 | TRUE | wye
26 | LV_1362-9_0_6_load_32 | 41 | 0.0028064 | 0.00070335 | 0 | 0 |  | 1 | TRUE | wye
27 | LV_1362-9_0_6_load_24 | 42 | 0.0066545 | 0.0016678 | 0 | 0 |  | 1 | TRUE | wye
28 | LV_1362-9_0_6_load_87 | 43 | 0.0024104 | 0.0006041 | 0 | 0 |  | 1 | TRUE | wye
29 | LV_1362-9_0_6_load_52 | 45 | 0.0023965 | 0.00060061 | 0 | 0 |  | 1 | TRUE | wye
30 | LV_1362-9_0_6_load_49 | 46 | 0.019409 | 0.0048643 | 0 | 0 |  | 1 | TRUE | wye
31 | LV_1362-9_0_6_load_36 | 47 | 0.0082404 | 0.0020652 | 0 | 0 |  | 1 | TRUE | wye
32 | LV_1362-9_0_6_load_41 | 50 | 0.0070192 | 0.0017592 | 0 | 0 |  | 1 | TRUE | wye
33 | LV_1362-9_0_6_load_68 | 52 | 0.0078675 | 0.0019718 | 0 | 0 |  | 1 | TRUE | wye
34 | LV_1362-9_0_6_load_67 | 53 | 0.0065036 | 0.0016299 | 0 | 0 |  | 1 | TRUE | wye
35 | LV_1362-9_0_6_load_135 | 54 | 0.007416 | 0.0018586 | 0 | 0 |  | 1 | TRUE | wye
36 | LV_1362-9_0_6_load_130 | 55 | 0.0021378 | 0.00053578 | 0 | 0 |  | 1 | TRUE | wye
37 | LV_1362-9_0_6_load_45 | 56 | 0.0034038 | 0.00085307 | 0 | 0 |  | 1 | TRUE | wye
38 | LV_1362-9_0_6_load_133 | 57 | 0.0029914 | 0.00074971 | 0 | 0 |  | 1 | TRUE | wye
39 | LV_1362-9_0_6_load_128 | 59 | 0.0016207 | 0.00040618 | 0 | 0 |  | 1 | TRUE | wye
40 | LV_1362-9_0_6_load_126 | 60 | 0.0075271 | 0.0018865 | 0 | 0 |  | 1 | TRUE | wye
41 | LV_1362-9_0_6_load_125 | 61 | 0.0069204 | 0.0017344 | 0 | 0 |  | 1 | TRUE | wye
42 | LV_1362-9_0_6_load_44 | 62 | 0.0024087 | 0.00060367 | 0 | 0 |  | 1 | TRUE | wye
43 | LV_1362-9_0_6_load_46 | 63 | 0.0012535 | 0.00031417 | 0 | 0 |  | 1 | TRUE | wye
44 | LV_1362-9_0_6_load_48 | 64 | 0.0094704 | 0.0023735 | 0 | 0 |  | 1 | TRUE | wye
45 | LV_1362-9_0_6_load_54 | 66 | 0.002862 | 0.00071727 | 0 | 0 |  | 1 | TRUE | wye
46 | LV_1362-9_0_6_load_55 | 67 | 0.0042345 | 0.0010613 | 0 | 0 |  | 1 | TRUE | wye
47 | LV_1362-9_0_6_load_57 | 68 | 0.0022159 | 0.00055537 | 0 | 0 |  | 1 | TRUE | wye
48 | LV_1362-9_0_6_load_58 | 69 | 0.0023152 | 0.00058024 | 0 | 0 |  | 1 | TRUE | wye
49 | LV_1362-9_0_6_load_63 | 71 | 0.0029157 | 0.00073073 | 0 | 0 |  | 1 | TRUE | wye
50 | LV_1362-9_0_6_load_61 | 72 | 0.0029159 | 0.00073079 | 0 | 0 |  | 1 | TRUE | wye
51 | LV_1362-9_0_6_load_59 | 73 | 0.009803 | 0.0024569 | 0 | 0 |  | 1 | TRUE | wye
52 | LV_1362-9_0_6_load_60 | 74 | 0.0049427 | 0.0012388 | 0 | 0 |  | 1 | TRUE | wye
53 | LV_1362-9_0_6_load_64 | 75 | 0.0040643 | 0.0010186 | 0 | 0 |  | 1 | TRUE | wye
54 | LV_1362-9_0_6_load_65 | 76 | 0.005532 | 0.0013864 | 0 | 0 |  | 1 | TRUE | wye
55 | LV_1362-9_0_6_load_66 | 77 | 0.0026881 | 0.00067371 | 0 | 0 |  | 1 | TRUE | wye
56 | LV_1362-9_0_6_load_69 | 78 | 0.0063068 | 0.0015806 | 0 | 0 |  | 1 | TRUE | wye
57 | LV_1362-9_0_6_load_70 | 80 | 0.0072485 | 0.0018167 | 0 | 0 |  | 1 | TRUE | wye
58 | LV_1362-9_0_6_load_71 | 81 | 0.019775 | 0.0049561 | 0 | 0 |  | 1 | TRUE | wye
59 | LV_1362-9_0_6_load_124 | 84 | 0.0090695 | 0.002273 | 0 | 0 |  | 1 | TRUE | wye
60 | LV_1362-9_0_6_load_123 | 86 | 0.0022283 | 0.00055847 | 0 | 0 |  | 1 | TRUE | wye
61 | LV_1362-9_0_6_load_122 | 87 | 0.001672 | 0.00041904 | 0 | 0 |  | 1 | TRUE | wye
62 | LV_1362-9_0_6_load_78 | 88 | 0.011171 | 0.0027998 | 0 | 0 |  | 1 | TRUE | wye
63 | LV_1362-9_0_6_load_79 | 89 | 0.0083895 | 0.0021026 | 0 | 0 |  | 1 | TRUE | wye
64 | LV_1362-9_0_6_load_80 | 90 | 0.0083522 | 0.0020933 | 0 | 0 |  | 1 | TRUE | wye
65 | LV_1362-9_0_6_load_81 | 91 | 0.008015 | 0.0020087 | 0 | 0 |  | 1 | TRUE | wye
66 | LV_1362-9_0_6_load_82 | 92 | 0.0048577 | 0.0012175 | 0 | 0 |  | 1 | TRUE | wye
67 | LV_1362-9_0_6_load_83 | 94 | 0.0063503 | 0.0015915 | 0 | 0 |  | 1 | TRUE | wye
68 | LV_1362-9_0_6_load_102 | 95 | 0.0098311 | 0.0024639 | 0 | 0 |  | 1 | TRUE | wye
69 | LV_1362-9_0_6_load_99 | 96 | 0.0090229 | 0.0022613 | 0 | 0 |  | 1 | TRUE | wye
70 | LV_1362-9_0_6_load_88 | 97 | 0.015462 | 0.003875 | 0 | 0 |  | 1 | TRUE | wye
71 | LV_1362-9_0_6_load_107 | 98 | 0.001649 | 0.00041328 | 0 | 0 |  | 1 | TRUE | wye
72 | LV_1362-9_0_6_load_100 | 99 | 0.0045281 | 0.0011349 | 0 | 0 |  | 1 | TRUE | wye
73 | LV_1362-9_0_6_load_90 | 100 | 0.0038602 | 0.00096745 | 0 | 0 |  | 1 | TRUE | wye
74 | LV_1362-9_0_6_load_91 | 101 | 0.0028023 | 0.00070233 | 0 | 0 |  | 1 | TRUE | wye
75 | LV_1362-9_0_6_load_92 | 102 | 0.0025651 | 0.00064289 | 0 | 0 |  | 1 | TRUE | wye
76 | LV_1362-9_0_6_load_93 | 103 | 0.0028609 | 0.00071702 | 0 | 0 |  | 1 | TRUE | wye
77 | LV_1362-9_0_6_load_94 | 104 | 0.0030319 | 0.00075988 | 0 | 0 |  | 1 | TRUE | wye
78 | LV_1362-9_0_6_load_95 | 105 | 0.001475 | 0.00036966 | 0 | 0 |  | 1 | TRUE | wye
79 | LV_1362-9_0_6_load_104 | 106 | 0.0060664 | 0.0015204 | 0 | 0 |  | 1 | TRUE | wye
80 | LV_1362-9_0_6_load_105 | 107 | 0.0018288 | 0.00045834 | 0 | 0 |  | 1 | TRUE | wye
81 | LV_1362-9_0_6_load_101 | 108 | 0.0019757 | 0.00049517 | 0 | 0 |  | 1 | TRUE | wye
82 | LV_1362-9_0_6_load_103 | 109 | 0.0020983 | 0.00052588 | 0 | 0 |  | 1 | TRUE | wye
83 | LV_1362-9_0_6_load_108 | 111 | 0.013046 | 0.0032696 | 0 | 0 |  | 1 | TRUE | wye
84 | LV_1362-9_0_6_load_109 | 112 | 0.0030516 | 0.0007648 | 0 | 0 |  | 1 | TRUE | wye
85 | LV_1362-9_0_6_load_113 | 113 | 0.0047624 | 0.0011936 | 0 | 0 |  | 1 | TRUE | wye
86 | LV_1362-9_0_6_load_111 | 114 | 0.0018634 | 0.00046701 | 0 | 0 |  | 1 | TRUE | wye
87 | LV_1362-9_0_6_load_110 | 115 | 0.0023702 | 0.00059402 | 0 | 0 |  | 1 | TRUE | wye
88 | LV_1362-9_0_6_load_114 | 117 | 0.0039144 | 0.00098104 | 0 | 0 |  | 1 | TRUE | wye
89 | LV_1362-9_0_6_load_115 | 118 | 0.0021346 | 0.00053497 | 0 | 0 |  | 1 | TRUE | wye
90 | LV_1362-9_0_6_load_116 | 119 | 0.0030998 | 0.00077687 | 0 | 0 |  | 1 | TRUE | wye
91 | LV_1362-9_0_6_load_121 | 120 | 0.0039885 | 0.00099962 | 0 | 0 |  | 1 | TRUE | wye
92 | LV_1362-9_0_6_load_117 | 121 | 0.0034017 | 0.00085255 | 0 | 0 |  | 1 | TRUE | wye
93 | LV_1362-9_0_6_load_120 | 122 | 0.0035036 | 0.00087807 | 0 | 0 |  | 1 | TRUE | wye
94 | LV_1362-9_0_6_load_118 | 123 | 0.0062857 | 0.0015754 | 0 | 0 |  | 1 | TRUE | wye
95 | LV_1362-9_0_6_load_119 | 124 | 0.0038338 | 0.00096085 | 0 | 0 |  | 1 | TRUE | wye
96 | LV_1362-9_0_6_load_127 | 125 | 0.0029703 | 0.00074443 | 0 | 0 |  | 1 | TRUE | wye
97 | LV_1362-9_0_6_load_129 | 126 | 0.0032565 | 0.00081614 | 0 | 0 |  | 1 | TRUE | wye
98 | LV_1362-9_0_6_load_131 | 127 | 0.0030025 | 0.0007525 | 0 | 0 |  | 1 | TRUE | wye
99 | LV_1362-9_0_6_load_132 | 128 | 0.001254 | 0.00031428 | 0 | 0 |  | 1 | TRUE | wye

## ext_grid
| name | bus | vm_pu | va_degree | slack_weight | in_service
0 |  | 84 | 1 | 0 | 1 | TRUE

## line
| name | std_type | from_bus | to_bus | length_km | r_ohm_per_km | x_ohm_per_km | c_nf_per_km | g_us_per_km | max_i_ka | df | parallel | type | in_service
0 | LV_1362-9_0_6_line_0 |  | 0 | 1 | 0.0046177 | 0.125 | 0.08 | 261 | 0 | 0.364 | 1 | 1 | cs | TRUE
1 | LV_1362-9_0_6_line_1 |  | 0 | 2 | 0.040436 | 0.125 | 0.08 | 261 | 0 | 0.364 | 1 | 1 | cs | TRUE
2 | LV_1362-9_0_6_line_2 |  | 1 | 3 | 0.027901 | 0.125 | 0.08 | 261 | 0 | 0.364 | 1 | 1 | cs | TRUE
3 | LV_1362-9_0_6_line_3 |  | 3 | 4 | 0.017479 | 0.125 | 0.08 | 261 | 0 | 0.364 | 1 | 1 | cs | TRUE
4 | LV_1362-9_0_6_line_4 |  | 4 | 5 | 0.05179 | 0.125 | 0.08 | 261 | 0 | 0.364 | 1 | 1 | cs | TRUE
5 | LV_1362-9_0_6_line_5 |  | 4 | 6 | 0.012209 | 0.125 | 0.08 | 261 | 0 | 0.364 | 1 | 1 | cs | TRUE
6 | LV_1362-9_0_6_line_6 |  | 4 | 7 | 0.010748 | 0.125 | 0.08 | 261 | 0 | 0.364 | 1 | 1 | cs | TRUE
7 | LV_1362-9_0_6_line_7 |  | 5 | 25 | 0.013064 | 0.125 | 0.08 | 261 | 0 | 0.364 | 1 | 1 | cs | TRUE
8 | LV_1362-9_0_6_line_8 |  | 6 | 26 | 0.016265 | 0.125 | 0.08 | 261 | 0 | 0.364 | 1 | 1 | cs | TRUE
9 | LV_1362-9_0_6_line_9 |  | 6 | 27 | 0.024908 | 0.125 | 0.08 | 261 | 0 | 0.364 | 1 | 2 | cs | TRUE
10 | LV_1362-9_0_6_line_10 |  | 8 | 9 | 0.034255 | 0.125 | 0.08 | 261 | 0 | 0.364 | 1 | 1 | cs | TRUE
11 | LV_1362-9_0_6_line_11 |  | 8 | 10 | 0.20865 | 0.125 | 0.08 | 261 | 0 | 0.364 | 1 | 1 | cs | TRUE
12 | LV_1362-9_0_6_line_12 |  | 9 | 11 | 0.059172 | 0.125 | 0.08 | 261 | 0 | 0.364 | 1 | 1 | cs | TRUE
13 | LV_1362-9_0_6_line_13 |  | 9 | 12 | 0.03587 | 0.125 | 0.08 | 261 | 0 | 0.364 | 1 | 1 | cs | TRUE
14 | LV_1362-9_0_6_line_14 |  | 10 | 41 | 0.14888 | 0.125 | 0.08 | 261 | 0 | 0.364 | 1 | 1 | cs | TRUE
15 | LV_1362-9_0_6_line_15 |  | 11 | 13 | 0.001788 | 0.125 | 0.08 | 261 | 0 | 0.364 | 1 | 1 | cs | TRUE
16 | LV_1362-9_0_6_line_16 |  | 11 | 14 | 0.028642 | 0.125 | 0.08 | 261 | 0 | 0.364 | 1 | 1 | cs | TRUE
17 | LV_1362-9_0_6_line_17 |  | 12 | 43 | 0.011835 | 0.125 | 0.08 | 261 | 0 | 0.364 | 1 | 1 | cs | TRUE
18 | LV_1362-9_0_6_line_18 |  | 13 | 15 | 0.010525 | 0.125 | 0.08 | 261 | 0 | 0.364 | 1 | 1 | cs | TRUE
19 | LV_1362-9_0_6_line_19 |  | 13 | 16 | 0.014313 | 0.125 | 0.08 | 261 | 0 | 0.364 | 1 | 1 | cs | TRUE
20 | LV_1362-9_0_6_line_20 |  | 14 | 44 | 0.039162 | 0.125 | 0.08 | 261 | 0 | 0.364 | 1 | 1 | cs | TRUE
21 | LV_1362-9_0_6_line_21 |  | 17 | 18 | 0.26576 | 0.125 | 0.08 | 261 | 0 | 0.364 | 1 | 1 | cs | TRUE
22 | LV_1362-9_0_6_line_22 |  | 17 | 19 | 0.0018636 | 0.125 | 0.08 | 261 | 0 | 0.364 | 1 | 1 | cs | TRUE
23 | LV_1362-9_0_6_line_23 |  | 18 | 20 | 0.028357 | 0.125 | 0.08 | 261 | 0 | 0.364 | 1 | 1 | cs | TRUE
24 | LV_1362-9_0_6_line_24 |  | 18 | 21 | 0.026263 | 0.125 | 0.08 | 261 | 0 | 0.364 | 1 | 1 | cs | TRUE
25 | LV_1362-9_0_6_line_25 |  | 20 | 45 | 0.022799 | 0.125 | 0.08 | 261 | 0 | 0.364 | 1 | 1 | cs | TRUE
26 | LV_1362-9_0_6_line_26 |  | 21 | 23 | 0.038613 | 0.125 | 0.08 | 261 | 0 | 0.364 | 1 | 1 | cs | TRUE
27 | LV_1362-9_0_6_line_27 |  | 22 | 23 | 0.015278 | 0.125 | 0.08 | 261 | 0 | 0.364 | 1 | 1 | cs | TRUE
28 | LV_1362-9_0_6_line_28 |  | 22 | 24 | 0.021059 | 0.125 | 0.08 | 261 | 0 | 0.364 | 1 | 1 | cs | TRUE
29 | LV_1362-9_0_6_line_29 |  | 25 | 46 | 0.023792 | 0.125 | 0.08 | 261 | 0 | 0.364 | 1 | 1 | cs | TRUE
30 | LV_1362-9_0_6_line_30 |  | 26 | 56 | 0.0051199 | 0.125 | 0.08 | 261 | 0 | 0.364 | 1 | 1 | cs | TRUE
31 | LV_1362-9_0_6_line_31 |  | 27 | 57 | 0.021844 | 0.125 | 0.08 | 261 | 0 | 0.364 | 1 | 1 | cs | TRUE
32 | LV_1362-9_0_6_line_32 |  | 27 | 51 | 0.019272 | 0.125 | 0.08 | 261 | 0 | 0.364 | 1 | 3 | cs | TRUE
33 | LV_1362-9_0_6_line_33 |  | 28 | 29 | 0.011252 | 0.125 | 0.08 | 261 | 0 | 0.364 | 1 | 1 | cs | TRUE
34 | LV_1362-9_0_6_line_34 |  | 29 | 30 | 0.054213 | 0.125 | 0.08 | 261 | 0 | 0.364 | 1 | 1 | cs | TRUE
35 | LV_1362-9_0_6_line_35 |  | 30 | 31 | 0.037602 | 0.125 | 0.08 | 261 | 0 | 0.364 | 1 | 1 | cs | TRUE
36 | LV_1362-9_0_6_line_36 |  | 30 | 32 | 0.025913 | 0.125 | 0.08 | 261 | 0 | 0.364 | 1 | 1 | cs | TRUE
37 | LV_1362-9_0_6_line_37 |  | 30 | 33 | 0.037948 | 0.125 | 0.08 | 261 | 0 | 0.364 | 1 | 1 | cs | TRUE
38 | LV_1362-9_0_6_line_38 |  | 31 | 38 | 0.064624 | 0.125 | 0.08 | 261 | 0 | 0.364 | 1 | 1 | cs | TRUE
39 | LV_1362-9_0_6_line_39 |  | 32 | 36 | 0.03395 | 0.125 | 0.08 | 261 | 0 | 0.364 | 1 | 1 | cs | TRUE
40 | LV_1362-9_0_6_line_40 |  | 33 | 34 | 0.058277 | 0.125 | 0.08 | 261 | 0 | 0.364 | 1 | 1 | cs | TRUE
41 | LV_1362-9_0_6_line_41 |  | 33 | 35 | 0.027983 | 0.125 | 0.08 | 261 | 0 | 0.364 | 1 | 1 | cs | TRUE
42 | LV_1362-9_0_6_line_42 |  | 35 | 39 | 0.019121 | 0.125 | 0.08 | 261 | 0 | 0.364 | 1 | 1 | cs | TRUE
43 | LV_1362-9_0_6_line_43 |  | 36 | 37 | 0.014468 | 0.125 | 0.08 | 261 | 0 | 0.364 | 1 | 1 | cs | TRUE
44 | LV_1362-9_0_6_line_44 |  | 37 | 40 | 0.012946 | 0.125 | 0.08 | 261 | 0 | 0.364 | 1 | 1 | cs | TRUE
45 | LV_1362-9_0_6_line_45 |  | 39 | 42 | 0.031661 | 0.125 | 0.08 | 261 | 0 | 0.364 | 1 | 1 | cs | TRUE
46 | LV_1362-9_0_6_line_46 |  | 40 | 94 | 0.0028155 | 0.125 | 0.08 | 261 | 0 | 0.364 | 1 | 1 | cs | TRUE
47 | LV_1362-9_0_6_line_47 |  | 43 | 97 | 0.006081 | 0.125 | 0.08 | 261 | 0 | 0.364 | 1 | 1 | cs | TRUE
48 | LV_1362-9_0_6_line_48 |  | 44 | 85 | 0.004735 | 0.125 | 0.08 | 261 | 0 | 0.364 | 1 | 1 | cs | TRUE
49 | LV_1362-9_0_6_line_49 |  | 45 | 65 | 0.020489 | 0.125 | 0.08 | 261 | 0 | 0.364 | 1 | 1 | cs | TRUE
50 | LV_1362-9_0_6_line_50 |  | 47 | 48 | 0.019042 | 0.125 | 0.08 | 261 | 0 | 0.364 | 1 | 1 | cs | TRUE
51 | LV_1362-9_0_6_line_51 |  | 48 | 49 | 0.020568 | 0.125 | 0.08 | 261 | 0 | 0.364 | 1 | 3 | cs | TRUE
52 | LV_1362-9_0_6_line_52 |  | 48 | 50 | 0.011892 | 0.125 | 0.08 | 261 | 0 | 0.364 | 1 | 1 | cs | TRUE
53 | LV_1362-9_0_6_line_53 |  | 48 | 51 | 0.006856 | 0.125 | 0.08 | 261 | 0 | 0.364 | 1 | 3 | cs | TRUE
54 | LV_1362-9_0_6_line_54 |  | 49 | 52 | 0.015441 | 0.125 | 0.08 | 261 | 0 | 0.364 | 1 | 3 | cs | TRUE
55 | LV_1362-9_0_6_line_55 |  | 49 | 53 | 0.03632 | 0.125 | 0.08 | 261 | 0 | 0.364 | 1 | 1 | cs | TRUE
56 | LV_1362-9_0_6_line_56 |  | 50 | 54 | 0.017527 | 0.125 | 0.08 | 261 | 0 | 0.364 | 1 | 1 | cs | TRUE
57 | LV_1362-9_0_6_line_57 |  | 51 | 55 | 0.01691 | 0.125 | 0.08 | 261 | 0 | 0.364 | 1 | 1 | cs | TRUE
58 | LV_1362-9_0_6_line_58 |  | 52 | 58 | 0.017715 | 0.125 | 0.08 | 261 | 0 | 0.364 | 1 | 3 | cs | TRUE
59 | LV_1362-9_0_6_line_59 |  | 55 | 59 | 0.019257 | 0.125 | 0.08 | 261 | 0 | 0.364 | 1 | 1 | cs | TRUE
60 | LV_1362-9_0_6_line_60 |  | 56 | 62 | 0.017116 | 0.125 | 0.08 | 261 | 0 | 0.364 | 1 | 1 | cs | TRUE
61 | LV_1362-9_0_6_line_61 |  | 57 | 128 | 0.01675 | 0.125 | 0.08 | 261 | 0 | 0.364 | 1 | 1 | cs | TRUE
62 | LV_1362-9_0_6_line_62 |  | 58 | 79 | 0.002496 | 0.125 | 0.08 | 261 | 0 | 0.364 | 1 | 3 | cs | TRUE
63 | LV_1362-9_0_6_line_63 |  | 58 | 80 | 0.016165 | 0.125 | 0.08 | 261 | 0 | 0.364 | 1 | 1 | cs | TRUE
64 | LV_1362-9_0_6_line_64 |  | 58 | 78 | 0.040097 | 0.125 | 0.08 | 261 | 0 | 0.364 | 1 | 1 | cs | TRUE
65 | LV_1362-9_0_6_line_65 |  | 59 | 125 | 0.031165 | 0.125 | 0.08 | 261 | 0 | 0.364 | 1 | 1 | cs | TRUE
66 | LV_1362-9_0_6_line_66 |  | 60 | 61 | 0.0123 | 0.125 | 0.08 | 261 | 0 | 0.364 | 1 | 1 | cs | TRUE
67 | LV_1362-9_0_6_line_67 |  | 61 | 79 | 9.7949e-05 | 0.125 | 0.08 | 261 | 0 | 0.364 | 1 | 1 | cs | TRUE
68 | LV_1362-9_0_6_line_68 |  | 62 | 63 | 0.0027853 | 0.125 | 0.08 | 261 | 0 | 0.364 | 1 | 1 | cs | TRUE
69 | LV_1362-9_0_6_line_69 |  | 63 | 64 | 0.025632 | 0.125 | 0.08 | 261 | 0 | 0.364 | 1 | 1 | cs | TRUE
70 | LV_1362-9_0_6_line_70 |  | 65 | 66 | 0.027238 | 0.125 | 0.08 | 261 | 0 | 0.364 | 1 | 1 | cs | TRUE
71 | LV_1362-9_0_6_line_71 |  | 65 | 67 | 0.03345 | 0.125 | 0.08 | 261 | 0 | 0.364 | 1 | 1 | cs | TRUE
72 | LV_1362-9_0_6_line_72 |  | 67 | 68 | 0.019103 | 0.125 | 0.08 | 261 | 0 | 0.364 | 1 | 1 | cs | TRUE
73 | LV_1362-9_0_6_line_73 |  | 68 | 69 | 0.0034541 | 0.125 | 0.08 | 261 | 0 | 0.364 | 1 | 1 | cs | TRUE
74 | LV_1362-9_0_6_line_74 |  | 69 | 70 | 0.0099374 | 0.125 | 0.08 | 261 | 0 | 0.364 | 1 | 1 | cs | TRUE
75 | LV_1362-9_0_6_line_75 |  | 70 | 71 | 0.0082828 | 0.125 | 0.08 | 261 | 0 | 0.364 | 1 | 1 | cs | TRUE
76 | LV_1362-9_0_6_line_76 |  | 70 | 72 | 0.016277 | 0.125 | 0.08 | 261 | 0 | 0.364 | 1 | 1 | cs | TRUE
77 | LV_1362-9_0_6_line_77 |  | 71 | 75 | 0.022317 | 0.125 | 0.08 | 261 | 0 | 0.364 | 1 | 1 | cs | TRUE
78 | LV_1362-9_0_6_line_78 |  | 72 | 73 | 0.017325 | 0.125 | 0.08 | 261 | 0 | 0.364 | 1 | 1 | cs | TRUE
79 | LV_1362-9_0_6_line_79 |  | 73 | 74 | 0.0099918 | 0.125 | 0.08 | 261 | 0 | 0.364 | 1 | 1 | cs | TRUE
80 | LV_1362-9_0_6_line_80 |  | 75 | 76 | 0.00064077 | 0.125 | 0.08 | 261 | 0 | 0.364 | 1 | 1 | cs | TRUE
81 | LV_1362-9_0_6_line_81 |  | 76 | 77 | 0.0022418 | 0.125 | 0.08 | 261 | 0 | 0.364 | 1 | 1 | cs | TRUE
82 | LV_1362-9_0_6_line_82 |  | 77 | 78 | 0.020194 | 0.125 | 0.08 | 261 | 0 | 0.364 | 1 | 1 | cs | TRUE
83 | LV_1362-9_0_6_line_83 |  | 79 | 84 | 0.017009 | 0.125 | 0.08 | 261 | 0 | 0.364 | 1 | 3 | cs | TRUE
84 | LV_1362-9_0_6_line_84 |  | 81 | 82 | 0.011868 | 0.125 | 0.08 | 261 | 0 | 0.364 | 1 | 1 | cs | TRUE
85 | LV_1362-9_0_6_line_85 |  | 82 | 83 | 0.002049 | 0.125 | 0.08 | 261 | 0 | 0.364 | 1 | 1 | cs | TRUE
86 | LV_1362-9_0_6_line_86 |  | 83 | 85 | 0.007741 | 0.125 | 0.08 | 261 | 0 | 0.364 | 1 | 3 | cs | TRUE
87 | LV_1362-9_0_6_line_87 |  | 83 | 86 | 0.014897 | 0.125 | 0.08 | 261 | 0 | 0.364 | 1 | 3 | cs | TRUE
88 | LV_1362-9_0_6_line_88 |  | 84 | 86 | 0.019969 | 0.125 | 0.08 | 261 | 0 | 0.364 | 1 | 3 | cs | TRUE
89 | LV_1362-9_0_6_line_89 |  | 85 | 87 | 0.012698 | 0.125 | 0.08 | 261 | 0 | 0.364 | 1 | 3 | cs | TRUE
90 | LV_1362-9_0_6_line_90 |  | 87 | 105 | 0.010574 | 0.125 | 0.08 | 261 | 0 | 0.364 | 1 | 3 | cs | TRUE
91 | LV_1362-9_0_6_line_91 |  | 88 | 89 | 0.0013266 | 0.125 | 0.08 | 261 | 0 | 0.364 | 1 | 1 | cs | TRUE
92 | LV_1362-9_0_6_line_92 |  | 88 | 90 | 0.00037312 | 0.125 | 0.08 | 261 | 0 | 0.364 | 1 | 1 | cs | TRUE
93 | LV_1362-9_0_6_line_93 |  | 89 | 91 | 0.030121 | 0.125 | 0.08 | 261 | 0 | 0.364 | 1 | 1 | cs | TRUE
94 | LV_1362-9_0_6_line_94 |  | 90 | 92 | 0.024501 | 0.125 | 0.08 | 261 | 0 | 0.364 | 1 | 1 | cs | TRUE
95 | LV_1362-9_0_6_line_95 |  | 91 | 93 | 0.0080601 | 0.125 | 0.08 | 261 | 0 | 0.364 | 1 | 1 | cs | TRUE
96 | LV_1362-9_0_6_line_96 |  | 92 | 94 | 0.0068133 | 0.125 | 0.08 | 261 | 0 | 0.364 | 1 | 1 | cs | TRUE
97 | LV_1362-9_0_6_line_97 |  | 93 | 95 | 0.016299 | 0.125 | 0.08 | 261 | 0 | 0.364 | 1 | 1 | cs | TRUE
98 | LV_1362-9_0_6_line_98 |  | 93 | 96 | 0.011967 | 0.125 | 0.08 | 261 | 0 | 0.364 | 1 | 1 | cs | TRUE
99 | LV_1362-9_0_6_line_99 |  | 95 | 98 | 0.016149 | 0.125 | 0.08 | 261 | 0 | 0.364 | 1 | 1 | cs | TRUE
100 | LV_1362-9_0_6_line_100 |  | 96 | 99 | 0.0038777 | 0.125 | 0.08 | 261 | 0 | 0.364 | 1 | 1 | cs | TRUE
101 | LV_1362-9_0_6_line_101 |  | 98 | 111 | 0.013968 | 0.125 | 0.08 | 261 | 0 | 0.364 | 1 | 1 | cs | TRUE
102 | LV_1362-9_0_6_line_102 |  | 99 | 108 | 0.0022104 | 0.125 | 0.08 | 261 | 0 | 0.364 | 1 | 1 | cs | TRUE
103 | LV_1362-9_0_6_line_103 |  | 100 | 101 | 0.0096133 | 0.125 | 0.08 | 261 | 0 | 0.364 | 1 | 3 | cs | TRUE
104 | LV_1362-9_0_6_line_104 |  | 100 | 102 | 0.0038897 | 0.125 | 0.08 | 261 | 0 | 0.364 | 1 | 3 | cs | TRUE
105 | LV_1362-9_0_6_line_105 |  | 101 | 103 | 0.0070052 | 0.125 | 0.08 | 261 | 0 | 0.364 | 1 | 3 | cs | TRUE
106 | LV_1362-9_0_6_line_106 |  | 102 | 104 | 0.0021972 | 0.125 | 0.08 | 261 | 0 | 0.364 | 1 | 3 | cs | TRUE
107 | LV_1362-9_0_6_line_107 |  | 103 | 105 | 0.010383 | 0.125 | 0.08 | 261 | 0 | 0.364 | 1 | 3 | cs | TRUE
108 | LV_1362-9_0_6_line_108 |  | 104 | 106 | 0.011844 | 0.125 | 0.08 | 261 | 0 | 0.364 | 1 | 3 | cs | TRUE
109 | LV_1362-9_0_6_line_109 |  | 106 | 107 | 0.0038819 | 0.125 | 0.08 | 261 | 0 | 0.364 | 1 | 3 | cs | TRUE
110 | LV_1362-9_0_6_line_110 |  | 107 | 110 | 0.010546 | 0.125 | 0.08 | 261 | 0 | 0.364 | 1 | 2 | cs | TRUE
111 | LV_1362-9_0_6_line_111 |  | 108 | 109 | 0.015514 | 0.125 | 0.08 | 261 | 0 | 0.364 | 1 | 1 | cs | TRUE
112 | LV_1362-9_0_6_line_112 |  | 109 | 110 | 0.02012 | 0.125 | 0.08 | 261 | 0 | 0.364 | 1 | 1 | cs | TRUE
113 | LV_1362-9_0_6_line_113 |  | 110 | 112 | 0.0087975 | 0.125 | 0.08 | 261 | 0 | 0.364 | 1 | 1 | cs | TRUE
114 | LV_1362-9_0_6_line_114 |  | 112 | 113 | 0.011182 | 0.125 | 0.08 | 261 | 0 | 0.364 | 1 | 1 | cs | TRUE
115 | LV_1362-9_0_6_line_115 |  | 113 | 114 | 0.0053916 | 0.125 | 0.08 | 261 | 0 | 0.364 | 1 | 1 | cs | TRUE
116 | LV_1362-9_0_6_line_116 |  | 114 | 115 | 0.011252 | 0.125 | 0.08 | 261 | 0 | 0.364 | 1 | 1 | cs | TRUE
117 | LV_1362-9_0_6_line_117 |  | 115 | 116 | 0.0093324 | 0.125 | 0.08 | 261 | 0 | 0.364 | 1 | 1 | cs | TRUE
118 | LV_1362-9_0_6_line_118 |  | 116 | 117 | 0.017879 | 0.125 | 0.08 | 261 | 0 | 0.364 | 1 | 1 | cs | TRUE
119 | LV_1362-9_0_6_line_119 |  | 116 | 118 | 0.017371 | 0.125 | 0.08 | 261 | 0 | 0.364 | 1 | 1 | cs | TRUE
120 | LV_1362-9_0_6_line_120 |  | 117 | 119 | 0.0061843 | 0.125 | 0.08 | 261 | 0 | 0.364 | 1 | 1 | cs | TRUE
121 | LV_1362-9_0_6_line_121 |  | 118 | 120 | 0.031414 | 0.125 | 0.08 | 261 | 0 | 0.364 | 1 | 1 | cs | TRUE
122 | LV_1362-9_0_6_line_122 |  | 119 | 121 | 0.013646 | 0.125 | 0.08 | 261 | 0 | 0.364 | 1 | 1 | cs | TRUE
123 | LV_1362-9_0_6_line_123 |  | 120 | 122 | 0.0040754 | 0.125 | 0.08 | 261 | 0 | 0.364 | 1 | 1 | cs | TRUE
124 | LV_1362-9_0_6_line_124 |  | 122 | 124 | 0.015228 | 0.125 | 0.08 | 261 | 0 | 0.364 | 1 | 1 | cs | TRUE
125 | LV_1362-9_0_6_line_125 |  | 123 | 124 | 0.023765 | 0.125 | 0.08 | 261 | 0 | 0.364 | 1 | 1 | cs | TRUE
126 | LV_1362-9_0_6_line_126 |  | 125 | 126 | 0.016771 | 0.125 | 0.08 | 261 | 0 | 0.364 | 1 | 1 | cs | TRUE
127 | LV_1362-9_0_6_line_127 |  | 127 | 128 | 0.043994 | 0.125 | 0.08 | 261 | 0 | 0.364 | 1 | 1 | cs | TRUE

## trafo
| name | std_type | hv_bus | lv_bus | sn_mva | vn_hv_kv | vn_lv_kv | vk_percent | vkr_percent | pfe_kw | i0_percent | shift_degree | tap_side | tap_neutral | tap_min | tap_max | tap_step_percent | tap_step_degree | tap_pos | tap_phase_shifter | parallel | df | in_service
0 | LV_1362-9_0_6_trafo_124 | 0.63 MVA 20/0.4 kV | 129 | 84 | 0.63 | 20 | 0.4 | 6 | 1.206 | 1.65 | 0.2619 | 150 | hv | 0 | -2 | 2 | 2.5 | 0 | 0 | FALSE | 1 | 1 | TRUE

## line_geodata
| x0 | y0 | x1 | y1 | x2 | y2 | x3 | y3 | x4 | y4 | x5 | y5 | x6 | y6 | x7 | y7 | x8 | y8 | x9 | y9 | x10 | y10 | x11 | y11 | x12 | y12 | x13 | y13 | x14 | y14 | x15 | y15 | x16 | y16 | x17 | y17 | x18 | y18 | x19 | y19 | x20 | y20 | x21 | y21 | x22 | y22 | x23 | y23 | x24 | y24 | x25 | y25
0 | 2684379.1484 | 1211232.4466 | 2684383.0594 | 1211229.9915
1 | 2684379.1484 | 1211232.4466 | 2684361.2856 | 1211243.6598 | 2684352.5366 | 1211260.9133
2 | 2684383.0594 | 1211229.9915 | 2684398.1452 | 1211220.5215 | 2684406.69 | 1211215.1576
3 | 2684421.4942 | 1211205.8645 | 2684406.69 | 1211215.1576
4 | 2684421.4942 | 1211205.8645 | 2684446.3859 | 1211251.3131
5 | 2684418.8898 | 1211196.0323 | 2684423.5951 | 1211204.5489 | 2684421.4942 | 1211205.8645
6 | 2684421.4942 | 1211205.8645 | 2684416.3121 | 1211196.4487
7 | 2684446.3859 | 1211251.3131 | 2684436.0352 | 1211259.2837
8 | 2684418.8898 | 1211196.0323 | 2684432.2291 | 1211186.725
9 | 2684406.826 | 1211174.2251 | 2684418.8898 | 1211196.0323
10 | 2684260.3963 | 1210946.4064 | 2684262.9943 | 1210951.3352 | 2684272.3491 | 1210941.7277 | 2684278.4798 | 1210947.8294 | 2684282.9419 | 1210942.9337
11 | 2684223.174 | 1210780.9839 | 2684214.8665 | 1210783.1569 | 2684210.4507 | 1210785.3071 | 2684215.8891 | 1210798.4702 | 2684235.621 | 1210856.4756 | 2684236.9224 | 1210861.197 | 2684241.6979 | 1210855.6386 | 2684243.6871 | 1210851.4751 | 2684246.9711 | 1210850.354 | 2684250.2473 | 1210851.9347 | 2684252.8782 | 1210858.843 | 2684254.8599 | 1210871.8906 | 2684257.9198 | 1210904.3773 | 2684259.0879 | 1210920.6711 | 2684258.996 | 1210932.0217 | 2684258.768 | 1210943.3147 | 2684260.3963 | 1210946.4064
12 | 2684282.9419 | 1210942.9337 | 2684278.4798 | 1210947.8294 | 2684285.6901 | 1210957.1262 | 2684305.5396 | 1210992.7522
13 | 2684282.9419 | 1210942.9337 | 2684301.2749 | 1210973.7644
14 | 2684223.174 | 1210780.9839 | 2684215.6026 | 1210768.1686 | 2684268.0654 | 1210740.9248 | 2684333.3712 | 1210704.2975
15 | 2684305.5396 | 1210992.7522 | 2684303.7465 | 1210992.7157
16 | 2684305.5396 | 1210992.7522 | 2684319.7503 | 1211017.6198
17 | 2684301.2749 | 1210973.7644 | 2684307.3236 | 1210983.9367
18 | 2684293.1932 | 1210992.4887 | 2684303.7465 | 1210992.7157
19 | 2684303.7465 | 1210992.7157 | 2684310.9449 | 1211005.0869
20 | 2684339.181 | 1211051.6216 | 2684319.7503 | 1211017.6198
21 | 2684224.5884 | 1211273.248 | 2684226.3196 | 1211294.3417 | 2684228.8019 | 1211307.452 | 2684225.0202 | 1211304.5523 | 2684221.9598 | 1211302.7746 | 2684206.1156 | 1211291.9328 | 2684205.0467 | 1211291.2061 | 2684203.9102 | 1211290.4229 | 2684200.4703 | 1211288.0728 | 2684185.9936 | 1211278.3288 | 2684195.638 | 1211251.9365 | 2684198.0442 | 1211242.4532 | 2684200.1317 | 1211236.1674 | 2684202.247 | 1211230.071 | 2684186.3348 | 1211223.4866 | 2684187.345 | 1211220.8325 | 2684177.2563 | 1211216.7986 | 2684187.0576 | 1211188.4406 | 2684202.3563 | 1211194.8829 | 2684212.1266 | 1211175.7305 | 2684218.1711 | 1211172.3135 | 2684218.8293 | 1211171.9893 | 2684235.3156 | 1211178.8265 | 2684235.4038 | 1211178.5053 | 2684235.754 | 1211178.9995 | 2684237.5209 | 1211181.426
22 | 2684237.5209 | 1211181.426 | 2684238.3725 | 1211179.7684
23 | 2684224.5884 | 1211273.248 | 2684224.5927 | 1211251.4226 | 2684225.8053 | 1211245.0041
24 | 2684224.5884 | 1211273.248 | 2684228.7194 | 1211273.4842 | 2684250.8852 | 1211274.7424
25 | 2684225.8053 | 1211245.0041 | 2684228.5519 | 1211230.4648 | 2684231.1075 | 1211222.8813
26 | 2684250.8852 | 1211274.7424 | 2684261.4869 | 1211260.216 | 2684260.3905 | 1211252.2953 | 2684260.6287 | 1211246.1947 | 2684264.5555 | 1211240.98
27 | 2684278.1948 | 1211234.0952 | 2684264.5555 | 1211240.98
28 | 2684296.9948 | 1211224.6053 | 2684278.1948 | 1211234.0952
29 | 2684417.1841 | 1211273.7998 | 2684436.0352 | 1211259.2837
30 | 2684436.4279 | 1211183.7954 | 2684432.2291 | 1211186.725
31 | 2684406.826 | 1211174.2251 | 2684426.5425 | 1211164.8224
32 | 2684397.4966 | 1211157.3488 | 2684406.826 | 1211174.2251
33 | 2684429.3661 | 1210825.385 | 2684421.4971 | 1210824.5261 | 2684418.1728 | 1210824.8121
34 | 2684371.3274 | 1210850.3111 | 2684374.2803 | 1210847.8846 | 2684401.1585 | 1210829.3749 | 2684412.1754 | 1210825.3281 | 2684418.1728 | 1210824.8121
35 | 2684371.3274 | 1210850.3111 | 2684398.0279 | 1210876.7871
36 | 2684371.3274 | 1210850.3111 | 2684351.3242 | 1210866.7845
37 | 2684364.2021 | 1210830.7087 | 2684379.4149 | 1210836.2941 | 2684367.0776 | 1210846.1038 | 2684371.3274 | 1210850.3111
38 | 2684441.3946 | 1210869.9241 | 2684430.1846 | 1210890.5255 | 2684427.7414 | 1210893.4595 | 2684423.8664 | 1210895.5283 | 2684419.9618 | 1210895.3952 | 2684413.8245 | 1210892.4508 | 2684398.0279 | 1210876.7871
39 | 2684327.095 | 1210890.5343 | 2684347.3966 | 1210870.019 | 2684351.3242 | 1210866.7845
40 | 2684364.2021 | 1210830.7087 | 2684358.8714 | 1210818.5587 | 2684351.759 | 1210810.9309 | 2684343.6868 | 1210807.2144 | 2684325.5718 | 1210807.9922 | 2684318.0586 | 1210808.8422
41 | 2684364.2021 | 1210830.7087 | 2684357.8507 | 1210835.9111 | 2684357.0398 | 1210842.7264 | 2684353.0579 | 1210849.6635 | 2684349.6428 | 1210853.1928
42 | 2684349.6428 | 1210853.1928 | 2684345.6072 | 1210857.3632 | 2684336.3071 | 1210866.8963
43 | 2684327.095 | 1210890.5343 | 2684337.4143 | 1210900.6748
44 | 2684346.648 | 1210909.7484 | 2684337.4143 | 1210900.6748
45 | 2684314.198 | 1210889.5596 | 2684336.3071 | 1210866.8963
46 | 2684348.6562 | 1210911.7218 | 2684346.648 | 1210909.7484
47 | 2684310.4316 | 1210989.1634 | 2684307.3236 | 1210983.9367
48 | 2684341.532 | 1211055.7353 | 2684339.181 | 1211051.6216
49 | 2684239.7197 | 1211204.3832 | 2684233.7317 | 1211215.0945 | 2684231.1075 | 1211222.8813
50 | 2684393.2796 | 1211154.5984 | 2684402.461 | 1211171.2811
51 | 2684383.3585 | 1211136.5685 | 2684393.2796 | 1211154.5984
52 | 2684393.2796 | 1211154.5984 | 2684382.9813 | 1211160.5454
53 | 2684397.4966 | 1211157.3488 | 2684395.3255 | 1211153.4155 | 2684393.2796 | 1211154.5984
54 | 2684383.3585 | 1211136.5685 | 2684382.0099 | 1211134.1256 | 2684378.0586 | 1211133.0023 | 2684374.0542 | 1211125.4561
55 | 2684383.3585 | 1211136.5685 | 2684351.4778 | 1211153.968
56 | 2684367.803 | 1211169.3103 | 2684382.9813 | 1211160.5454
57 | 2684397.4966 | 1211157.3488 | 2684411.5438 | 1211147.9338
58 | 2684368.1922 | 1211109.4919 | 2684371.0649 | 1211114.8694 | 2684370.2712 | 1211118.3271 | 2684374.0542 | 1211125.4561
59 | 2684427.5405 | 1211137.2121 | 2684411.5438 | 1211147.9338
60 | 2684450.4648 | 1211174.0013 | 2684436.4279 | 1211183.7954
61 | 2684440.884 | 1211156.3181 | 2684434.5399 | 1211161.0086 | 2684426.5425 | 1211164.8224
62 | 2684370.2044 | 1211108.0083 | 2684368.1922 | 1211109.4919
63 | 2684368.1922 | 1211109.4919 | 2684360.5607 | 1211095.2412
64 | 2684368.1922 | 1211109.4919 | 2684335.9399 | 1211133.3154
65 | 2684452.6169 | 1211118.7664 | 2684441.538 | 1211127.8303 | 2684427.5405 | 1211137.2121
66 | 2684370.2518 | 1211108.094 | 2684376.2045 | 1211118.8575
67 | 2684370.2518 | 1211108.094 | 2684370.2044 | 1211108.0083
68 | 2684450.4648 | 1211174.0013 | 2684452.749 | 1211172.4075
69 | 2684452.749 | 1211172.4075 | 2684473.7702 | 1211157.7404
70 | 2684239.7197 | 1211204.3832 | 2684264.6493 | 1211215.5203
71 | 2684239.7197 | 1211204.3832 | 2684266.6272 | 1211184.5109
72 | 2684266.6272 | 1211184.5109 | 2684281.9933 | 1211173.1624
73 | 2684284.7718 | 1211171.1104 | 2684281.9933 | 1211173.1624
74 | 2684292.7655 | 1211165.2067 | 2684284.7718 | 1211171.1104
75 | 2684292.7655 | 1211165.2067 | 2684299.4278 | 1211160.2855
76 | 2684292.7655 | 1211165.2067 | 2684302.5631 | 1211178.2053
77 | 2684317.3783 | 1211147.0262 | 2684299.4278 | 1211160.2855
78 | 2684312.9913 | 1211192.0405 | 2684302.5631 | 1211178.2053
79 | 2684312.9913 | 1211192.0405 | 2684319.0055 | 1211200.0195
80 | 2684317.8937 | 1211146.6455 | 2684317.3783 | 1211147.0262
81 | 2684317.8937 | 1211146.6455 | 2684319.6969 | 1211145.3135
82 | 2684335.9399 | 1211133.3154 | 2684319.6969 | 1211145.3135
83 | 2684370.2044 | 1211108.0083 | 2684362.005 | 1211093.106
84 | 2684343.3901 | 1211063.5334 | 2684349.0883 | 1211073.9436
85 | 2684345.1975 | 1211062.5583 | 2684343.3901 | 1211063.5334
86 | 2684341.532 | 1211055.7353 | 2684345.1975 | 1211062.5583
87 | 2684345.1975 | 1211062.5583 | 2684352.3787 | 1211075.6102
88 | 2684352.3787 | 1211075.6102 | 2684362.005 | 1211093.106
89 | 2684341.532 | 1211055.7353 | 2684352.8767 | 1211050.0314
90 | 2684352.8767 | 1211050.0314 | 2684362.3242 | 1211045.2815
91 | 2684369.4544 | 1210935.4197 | 2684370.188 | 1210936.5251
92 | 2684369.4544 | 1210935.4197 | 2684369.248 | 1210935.1089
93 | 2684385.103 | 1210962.626 | 2684377.9526 | 1210948.2244 | 2684370.188 | 1210936.5251
94 | 2684369.248 | 1210935.1089 | 2684363.2333 | 1210926.0462 | 2684353.5159 | 1210916.4973
95 | 2684388.7279 | 1210969.8242 | 2684388.0984 | 1210968.659 | 2684385.103 | 1210962.626
96 | 2684348.6562 | 1210911.7218 | 2684353.5159 | 1210916.4973
97 | 2684388.7279 | 1210969.8242 | 2684403.0666 | 1210962.0747
98 | 2684388.7279 | 1210969.8242 | 2684394.3907 | 1210980.3666
99 | 2684414.9701 | 1210952.2592 | 2684412.9995 | 1210953.4124 | 2684411.1603 | 1210957.7003 | 2684403.0666 | 1210962.0747
100 | 2684394.3907 | 1210980.3666 | 2684396.2256 | 1210983.7828
101 | 2684414.9701 | 1210952.2592 | 2684427.026 | 1210945.2045
102 | 2684396.2256 | 1210983.7828 | 2684397.2716 | 1210985.73
103 | 2684386.3043 | 1211032.8833 | 2684380.9143 | 1211035.9348 | 2684377.8592 | 1211037.4708
104 | 2684386.3043 | 1211032.8833 | 2684389.6892 | 1211030.967
105 | 2684377.8592 | 1211037.4708 | 2684371.6005 | 1211040.6175
106 | 2684391.6012 | 1211029.8845 | 2684389.6892 | 1211030.967
107 | 2684371.6005 | 1211040.6175 | 2684362.3242 | 1211045.2815
108 | 2684401.9082 | 1211024.0494 | 2684391.6012 | 1211029.8845
109 | 2684401.9082 | 1211024.0494 | 2684405.2864 | 1211022.137
110 | 2684414.4638 | 1211016.9413 | 2684405.2864 | 1211022.137
111 | 2684397.2716 | 1210985.73 | 2684403.3454 | 1210997.0377 | 2684404.6514 | 1210999.3757
112 | 2684414.4638 | 1211016.9413 | 2684404.6514 | 1210999.3757
113 | 2684414.4638 | 1211016.9413 | 2684422.1223 | 1211012.612
114 | 2684422.1223 | 1211012.612 | 2684423.0215 | 1211012.1037 | 2684431.9667 | 1211007.3098
115 | 2684436.7189 | 1211004.763 | 2684431.9667 | 1211007.3098
116 | 2684446.6632 | 1210999.5006 | 2684444.9316 | 1211000.3616 | 2684436.7189 | 1211004.763
117 | 2684455.0196 | 1210995.3456 | 2684446.6632 | 1210999.5006
118 | 2684455.0196 | 1210995.3456 | 2684468.209 | 1210983.2752
119 | 2684455.0196 | 1210995.3456 | 2684469.0267 | 1211005.5283 | 2684469.0765 | 1211005.5481
120 | 2684468.209 | 1210983.2752 | 2684472.7712 | 1210979.1001
121 | 2684498.8204 | 1211015.0874 | 2684489.6207 | 1211013.7363 | 2684469.0765 | 1211005.5481
122 | 2684482.8378 | 1210969.8877 | 2684472.7712 | 1210979.1001
123 | 2684502.8525 | 1211015.6795 | 2684498.8204 | 1211015.0874
124 | 2684516.0148 | 1211022.9874 | 2684505.1229 | 1211016.0129 | 2684502.8525 | 1211015.6795
125 | 2684531.5719 | 1211040.5411 | 2684529.3161 | 1211038.3814 | 2684520.5178 | 1211025.8708 | 2684516.0148 | 1211022.9874
126 | 2684465.597 | 1211108.1469 | 2684452.6169 | 1211118.7664
127 | 2684476.2591 | 1211130.1636 | 2684440.884 | 1211156.3181

## bus_geodata
| x | y | coords
0 | 2684379.1484 | 1211232.4466
1 | 2684383.0594 | 1211229.9915
2 | 2684352.5366 | 1211260.9133
3 | 2684406.69 | 1211215.1576
4 | 2684421.4942 | 1211205.8645
5 | 2684446.3859 | 1211251.3131
6 | 2684418.8898 | 1211196.0323
7 | 2684416.3121 | 1211196.4487
8 | 2684260.3963 | 1210946.4064
9 | 2684282.9419 | 1210942.9337
10 | 2684223.174 | 1210780.9839
11 | 2684305.5396 | 1210992.7522
12 | 2684301.2749 | 1210973.7644
13 | 2684303.7465 | 1210992.7157
14 | 2684319.7503 | 1211017.6198
15 | 2684293.1932 | 1210992.4887
16 | 2684310.9449 | 1211005.0869
17 | 2684237.5209 | 1211181.426
18 | 2684224.5884 | 1211273.248
19 | 2684238.3725 | 1211179.7684
20 | 2684225.8053 | 1211245.0041
21 | 2684250.8852 | 1211274.7424
22 | 2684278.1948 | 1211234.0952
23 | 2684264.5555 | 1211240.98
24 | 2684296.9948 | 1211224.6053
25 | 2684436.0352 | 1211259.2837
26 | 2684432.2291 | 1211186.725
27 | 2684406.826 | 1211174.2251
28 | 2684429.3661 | 1210825.385
29 | 2684418.1728 | 1210824.8121
30 | 2684371.3274 | 1210850.3111
31 | 2684398.0279 | 1210876.7871
32 | 2684351.3242 | 1210866.7845
33 | 2684364.2021 | 1210830.7087
34 | 2684318.0586 | 1210808.8422
35 | 2684349.6428 | 1210853.1928
36 | 2684327.095 | 1210890.5343
37 | 2684337.4143 | 1210900.6748
38 | 2684441.3946 | 1210869.9241
39 | 2684336.3071 | 1210866.8963
40 | 2684346.648 | 1210909.7484
41 | 2684333.3712 | 1210704.2975
42 | 2684314.198 | 1210889.5596
43 | 2684307.3236 | 1210983.9366
44 | 2684339.181 | 1211051.6216
45 | 2684231.1075 | 1211222.8813
46 | 2684417.1841 | 1211273.7998
47 | 2684402.461 | 1211171.2811
48 | 2684393.2796 | 1211154.5984
49 | 2684383.3585 | 1211136.5685
50 | 2684382.9813 | 1211160.5454
51 | 2684397.4966 | 1211157.3488
52 | 2684374.0542 | 1211125.4561
53 | 2684351.4778 | 1211153.968
54 | 2684367.803 | 1211169.3103
55 | 2684411.5438 | 1211147.9338
56 | 2684436.4279 | 1211183.7954
57 | 2684426.5425 | 1211164.8224
58 | 2684368.1922 | 1211109.4919
59 | 2684427.5405 | 1211137.2121
60 | 2684376.2045 | 1211118.8575
61 | 2684370.2518 | 1211108.094
62 | 2684450.4648 | 1211174.0013
63 | 2684452.749 | 1211172.4075
64 | 2684473.7702 | 1211157.7404
65 | 2684239.7197 | 1211204.3832
66 | 2684264.6493 | 1211215.5203
67 | 2684266.6272 | 1211184.5109
68 | 2684281.9933 | 1211173.1624
69 | 2684284.7718 | 1211171.1104
70 | 2684292.7655 | 1211165.2067
71 | 2684299.4278 | 1211160.2855
72 | 2684302.5631 | 1211178.2053
73 | 2684312.9913 | 1211192.0405
74 | 2684319.0055 | 1211200.0195
75 | 2684317.3783 | 1211147.0262
76 | 2684317.8937 | 1211146.6455
77 | 2684319.6969 | 1211145.3135
78 | 2684335.9399 | 1211133.3154
79 | 2684370.2044 | 1211108.0083
80 | 2684360.5607 | 1211095.2412
81 | 2684349.0883 | 1211073.9436
82 | 2684343.3901 | 1211063.5334
83 | 2684345.1975 | 1211062.5583
84 | 2684362.005 | 1211093.106
85 | 2684341.532 | 1211055.7353
86 | 2684352.3787 | 1211075.6102
87 | 2684352.8767 | 1211050.0314
88 | 2684369.4544 | 1210935.4197
89 | 2684370.188 | 1210936.5251
90 | 2684369.248 | 1210935.1089
91 | 2684385.103 | 1210962.626
92 | 2684353.5159 | 1210916.4973
93 | 2684388.7279 | 1210969.8242
94 | 2684348.6562 | 1210911.7218
95 | 2684403.0666 | 1210962.0747
96 | 2684394.3907 | 1210980.3666
97 | 2684310.4316 | 1210989.1634
98 | 2684414.9701 | 1210952.2592
99 | 2684396.2256 | 1210983.7828
100 | 2684386.3043 | 1211032.8833
101 | 2684377.8592 | 1211037.4708
102 | 2684389.6892 | 1211030.967
103 | 2684371.6005 | 1211040.6175
104 | 2684391.6012 | 1211029.8845
105 | 2684362.3242 | 1211045.2815
106 | 2684401.9082 | 1211024.0494
107 | 2684405.2864 | 1211022.137
108 | 2684397.2716 | 1210985.73
109 | 2684404.6514 | 1210999.3757
110 | 2684414.4638 | 1211016.9413
111 | 2684427.026 | 1210945.2045
112 | 2684422.1223 | 1211012.612
113 | 2684431.9667 | 1211007.3098
114 | 2684436.7189 | 1211004.763
115 | 2684446.6632 | 1210999.5006
116 | 2684455.0196 | 1210995.3456
117 | 2684468.209 | 1210983.2752
118 | 2684469.0765 | 1211005.5481
119 | 2684472.7712 | 1210979.1001
120 | 2684498.8204 | 1211015.0874
121 | 2684482.8378 | 1210969.8877
122 | 2684502.8525 | 1211015.6795
123 | 2684531.5719 | 1211040.5411
124 | 2684516.0148 | 1211022.9874
125 | 2684452.6169 | 1211118.7664
126 | 2684465.597 | 1211108.1469
127 | 2684476.2591 | 1211130.1636
128 | 2684440.884 | 1211156.3181
129 | 2684370.2044 | 1211108.0083

## line_std_types
| c_nf_per_km | r_ohm_per_km | x_ohm_per_km | max_i_ka | type | q_mm2 | alpha | voltage_rating
NAYY 4x50 SE | 210 | 0.642 | 0.083 | 0.142 | cs | 50 | 0.00403 | LV
NAYY 4x120 SE | 264 | 0.225 | 0.08 | 0.242 | cs | 120 | 0.00403 | LV
NAYY 4x150 SE | 261 | 0.208 | 0.08 | 0.27 | cs | 150 | 0.00403 | LV
NA2XS2Y 1x95 RM/25 12/20 kV | 216 | 0.313 | 0.132 | 0.252 | cs | 95 | 0.00403 | MV
NA2XS2Y 1x185 RM/25 12/20 kV | 273 | 0.161 | 0.117 | 0.362 | cs | 185 | 0.00403 | MV
NA2XS2Y 1x240 RM/25 12/20 kV | 304 | 0.122 | 0.112 | 0.421 | cs | 240 | 0.00403 | MV
NA2XS2Y 1x95 RM/25 6/10 kV | 315 | 0.313 | 0.123 | 0.249 | cs | 95 | 0.00403 | MV
NA2XS2Y 1x185 RM/25 6/10 kV | 406 | 0.161 | 0.11 | 0.358 | cs | 185 | 0.00403 | MV
NA2XS2Y 1x240 RM/25 6/10 kV | 456 | 0.122 | 0.105 | 0.416 | cs | 240 | 0.00403 | MV
NA2XS2Y 1x150 RM/25 12/20 kV | 250 | 0.206 | 0.116 | 0.319 | cs | 150 | 0.00403 | MV
NA2XS2Y 1x120 RM/25 12/20 kV | 230 | 0.253 | 0.119 | 0.283 | cs | 120 | 0.00403 | MV
NA2XS2Y 1x70 RM/25 12/20 kV | 190 | 0.443 | 0.132 | 0.22 | cs | 70 | 0.00403 | MV
NA2XS2Y 1x150 RM/25 6/10 kV | 360 | 0.206 | 0.11 | 0.315 | cs | 150 | 0.00403 | MV
NA2XS2Y 1x120 RM/25 6/10 kV | 340 | 0.253 | 0.113 | 0.28 | cs | 120 | 0.00403 | MV
NA2XS2Y 1x70 RM/25 6/10 kV | 280 | 0.443 | 0.123 | 0.217 | cs | 70 | 0.00403 | MV
N2XS(FL)2Y 1x120 RM/35 64/110 kV | 112 | 0.153 | 0.166 | 0.366 | cs | 120 | 0.00393 | HV
N2XS(FL)2Y 1x185 RM/35 64/110 kV | 125 | 0.099 | 0.156 | 0.457 | cs | 185 | 0.00393 | HV
N2XS(FL)2Y 1x240 RM/35 64/110 kV | 135 | 0.075 | 0.149 | 0.526 | cs | 240 | 0.00393 | HV
N2XS(FL)2Y 1x300 RM/35 64/110 kV | 144 | 0.06 | 0.144 | 0.588 | cs | 300 | 0.00393 | HV
15-AL1/3-ST1A 0.4 | 11 | 1.8769 | 0.35 | 0.105 | ol | 16 | 0.00403 | LV
24-AL1/4-ST1A 0.4 | 11.25 | 1.2012 | 0.335 | 0.14 | ol | 24 | 0.00403 | LV
48-AL1/8-ST1A 0.4 | 12.2 | 0.5939 | 0.3 | 0.21 | ol | 48 | 0.00403 | LV
94-AL1/15-ST1A 0.4 | 13.2 | 0.306 | 0.29 | 0.35 | ol | 94 | 0.00403 | LV
34-AL1/6-ST1A 10.0 | 9.7 | 0.8342 | 0.36 | 0.17 | ol | 34 | 0.00403 | MV
48-AL1/8-ST1A 10.0 | 10.1 | 0.5939 | 0.35 | 0.21 | ol | 48 | 0.00403 | MV
70-AL1/11-ST1A 10.0 | 10.4 | 0.4132 | 0.339 | 0.29 | ol | 70 | 0.00403 | MV
94-AL1/15-ST1A 10.0 | 10.75 | 0.306 | 0.33 | 0.35 | ol | 94 | 0.00403 | MV
122-AL1/20-ST1A 10.0 | 11.1 | 0.2376 | 0.323 | 0.41 | ol | 122 | 0.00403 | MV
149-AL1/24-ST1A 10.0 | 11.25 | 0.194 | 0.315 | 0.47 | ol | 149 | 0.00403 | MV
34-AL1/6-ST1A 20.0 | 9.15 | 0.8342 | 0.382 | 0.17 | ol | 34 | 0.00403 | MV
48-AL1/8-ST1A 20.0 | 9.5 | 0.5939 | 0.372 | 0.21 | ol | 48 | 0.00403 | MV
70-AL1/11-ST1A 20.0 | 9.7 | 0.4132 | 0.36 | 0.29 | ol | 70 | 0.00403 | MV
94-AL1/15-ST1A 20.0 | 10 | 0.306 | 0.35 | 0.35 | ol | 94 | 0.00403 | MV
122-AL1/20-ST1A 20.0 | 10.3 | 0.2376 | 0.344 | 0.41 | ol | 122 | 0.00403 | MV
149-AL1/24-ST1A 20.0 | 10.5 | 0.194 | 0.337 | 0.47 | ol | 149 | 0.00403 | MV
184-AL1/30-ST1A 20.0 | 10.75 | 0.1571 | 0.33 | 0.535 | ol | 184 | 0.00403 | MV
243-AL1/39-ST1A 20.0 | 11 | 0.1188 | 0.32 | 0.645 | ol | 243 | 0.00403 | MV
48-AL1/8-ST1A 110.0 | 8 | 0.5939 | 0.46 | 0.21 | ol | 48 | 0.00403 | HV
70-AL1/11-ST1A 110.0 | 8.4 | 0.4132 | 0.45 | 0.29 | ol | 70 | 0.00403 | HV
94-AL1/15-ST1A 110.0 | 8.65 | 0.306 | 0.44 | 0.35 | ol | 94 | 0.00403 | HV
122-AL1/20-ST1A 110.0 | 8.5 | 0.2376 | 0.43 | 0.41 | ol | 122 | 0.00403 | HV
149-AL1/24-ST1A 110.0 | 8.75 | 0.194 | 0.41 | 0.47 | ol | 149 | 0.00403 | HV
184-AL1/30-ST1A 110.0 | 8.8 | 0.1571 | 0.4 | 0.535 | ol | 184 | 0.00403 | HV
243-AL1/39-ST1A 110.0 | 9 | 0.1188 | 0.39 | 0.645 | ol | 243 | 0.00403 | HV
305-AL1/39-ST1A 110.0 | 9.2 | 0.0949 | 0.38 | 0.74 | ol | 305 | 0.00403 | HV
490-AL1/64-ST1A 110.0 | 9.75 | 0.059 | 0.37 | 0.96 | ol | 490 | 0.00403 | HV
679-AL1/86-ST1A 110.0 | 9.95 | 0.042 | 0.36 | 1.15 | ol | 679 | 0.00403 | HV
490-AL1/64-ST1A 220.0 | 10 | 0.059 | 0.285 | 0.96 | ol | 490 | 0.00403 | HV
679-AL1/86-ST1A 220.0 | 11.7 | 0.042 | 0.275 | 1.15 | ol | 679 | 0.00403 | HV
490-AL1/64-ST1A 380.0 | 11 | 0.059 | 0.253 | 0.96 | ol | 490 | 0.00403 | HV
679-AL1/86-ST1A 380.0 | 14.6 | 0.042 | 0.25 | 1.15 | ol | 679 | 0.00403 | HV

## trafo_std_types
| i0_percent | pfe_kw | vkr_percent | sn_mva | vn_lv_kv | vn_hv_kv | vk_percent | shift_degree | vector_group | tap_side | tap_neutral | tap_min | tap_max | tap_step_degree | tap_step_percent | tap_phase_shifter
160 MVA 380/110 kV | 0.06 | 60 | 0.25 | 160 | 110 | 380 | 12.2 | 0 | Yy0 | hv | 0 | -9 | 9 | 0 | 1.5 | FALSE
100 MVA 220/110 kV | 0.06 | 55 | 0.26 | 100 | 110 | 220 | 12 | 0 | Yy0 | hv | 0 | -9 | 9 | 0 | 1.5 | FALSE
63 MVA 110/20 kV | 0.04 | 22 | 0.32 | 63 | 20 | 110 | 18 | 150 | YNd5 | hv | 0 | -9 | 9 | 0 | 1.5 | FALSE
40 MVA 110/20 kV | 0.05 | 18 | 0.34 | 40 | 20 | 110 | 16.2 | 150 | YNd5 | hv | 0 | -9 | 9 | 0 | 1.5 | FALSE
25 MVA 110/20 kV | 0.07 | 14 | 0.41 | 25 | 20 | 110 | 12 | 150 | YNd5 | hv | 0 | -9 | 9 | 0 | 1.5 | FALSE
63 MVA 110/10 kV | 0.04 | 22 | 0.32 | 63 | 10 | 110 | 18 | 150 | YNd5 | hv | 0 | -9 | 9 | 0 | 1.5 | FALSE
40 MVA 110/10 kV | 0.05 | 18 | 0.34 | 40 | 10 | 110 | 16.2 | 150 | YNd5 | hv | 0 | -9 | 9 | 0 | 1.5 | FALSE
25 MVA 110/10 kV | 0.07 | 14 | 0.41 | 25 | 10 | 110 | 12 | 150 | YNd5 | hv | 0 | -9 | 9 | 0 | 1.5 | FALSE
0.25 MVA 20/0.4 kV | 0.32 | 0.8 | 1.44 | 0.25 | 0.4 | 20 | 6 | 150 | Yzn5 | hv | 0 | -2 | 2 | 0 | 2.5 | FALSE
0.4 MVA 20/0.4 kV | 0.3375 | 1.35 | 1.425 | 0.4 | 0.4 | 20 | 6 | 150 | Dyn5 | hv | 0 | -2 | 2 | 0 | 2.5 | FALSE
0.63 MVA 20/0.4 kV | 0.2619 | 1.65 | 1.206 | 0.63 | 0.4 | 20 | 6 | 150 | Dyn5 | hv | 0 | -2 | 2 | 0 | 2.5 | FALSE
0.25 MVA 10/0.4 kV | 0.24 | 0.6 | 1.2 | 0.25 | 0.4 | 10 | 4 | 150 | Dyn5 | hv | 0 | -2 | 2 | 0 | 2.5 | FALSE
0.4 MVA 10/0.4 kV | 0.2375 | 0.95 | 1.325 | 0.4 | 0.4 | 10 | 4 | 150 | Dyn5 | hv | 0 | -2 | 2 | 0 | 2.5 | FALSE
0.63 MVA 10/0.4 kV | 0.1873 | 1.18 | 1.0794 | 0.63 | 0.4 | 10 | 4 | 150 | Dyn5 | hv | 0 | -2 | 2 | 0 | 2.5 | FALSE

## trafo3w_std_types
| sn_hv_mva | sn_mv_mva | sn_lv_mva | vn_hv_kv | vn_mv_kv | vn_lv_kv | vk_hv_percent | vk_mv_percent | vk_lv_percent | vkr_hv_percent | vkr_mv_percent | vkr_lv_percent | pfe_kw | i0_percent | shift_mv_degree | shift_lv_degree | vector_group | tap_side | tap_neutral | tap_min | tap_max | tap_step_percent
63/25/38 MVA 110/20/10 kV | 63 | 25 | 38 | 110 | 20 | 10 | 10.4 | 10.4 | 10.4 | 0.28 | 0.32 | 0.35 | 35 | 0.89 | 0 | 0 | YN0yn0yn0 | hv | 0 | -10 | 10 | 1.2
63/25/38 MVA 110/10/10 kV | 63 | 25 | 38 | 110 | 10 | 10 | 10.4 | 10.4 | 10.4 | 0.28 | 0.32 | 0.35 | 35 | 0.89 | 0 | 0 | YN0yn0yn0 | hv | 0 | -10 | 10 | 1.2

## fuse_std_types
| fuse_type | i_rated_a | t_avg | t_min | t_total | x_avg | x_min | x_total
HV 100A | HV 100A | 100 | 0 | [10.0, 3.64, 0.854, 0.281, 0.1, 0.0531, 0.022, 0.01] | [10.0, 4.267, 1.21, 0.403, 0.1, 0.058, 0.022, 0.01] | 0 | [300.0, 350.0, 450.0, 550.0, 700.0, 850.0, 1200.0, 1752.0] | [600.0, 700.0, 900.0, 1150.0, 1665.0, 2000.0, 3000.0, 4313.0]
HV 10A | HV 10A | 10 | 0 | [10.0, 1675.0, 0.344, 0.156, 0.1, 0.0417, 0.0171, 0.01] | [10.0, 1.3, 0.3, 0.155, 0.1, 0.0555, 0.023, 0.01] | 0 | [30.0, 32.0, 35.0, 37.0, 39.0, 50.0, 70.0, 88.0] | [60.0, 70.0, 80.0, 87.0, 94.0, 110.0, 150.0, 216.0]
HV 125A | HV 125A | 125 | 0 | [10.0, 1.82, 0.344, 0.1, 0.0467, 0.0269, 0.01] | [10.0, 2.478, 0.426, 0.1, 0.0427, 0.0211, 0.01] | 0 | [375.0, 500.0, 700.0, 925.0, 1200.0, 1500.0, 2341.0] | [750.0, 1000.0, 1500.0, 2200.0, 3000.0, 4000.0, 5765.0]
HV 160A | HV 160A | 160 | 0 | [10.0, 4.15, 1.03, 0.198, 0.1, 0.051, 0.0172, 0.01] | [10.0, 2.3, 0.734, 0.274, 0.1, 0.046, 0.0177, 0.01] | 0 | [480.0, 550.0, 700.0, 1000.0, 1260.0, 1600.0, 2500.0, 3227.0] | [960.0, 1300.0, 1700.0, 2200.0, 2996.0, 4000.0, 6000.0, 7946.0]
HV 16A | HV 16A | 16 | 0 | [10.0, 0.352, 0.164, 0.1, 0.0649, 0.0342, 0.01] | [10.0, 2.34, 0.722, 0.181, 0.1, 0.055, 0.0296, 0.01] | 0 | [48.0, 60.0, 65.0, 71.0, 80.0, 100.0, 162.0] | [96.0, 110.0, 125.0, 150.0, 168.0, 200.0, 250.0, 398.0]
HV 200A | HV 200A | 200 | 0 | [10.0, 4.267, 1.21, 0.403, 0.1, 0.058, 0.022, 0.01] | [10.0, 3.73, 1.654, 0.328, 0.1, 0.0531, 0.019, 0.01] | 0 | [600.0, 700.0, 900.0, 1150.0, 1665.0, 2000.0, 3000.0, 4313.0] | [1200.0, 1500.0, 1800.0, 2700.0, 3960.0, 5000.0, 7500.0, 10620.0]
HV 20A | HV 20A | 20 | 0 | [10.0, 1.3, 0.3, 0.155, 0.1, 0.0555, 0.023, 0.01] | [10.0, 1.3, 0.161, 0.1, 0.0611, 0.0399, 0.0141, 0.01] | 0 | [60.0, 70.0, 80.0, 87.0, 94.0, 110.0, 150.0, 216.0] | [120.0, 150.0, 200.0, 223.0, 260.0, 300.0, 450.0, 532.0]
HV 25A | HV 25A | 25 | 0 | [10.0, 2.512, 0.833, 0.299, 0.1, 0.0372, 0.0223, 0.01] | [10.0, 3.125, 0.597, 0.198, 0.1, 0.0378, 0.022, 0.01] | 0 | [75.0, 82.0, 90.0, 100.0, 124.0, 170.0, 200.0, 289.0] | [150.0, 170.0, 210.0, 250.0, 294.0, 400.0, 500.0, 711.0]
HV 31.5A | HV 31.5A | 31.5 | 0 | [10.0, 2.34, 0.722, 0.181, 0.1, 0.055, 0.0296, 0.01] | [10.0, 2.84, 0.368, 0.164, 0.1, 0.0621, 0.0378, 0.0195, 0.01] | 0 | [95.0, 110.0, 125.0, 150.0, 165.0, 200.0, 250.0, 390.0] | [189.0, 220.0, 300.0, 350.0, 393.0, 450.0, 530.0, 700.0, 960.0]
HV 40A | HV 40A | 40 | 0 | [10.0, 1.3, 0.161, 0.1, 0.0611, 0.0399, 0.0141, 0.01] | [10.0, 2.05, 0.369, 0.198, 0.1, 0.051, 0.0298, 0.01] | 0 | [120.0, 150.0, 200.0, 223.0, 260.0, 300.0, 450.0, 532.0] | [240.0, 300.0, 400.0, 450.0, 530.0, 650.0, 800.0, 1311.0]
HV 50A | HV 50A | 50 | 0 | [10.0, 3.215, 0.597, 0.198, 0.1, 0.0378, 0.022, 0.01] | [10.0, 3.64, 0.854, 0.281, 0.1, 0.0531, 0.022, 0.01] | 0 | [150.0, 170.0, 210.0, 250.0, 294.0, 400.0, 500.0, 711.0] | [300.0, 350.0, 450.0, 550.0, 700.0, 850.0, 1200.0, 1752.0]
HV 6.3A | HV 6.3A | 6.3 | 0 | [10.0, 1.39, 0.344, 0.168, 0.1, 0.056, 0.0263, 0.01] | [10.0, 1.711, 0.516, 0.198, 0.1, 0.0634, 0.0303, 0.01] | 0 | [19.0, 19.5, 20.4, 20.8, 22.0, 25.0, 32.0, 48.0] | [38.0, 40.0, 43.0, 48.0, 53.0, 60.0, 75.0, 118.0]
HV 63A | HV 63A | 63 | 0 | [10.0, 2.84, 0.368, 0.164, 0.1, 0.0621, 0.0378, 0.0195, 0.01] | [10.0, 1.82, 0.344, 0.1, 0.0467, 0.0269, 0.01] | 0 | [189.0, 220.0, 300.0, 350.0, 393.0, 450.0, 530.0, 700.0, 961.0] | [378.0, 500.0, 700.0, 934.0, 1200.0, 1500.0, 2366.0]
HV 80A | HV 80A | 80 | 0 | [10.0, 2.05, 0.369, 0.198, 0.1, 0.051, 0.0298, 0.01] | [10.0, 4.15, 1.03, 0.198, 0.1, 0.051, 0.0172, 0.01] | 0 | [240.0, 300.0, 400.0, 450.0, 530.0, 650.0, 800.0, 1311.0] | [480.0, 550.0, 700.0, 1000.0, 1260.0, 1600.0, 2500.0, 3227.0]
Siemens NH-1-100 | Siemens NH-1-100 | 100 | [5400.0, 2000.0, 400.0, 20.0, 1.0, 0.2, 0.012, 0.004] | 0 | 0 | [150.0, 190.0, 250.0, 430.0, 900.0, 1250.0, 2700.0, 3600.0] | 0 | 0
Siemens NH-1-125 | Siemens NH-1-125 | 125 | [4800.0, 120.0, 7.0, 0.1, 0.004] | 0 | 0 | [180.0, 400.0, 740.0, 2000.0, 4250.0] | 0 | 0
Siemens NH-1-16 | Siemens NH-1-16 | 16 | [4000.0, 400.0, 2.0, 0.1, 0.04, 0.01] | 0 | 0 | [26.0, 35.0, 75.0, 150.0, 200.0, 300.0] | 0 | 0
Siemens NH-1-160 | Siemens NH-1-160 | 160 | [4800.0, 120.0, 7.0, 0.1, 0.004] | 0 | 0 | [210.0, 500.0, 900.0, 2300.0, 5000.0] | 0 | 0
Siemens NH-1-25 | Siemens NH-1-25 | 25 | [4000.0, 1000.0, 10.0, 0.2, 0.02, 0.01] | 0 | 0 | [40.0, 50.0, 100.0, 210.0, 400.0, 500.0] | 0 | 0
Siemens NH-1-50 | Siemens NH-1-50 | 50 | [4000.0, 40.0, 4.0, 1.0, 0.02, 0.01] | 0 | 0 | [86.0, 200.0, 300.0, 400.0, 1000.0, 1280.0] | 0 | 0
Siemens NH-1-63 | Siemens NH-1-63 | 63 | [4000.0, 100.0, 10.0, 2.0, 0.04, 0.01] | 0 | 0 | [100.0, 200.0, 300.0, 400.0, 1000.0, 1500.0] | 0 | 0
Siemens NH-1-80 | Siemens NH-1-80 | 80 | [4800.0, 120.0, 7.0, 0.1, 0.01] | 0 | 0 | [150.58, 250.0, 450.0, 1150.0, 2470.0] | 0 | 0
Siemens NH-2-1000 | Siemens NH-2-1000 | 1000 | [4800.0, 120.0, 7.0, 0.1, 0.004] | 0 | 0 | [1900.0, 3500.0, 8400.0, 24000.0, 52000.0] | 0 | 0
Siemens NH-2-200 | Siemens NH-2-200 | 200 | [4800.0, 120.0, 7.0, 0.1, 0.004] | 0 | 0 | [280.0, 650.0, 1200.0, 3000.0, 7000.0] | 0 | 0
Siemens NH-2-224 | Siemens NH-2-224 | 224 | [4800.0, 120.0, 7.0, 0.2, 0.04, 0.004] | 0 | 0 | [400.0, 750.0, 1453.0, 3025.0, 4315.0, 7600.0] | 0 | 0
Siemens NH-2-250 | Siemens NH-2-250 | 250 | [4800.0, 120.0, 7.0, 0.1, 0.004] | 0 | 0 | [450.0, 800.0, 1650.0, 4000.0, 8500.0] | 0 | 0
Siemens NH-2-315 | Siemens NH-2-315 | 315 | [4800.0, 120.0, 7.0, 0.1, 0.004] | 0 | 0 | [550.0, 920.0, 1900.0, 5000.0, 11000.0] | 0 | 0
Siemens NH-2-355 | Siemens NH-2-355 | 355 | [4800.0, 120.0, 6.0, 0.1, 0.004] | 0 | 0 | [650.0, 1116.27, 2350.0, 5840.0, 12790.0] | 0 | 0
Siemens NH-2-400 | Siemens NH-2-400 | 400 | [4800.0, 120.0, 7.0, 0.1, 0.004] | 0 | 0 | [720.0, 1350.0, 2800.0, 6500.0, 15000.0] | 0 | 0
Siemens NH-2-425 | Siemens NH-2-425 | 425 | [4800.0, 120.0, 7.0, 0.1, 0.004] | 0 | 0 | [850.0, 1500.0, 3050.0, 7500.0, 16500.0] | 0 | 0
Siemens NH-2-630 | Siemens NH-2-630 | 630 | [4800.0, 120.0, 7.0, 0.1, 0.004] | 0 | 0 | [1200.0, 2000.0, 4800.0, 12000.0, 26000.0] | 0 | 0

## res_bus
| vm_pu | va_degree | p_mw | q_mvar
0 | 0.9856 | -0.27721 | 0.065202 | 0.016341
1 | 0.98591 | -0.27121 | 0.0185 | 0.0046366
2 | 0.98533 | -0.28244 | 0.0072031 | 0.0018053
3 | 0.98824 | -0.22584 | 0.02175 | 0.0054511
4 | 0.99005 | -0.19076 | 0 | 0
5 | 0.98889 | -0.21336 | 0 | 0
6 | 0.99161 | -0.1607 | 0 | 0
7 | 0.99004 | -0.19105 | 0.0015042 | 0.00037698
8 | 0.99123 | -0.16833 | 0 | 0
9 | 0.99132 | -0.16661 | 0 | 0
10 | 0.99069 | -0.17875 | 0 | 0
11 | 0.99288 | -0.13636 | 0 | 0
12 | 0.99046 | -0.1832 | 0.0081807 | 0.0020503
13 | 0.99284 | -0.13712 | 0 | 0
14 | 0.99426 | -0.10965 | 0.002686 | 0.00067318
15 | 0.99269 | -0.14001 | 0.015545 | 0.0038961
16 | 0.99273 | -0.13924 | 0.0084016 | 0.0021056
17 | 0.99036 | -0.18549 | 0 | 0
18 | 0.99078 | -0.17748 | 0 | 0
19 | 0.99036 | -0.18555 | 0.0016927 | 0.00042424
20 | 0.9911 | -0.17125 | 0.0021445 | 0.00053746
21 | 0.99052 | -0.18246 | 0 | 0
22 | 0.99001 | -0.19236 | 0.0080893 | 0.0020274
23 | 0.99014 | -0.18979 | 0.0011998 | 0.00030071
24 | 0.98998 | -0.19288 | 0.0013856 | 0.00034726
25 | 0.9886 | -0.21907 | 0.0051054 | 0.0012795
26 | 0.99129 | -0.16691 | 0.004986 | 0.0012496
27 | 0.99344 | -0.1254 | 0 | 0
28 | 0.9778 | -0.42849 | 0.0024764 | 0.00062064
29 | 0.97783 | -0.42798 | 0.003627 | 0.000909
30 | 0.97813 | -0.42195 | 0 | 0
31 | 0.97763 | -0.43183 | 0.0030992 | 0.00077674
32 | 0.97895 | -0.40585 | 0.0018351 | 0.00045991
33 | 0.97766 | -0.43135 | 0 | 0
34 | 0.9776 | -0.4325 | 0.0010789 | 0.00027041
35 | 0.97733 | -0.43774 | 0.00064258 | 0.00016105
36 | 0.98009 | -0.38367 | 0 | 0
37 | 0.98057 | -0.37423 | 0.0013548 | 0.00033954
38 | 0.97695 | -0.44518 | 0.011318 | 0.0028364
39 | 0.97712 | -0.44189 | 0.0052196 | 0.0013082
40 | 0.98102 | -0.36548 | 0.0010837 | 0.00027159
41 | 0.99031 | -0.18618 | 0.0028064 | 0.00070335
42 | 0.97692 | -0.44574 | 0.0066545 | 0.0016678
43 | 0.99027 | -0.18696 | 0.0024104 | 0.0006041
44 | 0.99625 | -0.071393 | 0 | 0
45 | 0.9914 | -0.16538 | 0.0023965 | 0.00060061
46 | 0.98817 | -0.22731 | 0.019409 | 0.0048643
47 | 0.99466 | -0.10204 | 0.0082404 | 0.0020652
48 | 0.9948 | -0.099275 | 0 | 0
49 | 0.99606 | -0.075141 | 0 | 0
50 | 0.99465 | -0.1023 | 0.0070192 | 0.0017592
51 | 0.99443 | -0.10642 | 0 | 0
52 | 0.99704 | -0.056475 | 0.0078675 | 0.0019718
53 | 0.99585 | -0.079292 | 0.0065036 | 0.0016299
54 | 0.99453 | -0.10459 | 0.007416 | 0.0018586
55 | 0.99428 | -0.1094 | 0.0021378 | 0.00053578
56 | 0.99121 | -0.16841 | 0.0034038 | 0.00085307
57 | 0.9933 | -0.1282 | 0.0029914 | 0.00074971
58 | 0.9982 | -0.034293 | 0 | 0
59 | 0.99414 | -0.11206 | 0.0016207 | 0.00040618
60 | 0.99834 | -0.031725 | 0.0075271 | 0.0018865
61 | 0.99842 | -0.030106 | 0.0069204 | 0.0017344
62 | 0.99101 | -0.1724 | 0.0024087 | 0.00060367
63 | 0.99098 | -0.17293 | 0.0012535 | 0.00031417
64 | 0.99076 | -0.17724 | 0.0094704 | 0.0023735
65 | 0.99172 | -0.15923 | 0 | 0
66 | 0.99165 | -0.16061 | 0.002862 | 0.00071727
67 | 0.99232 | -0.14751 | 0.0042345 | 0.0010613
68 | 0.99274 | -0.13939 | 0.0022159 | 0.00055537
69 | 0.99283 | -0.13779 | 0.0023152 | 0.00058024
70 | 0.99308 | -0.13277 | 0 | 0
71 | 0.99343 | -0.12601 | 0.0029157 | 0.00073073
72 | 0.99282 | -0.13785 | 0.0029159 | 0.00073079
73 | 0.99259 | -0.14237 | 0.009803 | 0.0024569
74 | 0.99254 | -0.14325 | 0.0049427 | 0.0012388
75 | 0.99444 | -0.10666 | 0.0040643 | 0.0010186
76 | 0.99447 | -0.10606 | 0.005532 | 0.0013864
77 | 0.99459 | -0.10374 | 0.0026881 | 0.00067371
78 | 0.99572 | -0.081914 | 0.0063068 | 0.0015806
79 | 0.99842 | -0.030081 | 0 | 0
80 | 0.99809 | -0.036343 | 0.0072485 | 0.0018167
81 | 0.99684 | -0.060216 | 0.019775 | 0.0049561
82 | 0.99705 | -0.056101 | 0 | 0
83 | 0.99709 | -0.055391 | 0 | 0
84 | 1 | 0 | -0.58491 | -0.14841
85 | 0.99649 | -0.066779 | 0 | 0
86 | 0.99833 | -0.031795 | 0.0022283 | 0.00055847
87 | 0.99573 | -0.081357 | 0.001672 | 0.00041904
88 | 0.98255 | -0.33564 | 0.011171 | 0.0027998
89 | 0.98263 | -0.33399 | 0.0083895 | 0.0021026
90 | 0.98253 | -0.33603 | 0.0083522 | 0.0020933
91 | 0.98479 | -0.29193 | 0.008015 | 0.0020087
92 | 0.9814 | -0.358 | 0.0048577 | 0.0012175
93 | 0.98543 | -0.27954 | 0 | 0
94 | 0.98112 | -0.36352 | 0.0063503 | 0.0015915
95 | 0.98506 | -0.28672 | 0.0098311 | 0.0024639
96 | 0.98665 | -0.25593 | 0.0090229 | 0.0022613
97 | 0.99018 | -0.18863 | 0.015462 | 0.003875
98 | 0.98484 | -0.29099 | 0.001649 | 0.00041328
99 | 0.98707 | -0.24767 | 0.0045281 | 0.0011349
100 | 0.99352 | -0.12359 | 0.0038602 | 0.00096745
101 | 0.99407 | -0.113 | 0.0028023 | 0.00070233
102 | 0.9933 | -0.12779 | 0.0025651 | 0.00064289
103 | 0.99448 | -0.10517 | 0.0028609 | 0.00071702
104 | 0.99318 | -0.13013 | 0.0030319 | 0.00075988
105 | 0.9951 | -0.093411 | 0.001475 | 0.00036966
106 | 0.99253 | -0.14254 | 0.0060664 | 0.0015204
107 | 0.99233 | -0.14647 | 0.0018288 | 0.00045834
108 | 0.98733 | -0.24278 | 0.0019757 | 0.00049517
109 | 0.98913 | -0.208 | 0.0020983 | 0.00052588
110 | 0.9915 | -0.16234 | 0 | 0
111 | 0.98468 | -0.29426 | 0.013046 | 0.0032696
112 | 0.99116 | -0.16893 | 0.0030516 | 0.0007648
113 | 0.99076 | -0.1767 | 0.0047624 | 0.0011936
114 | 0.99059 | -0.18 | 0.0018634 | 0.00046701
115 | 0.99025 | -0.1865 | 0.0023702 | 0.00059402
116 | 0.98999 | -0.19151 | 0 | 0
117 | 0.98982 | -0.19482 | 0.0039144 | 0.00098104
118 | 0.98968 | -0.19761 | 0.0021346 | 0.00053497
119 | 0.98979 | -0.19553 | 0.0030998 | 0.00077687
120 | 0.98917 | -0.20746 | 0.0039885 | 0.00099962
121 | 0.98974 | -0.19636 | 0.0034017 | 0.00085255
122 | 0.98912 | -0.20845 | 0.0035036 | 0.00087807
123 | 0.98884 | -0.21386 | 0.0062857 | 0.0015754
124 | 0.98898 | -0.21119 | 0.0038338 | 0.00096085
125 | 0.99396 | -0.11549 | 0.0029703 | 0.00074443
126 | 0.99391 | -0.11645 | 0.0032565 | 0.00081614
127 | 0.99311 | -0.13179 | 0.0030025 | 0.0007525
128 | 0.99323 | -0.12946 | 0.001254 | 0.00031428
129 | 0.99998 | 149.9956 | 0 | 0

## res_line
| p_from_mw | q_from_mvar | p_to_mw | q_to_mvar | pl_mw | ql_mvar | i_from_ka | i_to_ka | i_ka | vm_from_pu | va_from_degree | vm_to_pu | va_to_degree | loading_percent
0 | -0.072407 | -0.018147 | 0.072428 | 0.01816 | 2.0694e-05 | 1.3185e-05 | 0.10932 | 0.10932 | 0.10932 | 0.9856 | -0.27721 | 0.98591 | -0.27121 | 30.0321
1 | 0.0072049 | 0.0018059 | -0.0072031 | -0.0018053 | 1.7942e-06 | 6.3313e-07 | 0.010878 | 0.010878 | 0.010878 | 0.9856 | -0.27721 | 0.98533 | -0.28244 | 2.9884
2 | -0.090928 | -0.022797 | 0.091125 | 0.022923 | 0.00019706 | 0.00012576 | 0.13724 | 0.13724 | 0.13724 | 0.98591 | -0.27121 | 0.98824 | -0.22584 | 37.703
3 | -0.11288 | -0.028374 | 0.11306 | 0.028495 | 0.00018941 | 0.000121 | 0.16999 | 0.16999 | 0.16999 | 0.98824 | -0.22584 | 0.99005 | -0.19076 | 46.7001
4 | 0.024555 | 0.0061688 | -0.024529 | -0.0061525 | 2.6459e-05 | 1.6269e-05 | 0.036911 | 0.036911 | 0.036911 | 0.99005 | -0.19076 | 0.98889 | -0.21336 | 10.1403
5 | -0.13912 | -0.03504 | 0.13932 | 0.035168 | 0.00020029 | 0.00012803 | 0.20916 | 0.20916 | 0.20916 | 0.99005 | -0.19076 | 0.99161 | -0.1607 | 57.4614
6 | 0.0015042 | 0.00037685 | -0.0015042 | -0.00037698 | 2.0598e-08 | -1.2502e-07 | 0.0022607 | 0.0022607 | 0.0022607 | 0.99005 | -0.19076 | 0.99004 | -0.19105 | 0.62108
7 | 0.024529 | 0.0061525 | -0.024522 | -0.0061484 | 6.6744e-06 | 4.1041e-06 | 0.036911 | 0.036911 | 0.036911 | 0.98889 | -0.21336 | 0.9886 | -0.21907 | 10.1403
8 | 0.021535 | 0.005401 | -0.021528 | -0.0053972 | 6.3701e-06 | 3.8671e-06 | 0.032317 | 0.032317 | 0.032317 | 0.99161 | -0.1607 | 0.99129 | -0.16691 | 8.8782
9 | -0.16086 | -0.040569 | 0.16113 | 0.040743 | 0.00027232 | 0.00017364 | 0.24148 | 0.24148 | 0.24148 | 0.99161 | -0.1607 | 0.99344 | -0.1254 | 33.1698
10 | -0.0028088 | -0.00070027 | 0.002809 | 0.00069998 | 2.2823e-07 | -2.9552e-07 | 0.0042152 | 0.0042151 | 0.0042152 | 0.99123 | -0.16833 | 0.99132 | -0.16661 | 1.158
11 | 0.0028088 | 0.00070027 | -0.0028074 | -0.00070207 | 1.3906e-06 | -1.7982e-06 | 0.0042152 | 0.0042162 | 0.0042162 | 0.99123 | -0.16833 | 0.99069 | -0.17875 | 1.1583
12 | -0.028887 | -0.0072447 | 0.028928 | 0.0072707 | 4.1722e-05 | 2.5938e-05 | 0.043362 | 0.043362 | 0.043362 | 0.99132 | -0.16661 | 0.99288 | -0.13636 | 11.9127
13 | 0.026078 | 0.0065447 | -0.026057 | -0.006532 | 2.0614e-05 | 1.2731e-05 | 0.039147 | 0.039147 | 0.039147 | 0.99132 | -0.16661 | 0.99046 | -0.1832 | 10.7547
14 | 0.0028074 | 0.00070207 | -0.0028064 | -0.00070335 | 9.9257e-07 | -1.281e-06 | 0.0042162 | 0.0042168 | 0.0042168 | 0.99069 | -0.17875 | 0.99031 | -0.18618 | 1.1585
15 | 0.023951 | 0.0060038 | -0.02395 | -0.0060033 | 8.6392e-07 | 5.2979e-07 | 0.035895 | 0.035895 | 0.035895 | 0.99288 | -0.13636 | 0.99284 | -0.13712 | 9.8614
16 | -0.052879 | -0.013274 | 0.052947 | 0.013317 | 6.7469e-05 | 4.2809e-05 | 0.079257 | 0.079257 | 0.079257 | 0.99288 | -0.13636 | 0.99426 | -0.10965 | 21.774
17 | 0.017876 | 0.0044817 | -0.017873 | -0.0044798 | 3.2012e-06 | 1.8965e-06 | 0.026857 | 0.026857 | 0.026857 | 0.99046 | -0.1832 | 0.99027 | -0.18696 | 7.3783
18 | 0.015548 | 0.0038973 | -0.015545 | -0.0038961 | 2.1431e-06 | 1.2355e-06 | 0.023302 | 0.023302 | 0.023302 | 0.99284 | -0.13712 | 0.99269 | -0.14001 | 6.4017
19 | 0.0084025 | 0.002106 | -0.0084016 | -0.0021056 | 8.5121e-07 | 3.597e-07 | 0.012593 | 0.012593 | 0.012593 | 0.99284 | -0.13712 | 0.99273 | -0.13924 | 3.4597
20 | -0.055633 | -0.01399 | 0.055735 | 0.014055 | 0.00010185 | 6.4673e-05 | 0.083277 | 0.083277 | 0.083277 | 0.99426 | -0.10965 | 0.99625 | -0.071393 | 22.8783
21 | -0.0016927 | -0.00042422 | 0.0016934 | 0.00042121 | 6.4433e-07 | -3.0087e-06 | 0.0025433 | 0.0025421 | 0.0025433 | 0.99036 | -0.18549 | 0.99078 | -0.17748 | 0.69872
22 | 0.0016927 | 0.00042422 | -0.0016927 | -0.00042424 | 4.5205e-09 | -2.1087e-08 | 0.0025433 | 0.0025433 | 0.0025433 | 0.99036 | -0.18549 | 0.99036 | -0.18555 | 0.69872
23 | -0.012376 | -0.0031 | 0.012379 | 0.003102 | 3.6733e-06 | 1.9856e-06 | 0.018586 | 0.018586 | 0.018586 | 0.99078 | -0.17748 | 0.9911 | -0.17125 | 5.106
24 | 0.010682 | 0.0026788 | -0.01068 | -0.0026775 | 2.5351e-06 | 1.2843e-06 | 0.016044 | 0.016044 | 0.016044 | 0.99078 | -0.17748 | 0.99052 | -0.18246 | 4.4077
25 | -0.014524 | -0.0036395 | 0.014528 | 0.0036418 | 4.0651e-06 | 2.3078e-06 | 0.021805 | 0.021805 | 0.021805 | 0.9911 | -0.17125 | 0.9914 | -0.16538 | 5.9905
26 | 0.01068 | 0.0026775 | -0.010676 | -0.0026756 | 3.7272e-06 | 1.8886e-06 | 0.016044 | 0.016044 | 0.016044 | 0.99052 | -0.18246 | 0.99014 | -0.18979 | 4.4077
27 | -0.0094749 | -0.0023744 | 0.0094761 | 0.0023749 | 1.162e-06 | 5.4717e-07 | 0.014241 | 0.014241 | 0.014241 | 0.99001 | -0.19236 | 0.99014 | -0.18979 | 3.9124
28 | 0.0013856 | 0.00034701 | -0.0013856 | -0.00034726 | 3.4251e-08 | -2.4886e-07 | 0.0020825 | 0.0020826 | 0.0020826 | 0.99001 | -0.19236 | 0.98998 | -0.19288 | 0.57215
29 | 0.019416 | 0.0048689 | -0.019409 | -0.0048643 | 7.6211e-06 | 4.5726e-06 | 0.029226 | 0.029226 | 0.029226 | 0.9886 | -0.21907 | 0.98817 | -0.22731 | 8.0292
30 | 0.016542 | 0.0041475 | -0.016541 | -0.0041468 | 1.1839e-06 | 6.917e-07 | 0.024832 | 0.024832 | 0.024832 | 0.99129 | -0.16691 | 0.99121 | -0.16841 | 6.822
31 | 0.0072494 | 0.0018164 | -0.0072485 | -0.0018161 | 9.658e-07 | 3.3532e-07 | 0.010858 | 0.010858 | 0.010858 | 0.99344 | -0.1254 | 0.9933 | -0.1282 | 2.9831
32 | -0.16838 | -0.042559 | 0.16853 | 0.042657 | 0.00015339 | 9.7418e-05 | 0.25233 | 0.25233 | 0.25233 | 0.99344 | -0.1254 | 0.99443 | -0.10642 | 23.1075
33 | -0.0024764 | -0.00062064 | 0.0024764 | 0.00062053 | 5.9926e-08 | -1.0279e-07 | 0.0037685 | 0.0037685 | 0.0037685 | 0.9778 | -0.42849 | 0.97783 | -0.42798 | 1.0353
34 | -0.0061034 | -0.0015295 | 0.0061051 | 0.00153 | 1.7537e-06 | 4.421e-07 | 0.0092878 | 0.0092876 | 0.0092878 | 0.97783 | -0.42798 | 0.97813 | -0.42195 | 2.5516
35 | 0.014431 | 0.0036208 | -0.014424 | -0.003617 | 6.7967e-06 | 3.8781e-06 | 0.021955 | 0.021955 | 0.021955 | 0.97813 | -0.42195 | 0.97763 | -0.43183 | 6.0315
36 | -0.034145 | -0.0085647 | 0.034171 | 0.0085811 | 2.6222e-05 | 1.6457e-05 | 0.051947 | 0.051947 | 0.051947 | 0.97813 | -0.42195 | 0.97895 | -0.40585 | 14.2711
37 | 0.013609 | 0.0034138 | -0.013603 | -0.0034104 | 6.1003e-06 | 3.4281e-06 | 0.020704 | 0.020705 | 0.020705 | 0.97813 | -0.42195 | 0.97766 | -0.43135 | 5.6881
38 | 0.011325 | 0.0028402 | -0.011318 | -0.0028364 | 7.201e-06 | 3.7989e-06 | 0.017238 | 0.017238 | 0.017238 | 0.97763 | -0.43183 | 0.97695 | -0.44518 | 4.7357
39 | -0.036006 | -0.009041 | 0.036044 | 0.009065 | 3.8143e-05 | 2.3984e-05 | 0.054736 | 0.054736 | 0.054736 | 0.97895 | -0.40585 | 0.98009 | -0.38367 | 15.0373
40 | 0.001079 | 0.00026971 | -0.0010789 | -0.00027041 | 5.8931e-08 | -6.93e-07 | 0.001642 | 0.0016423 | 0.0016423 | 0.97766 | -0.43135 | 0.9776 | -0.4325 | 0.45117
41 | 0.012524 | 0.0031407 | -0.01252 | -0.0031386 | 3.8133e-06 | 2.0897e-06 | 0.019063 | 0.019063 | 0.019063 | 0.97766 | -0.43135 | 0.97733 | -0.43774 | 5.237
42 | 0.011878 | 0.0029776 | -0.011875 | -0.0029763 | 2.3451e-06 | 1.2613e-06 | 0.018084 | 0.018084 | 0.018084 | 0.97733 | -0.43774 | 0.97712 | -0.44189 | 4.9683
43 | -0.036044 | -0.009065 | 0.036061 | 0.0090752 | 1.6255e-05 | 1.0221e-05 | 0.054736 | 0.054736 | 0.054736 | 0.98009 | -0.38367 | 0.98057 | -0.37423 | 15.0373
44 | -0.037415 | -0.0094148 | 0.037431 | 0.0094246 | 1.5658e-05 | 9.8575e-06 | 0.056792 | 0.056791 | 0.056792 | 0.98057 | -0.37423 | 0.98102 | -0.36548 | 15.6021
45 | 0.0066557 | 0.0016682 | -0.0066545 | -0.0016678 | 1.2198e-06 | 3.8415e-07 | 0.010136 | 0.010136 | 0.010136 | 0.97712 | -0.44189 | 0.97692 | -0.44574 | 2.7846
46 | -0.038515 | -0.0096962 | 0.038518 | 0.0096985 | 3.6053e-06 | 2.2718e-06 | 0.058435 | 0.058435 | 0.058435 | 0.98102 | -0.36548 | 0.98112 | -0.36352 | 16.0536
47 | 0.015463 | 0.0038757 | -0.015462 | -0.003875 | 1.2311e-06 | 7.0969e-07 | 0.023235 | 0.023235 | 0.023235 | 0.99027 | -0.18696 | 0.99018 | -0.18863 | 6.3833
48 | -0.055735 | -0.014055 | 0.055747 | 0.014063 | 1.2314e-05 | 7.8193e-06 | 0.083277 | 0.083277 | 0.083277 | 0.99625 | -0.071393 | 0.99649 | -0.066779 | 22.8783
49 | -0.016924 | -0.0042424 | 0.016929 | 0.0042453 | 4.9578e-06 | 2.9087e-06 | 0.025402 | 0.025402 | 0.025402 | 0.9914 | -0.16538 | 0.99172 | -0.15923 | 6.9786
50 | -0.0082404 | -0.0020652 | 0.0082415 | 0.0020657 | 1.0852e-06 | 4.4733e-07 | 0.012328 | 0.012328 | 0.012328 | 0.99466 | -0.10204 | 0.9948 | -0.099275 | 3.3867
51 | -0.20126 | -0.050885 | 0.2015 | 0.051033 | 0.00023325 | 0.00014848 | 0.3012 | 0.3012 | 0.3012 | 0.9948 | -0.099275 | 0.99606 | -0.075141 | 27.5828
52 | 0.014438 | 0.0036193 | -0.014436 | -0.0036181 | 2.08e-06 | 1.1768e-06 | 0.021597 | 0.021597 | 0.021597 | 0.9948 | -0.099275 | 0.99465 | -0.1023 | 5.9331
53 | 0.17858 | 0.0452 | -0.17852 | -0.045161 | 6.1223e-05 | 3.8916e-05 | 0.26728 | 0.26728 | 0.26728 | 0.9948 | -0.099275 | 0.99443 | -0.10642 | 24.4762
54 | -0.208 | -0.052663 | 0.20819 | 0.052782 | 0.00018659 | 0.00011881 | 0.31092 | 0.31092 | 0.31092 | 0.99606 | -0.075141 | 0.99704 | -0.056475 | 28.4727
55 | 0.0065049 | 0.0016303 | -0.0065036 | -0.0016299 | 1.2862e-06 | 3.5051e-07 | 0.0097176 | 0.0097178 | 0.0097178 | 0.99606 | -0.075141 | 0.99585 | -0.079292 | 2.6697
56 | 0.0074168 | 0.0018589 | -0.007416 | -0.0018586 | 8.0922e-07 | 2.9044e-07 | 0.011096 | 0.011096 | 0.011096 | 0.99465 | -0.1023 | 0.99453 | -0.10459 | 3.0483
57 | 0.0099888 | 0.0025037 | -0.0099874 | -0.002503 | 1.4167e-06 | 6.8735e-07 | 0.014947 | 0.014947 | 0.014947 | 0.99443 | -0.10642 | 0.99428 | -0.1094 | 4.1063
58 | -0.21606 | -0.054754 | 0.21629 | 0.054901 | 0.00023054 | 0.00014685 | 0.32266 | 0.32266 | 0.32266 | 0.99704 | -0.056475 | 0.9982 | -0.034293 | 29.5479
59 | 0.0078496 | 0.0019673 | -0.0078486 | -0.0019669 | 9.9662e-07 | 3.8811e-07 | 0.011748 | 0.011748 | 0.011748 | 0.99428 | -0.1094 | 0.99414 | -0.11206 | 3.2274
60 | 0.013137 | 0.0032938 | -0.013135 | -0.0032924 | 2.4966e-06 | 1.3773e-06 | 0.019722 | 0.019722 | 0.019722 | 0.99121 | -0.16841 | 0.99101 | -0.1724 | 5.4182
61 | 0.0042571 | 0.0010664 | -0.0042568 | -0.0010664 | 2.5545e-07 | -5.3311e-08 | 0.0063771 | 0.0063772 | 0.0063772 | 0.9933 | -0.1282 | 0.99323 | -0.12946 | 1.752
62 | -0.29159 | -0.073898 | 0.29164 | 0.073936 | 5.9026e-05 | 3.7679e-05 | 0.43496 | 0.43496 | 0.43496 | 0.9982 | -0.034293 | 0.99842 | -0.030081 | 39.8311
63 | 0.0072492 | 0.0018169 | -0.0072485 | -0.0018167 | 7.0792e-07 | 2.4178e-07 | 0.010806 | 0.010807 | 0.010807 | 0.9982 | -0.034293 | 0.99809 | -0.036343 | 2.9688
64 | 0.06805 | 0.017181 | -0.067895 | -0.017082 | 0.00015487 | 9.8591e-05 | 0.10149 | 0.10149 | 0.10149 | 0.9982 | -0.034293 | 0.99572 | -0.081914 | 27.8808
65 | 0.0062279 | 0.0015607 | -0.0062269 | -0.0015605 | 1.0156e-06 | 2.4595e-07 | 0.0093218 | 0.009322 | 0.009322 | 0.99414 | -0.11206 | 0.99396 | -0.11549 | 2.561
66 | -0.0075271 | -0.0018865 | 0.0075276 | 0.0018867 | 5.8055e-07 | 2.1071e-07 | 0.011219 | 0.011219 | 0.011219 | 0.99834 | -0.031725 | 0.99842 | -0.030106 | 3.0822
67 | -0.014448 | -0.0036211 | 0.014448 | 0.0036211 | 1.7032e-08 | 9.6195e-09 | 0.021533 | 0.021533 | 0.021533 | 0.99842 | -0.030106 | 0.99842 | -0.030081 | 5.9156
68 | 0.010726 | 0.0026887 | -0.010726 | -0.0026886 | 2.7093e-07 | 1.3751e-07 | 0.016106 | 0.016106 | 0.016106 | 0.99101 | -0.1724 | 0.99098 | -0.17293 | 4.4247
69 | 0.0094724 | 0.0023744 | -0.0094704 | -0.0023735 | 1.9446e-06 | 9.1439e-07 | 0.014223 | 0.014224 | 0.014224 | 0.99098 | -0.17293 | 0.99076 | -0.17724 | 3.9076
70 | 0.0028621 | 0.00071704 | -0.002862 | -0.00071727 | 1.8837e-07 | -2.3086e-07 | 0.0042944 | 0.0042945 | 0.0042945 | 0.99172 | -0.15923 | 0.99165 | -0.16061 | 1.1798
71 | -0.019791 | -0.0049623 | 0.019802 | 0.004969 | 1.1062e-05 | 6.6479e-06 | 0.029697 | 0.029696 | 0.029697 | 0.99172 | -0.15923 | 0.99232 | -0.14751 | 8.1584
72 | -0.024037 | -0.0060302 | 0.024046 | 0.0060359 | 9.3076e-06 | 5.71e-06 | 0.036046 | 0.036046 | 0.036046 | 0.99232 | -0.14751 | 0.99274 | -0.13939 | 9.9028
73 | -0.026262 | -0.0065913 | 0.026264 | 0.0065926 | 2.0074e-06 | 1.2401e-06 | 0.039367 | 0.039367 | 0.039367 | 0.99274 | -0.13939 | 0.99283 | -0.13779 | 10.8152
74 | -0.028579 | -0.0071728 | 0.028586 | 0.007177 | 6.8383e-06 | 4.248e-06 | 0.042837 | 0.042837 | 0.042837 | 0.99283 | -0.13779 | 0.99308 | -0.13277 | 11.7685
75 | -0.046255 | -0.011608 | 0.04627 | 0.011617 | 1.4923e-05 | 9.4433e-06 | 0.069313 | 0.069313 | 0.069313 | 0.99308 | -0.13277 | 0.99343 | -0.12601 | 19.0422
76 | 0.017669 | 0.0044308 | -0.017665 | -0.0044282 | 4.2789e-06 | 2.5279e-06 | 0.026476 | 0.026476 | 0.026476 | 0.99308 | -0.13277 | 0.99282 | -0.13785 | 7.2737
77 | -0.049186 | -0.012348 | 0.049231 | 0.012377 | 4.5432e-05 | 2.8787e-05 | 0.073681 | 0.073681 | 0.073681 | 0.99343 | -0.12601 | 0.99444 | -0.10666 | 20.2419
78 | 0.014749 | 0.0036974 | -0.014746 | -0.0036956 | 3.1749e-06 | 1.8079e-06 | 0.022106 | 0.022106 | 0.022106 | 0.99282 | -0.13785 | 0.99259 | -0.14237 | 6.0731
79 | 0.0049429 | 0.0012388 | -0.0049427 | -0.0012388 | 2.0574e-07 | 2.5308e-09 | 0.0074101 | 0.0074101 | 0.0074101 | 0.99259 | -0.14237 | 0.99254 | -0.14325 | 2.0357
80 | -0.053296 | -0.013395 | 0.053297 | 0.013396 | 1.5287e-06 | 9.7007e-07 | 0.079762 | 0.079762 | 0.079762 | 0.99444 | -0.10666 | 0.99447 | -0.10606 | 21.9127
81 | -0.058829 | -0.014783 | 0.058836 | 0.014787 | 6.5162e-06 | 4.1412e-06 | 0.08804 | 0.08804 | 0.08804 | 0.99447 | -0.10606 | 0.99459 | -0.10374 | 24.1867
82 | -0.061524 | -0.015461 | 0.061588 | 0.015501 | 6.4181e-05 | 4.0813e-05 | 0.092061 | 0.092061 | 0.092061 | 0.99459 | -0.10374 | 0.99572 | -0.081914 | 25.2916
83 | -0.30609 | -0.077557 | 0.30654 | 0.07784 | 0.00044305 | 0.00028288 | 0.45649 | 0.45649 | 0.45649 | 0.99842 | -0.030081 | 1 | 0 | 41.8029
84 | -0.019775 | -0.0049561 | 0.019779 | 0.0049584 | 3.8779e-06 | 2.3271e-06 | 0.029519 | 0.029519 | 0.029519 | 0.99684 | -0.060216 | 0.99705 | -0.056101 | 8.1096
85 | -0.019779 | -0.0049584 | 0.01978 | 0.0049588 | 6.6953e-07 | 4.0177e-07 | 0.029519 | 0.029519 | 0.029519 | 0.99705 | -0.056101 | 0.99709 | -0.055391 | 8.1096
86 | 0.25398 | 0.064581 | -0.25384 | -0.064493 | 0.00013925 | 8.8819e-05 | 0.37936 | 0.37936 | 0.37936 | 0.99709 | -0.055391 | 0.99649 | -0.066779 | 34.7397
87 | -0.27376 | -0.06954 | 0.27407 | 0.069739 | 0.00031131 | 0.00019866 | 0.40888 | 0.40888 | 0.40888 | 0.99709 | -0.055391 | 0.99833 | -0.031795 | 37.4429
88 | 0.27672 | 0.070568 | -0.2763 | -0.070297 | 0.00042411 | 0.00027065 | 0.4122 | 0.4122 | 0.4122 | 1 | 0 | 0.99833 | -0.031795 | 37.747
89 | 0.19809 | 0.05043 | -0.19795 | -0.050341 | 0.00013914 | 8.8556e-05 | 0.29608 | 0.29608 | 0.29608 | 0.99649 | -0.066779 | 0.99573 | -0.081357 | 27.1136
90 | 0.19628 | 0.049922 | -0.19617 | -0.04985 | 0.00011393 | 7.25e-05 | 0.29358 | 0.29358 | 0.29358 | 0.99573 | -0.081357 | 0.9951 | -0.093411 | 26.8848
91 | -0.069315 | -0.017442 | 0.069321 | 0.017445 | 5.4847e-06 | 3.4934e-06 | 0.105 | 0.105 | 0.105 | 0.98255 | -0.33564 | 0.98263 | -0.33399 | 28.846
92 | 0.058144 | 0.014642 | -0.058143 | -0.014641 | 1.0855e-06 | 6.9001e-07 | 0.088081 | 0.088081 | 0.088081 | 0.98255 | -0.33564 | 0.98253 | -0.33603 | 24.198
93 | -0.07771 | -0.019548 | 0.077867 | 0.019648 | 0.00015649 | 9.9768e-05 | 0.1177 | 0.1177 | 0.1177 | 0.98263 | -0.33399 | 0.98479 | -0.29193 | 32.3362
94 | 0.049791 | 0.012548 | -0.049738 | -0.012515 | 5.2278e-05 | 3.3148e-05 | 0.075432 | 0.075432 | 0.075432 | 0.98253 | -0.33603 | 0.9814 | -0.358 | 20.723
95 | -0.085882 | -0.021657 | 0.085933 | 0.021689 | 5.0935e-05 | 3.2496e-05 | 0.12981 | 0.12981 | 0.12981 | 0.98479 | -0.29193 | 0.98543 | -0.27954 | 35.6632
96 | 0.044881 | 0.011298 | -0.044869 | -0.01129 | 1.1837e-05 | 7.4899e-06 | 0.068066 | 0.068066 | 0.068066 | 0.9814 | -0.358 | 0.98112 | -0.36352 | 18.6996
97 | 0.02454 | 0.0061548 | -0.024531 | -0.0061496 | 8.3931e-06 | 5.164e-06 | 0.037057 | 0.037057 | 0.037057 | 0.98543 | -0.27954 | 0.98506 | -0.28672 | 10.1804
98 | -0.11047 | -0.027844 | 0.1106 | 0.027924 | 0.00012496 | 7.9823e-05 | 0.16687 | 0.16687 | 0.16687 | 0.98543 | -0.27954 | 0.98665 | -0.25593 | 45.8436
99 | 0.0147 | 0.0036858 | -0.014697 | -0.003684 | 2.9863e-06 | 1.7057e-06 | 0.022206 | 0.022206 | 0.022206 | 0.98506 | -0.28672 | 0.98484 | -0.29099 | 6.1006
100 | -0.11962 | -0.030185 | 0.11967 | 0.030215 | 4.7365e-05 | 3.0264e-05 | 0.18048 | 0.18048 | 0.18048 | 0.98665 | -0.25593 | 0.98707 | -0.24767 | 49.582
101 | 0.013048 | 0.0032708 | -0.013046 | -0.0032696 | 2.0359e-06 | 1.1253e-06 | 0.019715 | 0.019715 | 0.019715 | 0.98484 | -0.29099 | 0.98468 | -0.29426 | 5.4162
102 | -0.1242 | -0.03135 | 0.12422 | 0.031369 | 2.908e-05 | 1.8583e-05 | 0.1873 | 0.1873 | 0.1873 | 0.98707 | -0.24767 | 0.98733 | -0.24278 | 51.4573
103 | -0.18875 | -0.047883 | 0.18885 | 0.047945 | 9.6173e-05 | 6.1177e-05 | 0.2829 | 0.2829 | 0.2829 | 0.99352 | -0.12359 | 0.99407 | -0.113 | 25.9068
104 | 0.18489 | 0.046916 | -0.18485 | -0.046892 | 3.7339e-05 | 2.3746e-05 | 0.27712 | 0.27712 | 0.27712 | 0.99352 | -0.12359 | 0.9933 | -0.12779 | 25.3773
105 | -0.19165 | -0.048647 | 0.19172 | 0.048693 | 7.2175e-05 | 4.592e-05 | 0.2871 | 0.2871 | 0.2871 | 0.99407 | -0.113 | 0.99448 | -0.10517 | 26.2909
106 | 0.18229 | 0.046249 | -0.18227 | -0.046236 | 2.0511e-05 | 1.3042e-05 | 0.27328 | 0.27328 | 0.27328 | 0.9933 | -0.12779 | 0.99318 | -0.13013 | 25.0254
107 | -0.19458 | -0.04941 | 0.19469 | 0.04948 | 0.00011019 | 7.0116e-05 | 0.29138 | 0.29138 | 0.29138 | 0.99448 | -0.10517 | 0.9951 | -0.093411 | 26.6829
108 | 0.17924 | 0.045476 | -0.17913 | -0.045408 | 0.00010692 | 6.797e-05 | 0.26874 | 0.26874 | 0.26874 | 0.99318 | -0.13013 | 0.99253 | -0.14254 | 24.6095
109 | 0.17306 | 0.043888 | -0.17303 | -0.043867 | 3.2712e-05 | 2.0785e-05 | 0.25964 | 0.25964 | 0.25964 | 0.99253 | -0.14254 | 0.99233 | -0.14647 | 23.7766
110 | 0.1712 | 0.043409 | -0.17107 | -0.043326 | 0.0001305 | 8.3248e-05 | 0.2569 | 0.2569 | 0.2569 | 0.99233 | -0.14647 | 0.9915 | -0.16234 | 35.2882
111 | -0.1262 | -0.031864 | 0.12641 | 0.031998 | 0.00021064 | 0.00013461 | 0.19028 | 0.19028 | 0.19028 | 0.98733 | -0.24278 | 0.98913 | -0.208 | 52.2754
112 | -0.12851 | -0.032524 | 0.12879 | 0.032705 | 0.00028233 | 0.00018043 | 0.19344 | 0.19344 | 0.19344 | 0.98913 | -0.208 | 0.9915 | -0.16234 | 53.1426
113 | 0.042279 | 0.010621 | -0.042266 | -0.010612 | 1.3286e-05 | 8.3895e-06 | 0.06346 | 0.06346 | 0.06346 | 0.9915 | -0.16234 | 0.99116 | -0.16893 | 17.434
114 | 0.039214 | 0.0098476 | -0.039199 | -0.0098385 | 1.4536e-05 | 9.1592e-06 | 0.058879 | 0.058879 | 0.058879 | 0.99116 | -0.16893 | 0.99076 | -0.1767 | 16.1754
115 | 0.034437 | 0.0086449 | -0.034432 | -0.0086415 | 5.4096e-06 | 3.3927e-06 | 0.051726 | 0.051726 | 0.051726 | 0.99076 | -0.1767 | 0.99059 | -0.18 | 14.2105
116 | 0.032568 | 0.0081745 | -0.032558 | -0.0081682 | 1.0101e-05 | 6.3195e-06 | 0.048927 | 0.048927 | 0.048927 | 0.99059 | -0.18 | 0.99025 | -0.1865 | 13.4415
117 | 0.030188 | 0.0075742 | -0.030181 | -0.0075697 | 7.2024e-06 | 4.4895e-06 | 0.045365 | 0.045366 | 0.045366 | 0.99025 | -0.1865 | 0.98999 | -0.19151 | 12.4631
118 | 0.010418 | 0.0026113 | -0.010416 | -0.0026104 | 1.644e-06 | 8.2228e-07 | 0.015659 | 0.015659 | 0.015659 | 0.98999 | -0.19151 | 0.98982 | -0.19482 | 4.3019
119 | 0.019763 | 0.0049584 | -0.019757 | -0.004955 | 5.7486e-06 | 3.4558e-06 | 0.029707 | 0.029707 | 0.029707 | 0.98999 | -0.19151 | 0.98968 | -0.19761 | 8.1612
120 | 0.0065018 | 0.0016294 | -0.0065016 | -0.0016293 | 2.2156e-07 | 6.231e-08 | 0.0097743 | 0.0097743 | 0.0097743 | 0.98982 | -0.19482 | 0.98979 | -0.19553 | 2.6852
121 | 0.017623 | 0.00442 | -0.017614 | -0.0044151 | 8.2712e-06 | 4.8901e-06 | 0.026497 | 0.026498 | 0.026498 | 0.98968 | -0.19761 | 0.98917 | -0.20746 | 7.2796
122 | 0.0034019 | 0.00085246 | -0.0034017 | -0.00085255 | 1.3384e-07 | -8.9718e-08 | 0.0051142 | 0.0051143 | 0.0051143 | 0.98979 | -0.19553 | 0.98974 | -0.19636 | 1.405
123 | 0.013626 | 0.0034155 | -0.013625 | -0.0034151 | 6.4211e-07 | 3.5864e-07 | 0.020498 | 0.020498 | 0.020498 | 0.98917 | -0.20746 | 0.98912 | -0.20845 | 5.6312
124 | 0.010122 | 0.0025371 | -0.01012 | -0.0025364 | 1.3241e-06 | 6.5197e-07 | 0.015227 | 0.015227 | 0.015227 | 0.98912 | -0.20845 | 0.98898 | -0.21119 | 4.1833
125 | -0.0062857 | -0.0015754 | 0.0062865 | 0.0015756 | 7.9731e-07 | 2.0538e-07 | 0.0094588 | 0.0094587 | 0.0094588 | 0.98884 | -0.21386 | 0.98898 | -0.21119 | 2.5986
126 | 0.0032566 | 0.00081602 | -0.0032565 | -0.00081614 | 1.4948e-07 | -1.2169e-07 | 0.0048753 | 0.0048753 | 0.0048753 | 0.99396 | -0.11549 | 0.99391 | -0.11645 | 1.3394
127 | -0.0030025 | -0.0007525 | 0.0030028 | 0.00075214 | 3.3388e-07 | -3.5563e-07 | 0.0044987 | 0.0044985 | 0.0044987 | 0.99311 | -0.13179 | 0.99323 | -0.12946 | 1.2359

## res_trafo
| p_hv_mw | q_hv_mvar | p_lv_mw | q_lv_mvar | pl_mw | ql_mvar | i_hv_ka | i_lv_ka | vm_hv_pu | va_hv_degree | vm_lv_pu | va_lv_degree | loading_percent
0 | -1.2729e-15 | -1.3162e-15 | 0.00165 | 1.2699e-07 | 0.00165 | 1.2699e-07 | 5.2857e-17 | 0.0023815 | 0.99998 | 149.9956 | 1 | 0 | 0.2619

## res_ext_grid
| p_mw | q_mvar
0 | 0.59398 | 0.15068

## res_load
| p_mw | q_mvar
0 | 0.065202 | 0.016341
1 | 0.0185 | 0.0046366
2 | 0.0072031 | 0.0018053
3 | 0.02175 | 0.0054511
4 | 0.0015042 | 0.00037698
5 | 0.0081807 | 0.0020503
6 | 0.002686 | 0.00067318
7 | 0.015545 | 0.0038961
8 | 0.0084016 | 0.0021056
9 | 0.0016927 | 0.00042424
10 | 0.0021445 | 0.00053746
11 | 0.0080893 | 0.0020274
12 | 0.0011998 | 0.00030071
13 | 0.0013856 | 0.00034726
14 | 0.0051054 | 0.0012795
15 | 0.004986 | 0.0012496
16 | 0.0024764 | 0.00062064
17 | 0.003627 | 0.000909
18 | 0.0030992 | 0.00077674
19 | 0.0018351 | 0.00045991
20 | 0.0010789 | 0.00027041
21 | 0.00064258 | 0.00016105
22 | 0.0013548 | 0.00033954
23 | 0.011318 | 0.0028364
24 | 0.0052196 | 0.0013082
25 | 0.0010837 | 0.00027159
26 | 0.0028064 | 0.00070335
27 | 0.0066545 | 0.0016678
28 | 0.0024104 | 0.0006041
29 | 0.0023965 | 0.00060061
30 | 0.019409 | 0.0048643
31 | 0.0082404 | 0.0020652
32 | 0.0070192 | 0.0017592
33 | 0.0078675 | 0.0019718
34 | 0.0065036 | 0.0016299
35 | 0.007416 | 0.0018586
36 | 0.0021378 | 0.00053578
37 | 0.0034038 | 0.00085307
38 | 0.0029914 | 0.00074971
39 | 0.0016207 | 0.00040618
40 | 0.0075271 | 0.0018865
41 | 0.0069204 | 0.0017344
42 | 0.0024087 | 0.00060367
43 | 0.0012535 | 0.00031417
44 | 0.0094704 | 0.0023735
45 | 0.002862 | 0.00071727
46 | 0.0042345 | 0.0010613
47 | 0.0022159 | 0.00055537
48 | 0.0023152 | 0.00058024
49 | 0.0029157 | 0.00073073
50 | 0.0029159 | 0.00073079
51 | 0.009803 | 0.0024569
52 | 0.0049427 | 0.0012388
53 | 0.0040643 | 0.0010186
54 | 0.005532 | 0.0013864
55 | 0.0026881 | 0.00067371
56 | 0.0063068 | 0.0015806
57 | 0.0072485 | 0.0018167
58 | 0.019775 | 0.0049561
59 | 0.0090695 | 0.002273
60 | 0.0022283 | 0.00055847
61 | 0.001672 | 0.00041904
62 | 0.011171 | 0.0027998
63 | 0.0083895 | 0.0021026
64 | 0.0083522 | 0.0020933
65 | 0.008015 | 0.0020087
66 | 0.0048577 | 0.0012175
67 | 0.0063503 | 0.0015915
68 | 0.0098311 | 0.0024639
69 | 0.0090229 | 0.0022613
70 | 0.015462 | 0.003875
71 | 0.001649 | 0.00041328
72 | 0.0045281 | 0.0011349
73 | 0.0038602 | 0.00096745
74 | 0.0028023 | 0.00070233
75 | 0.0025651 | 0.00064289
76 | 0.0028609 | 0.00071702
77 | 0.0030319 | 0.00075988
78 | 0.001475 | 0.00036966
79 | 0.0060664 | 0.0015204
80 | 0.0018288 | 0.00045834
81 | 0.0019757 | 0.00049517
82 | 0.0020983 | 0.00052588
83 | 0.013046 | 0.0032696
84 | 0.0030516 | 0.0007648
85 | 0.0047624 | 0.0011936
86 | 0.0018634 | 0.00046701
87 | 0.0023702 | 0.00059402
88 | 0.0039144 | 0.00098104
89 | 0.0021346 | 0.00053497
90 | 0.0030998 | 0.00077687
91 | 0.0039885 | 0.00099962
92 | 0.0034017 | 0.00085255
93 | 0.0035036 | 0.00087807
94 | 0.0062857 | 0.0015754
95 | 0.0038338 | 0.00096085
96 | 0.0029703 | 0.00074443
97 | 0.0032565 | 0.00081614
98 | 0.0030025 | 0.0007525
99 | 0.001254 | 0.00031428

## dtypes
| element | column | dtype
0 | bus | name | object
1 | bus | vn_kv | float64
2 | bus | type | object
3 | bus | zone | object
4 | bus | in_service | bool
5 | load | name | object
6 | load | bus | uint32
7 | load | p_mw | float64
8 | load | q_mvar | float64
9 | load | const_z_percent | float64
10 | load | const_i_percent | float64
11 | load | sn_mva | float64
12 | load | scaling | float64
13 | load | in_service | bool
14 | load | type | object
15 | ext_grid | name | object
16 | ext_grid | bus | uint32
17 | ext_grid | vm_pu | float64
18 | ext_grid | va_degree | float64
19 | ext_grid | slack_weight | float64
20 | ext_grid | in_service | bool
21 | line | name | object
22 | line | std_type | object
23 | line | from_bus | uint32
24 | line | to_bus | uint32
25 | line | length_km | float64
26 | line | r_ohm_per_km | float64
27 | line | x_ohm_per_km | float64
28 | line | c_nf_per_km | float64
29 | line | g_us_per_km | float64
30 | line | max_i_ka | float64
31 | line | df | float64
32 | line | parallel | uint32
33 | line | type | object
34 | line | in_service | bool
35 | trafo | name | object
36 | trafo | std_type | object
37 | trafo | hv_bus | uint32
38 | trafo | lv_bus | uint32
39 | trafo | sn_mva | float64
40 | trafo | vn_hv_kv | float64
41 | trafo | vn_lv_kv | float64
42 | trafo | vk_percent | float64
43 | trafo | vkr_percent | float64
44 | trafo | pfe_kw | float64
45 | trafo | i0_percent | float64
46 | trafo | shift_degree | float64
47 | trafo | tap_side | object
48 | trafo | tap_neutral | int32
49 | trafo | tap_min | int32
50 | trafo | tap_max | int32
51 | trafo | tap_step_percent | float64
52 | trafo | tap_step_degree | float64
53 | trafo | tap_pos | int32
54 | trafo | tap_phase_shifter | bool
55 | trafo | parallel | uint32
56 | trafo | df | float64
57 | trafo | in_service | bool
58 | line_geodata | coords | object
59 | bus_geodata | x | float64
60 | bus_geodata | y | float64
61 | bus_geodata | coords | object
62 | res_bus | vm_pu | float64
63 | res_bus | va_degree | float64
64 | res_bus | p_mw | float64
65 | res_bus | q_mvar | float64
66 | res_line | p_from_mw | float64
67 | res_line | q_from_mvar | float64
68 | res_line | p_to_mw | float64
69 | res_line | q_to_mvar | float64
70 | res_line | pl_mw | float64
71 | res_line | ql_mvar | float64
72 | res_line | i_from_ka | float64
73 | res_line | i_to_ka | float64
74 | res_line | i_ka | float64
75 | res_line | vm_from_pu | float64
76 | res_line | va_from_degree | float64
77 | res_line | vm_to_pu | float64
78 | res_line | va_to_degree | float64
79 | res_line | loading_percent | float64
80 | res_trafo | p_hv_mw | float64
81 | res_trafo | q_hv_mvar | float64
82 | res_trafo | p_lv_mw | float64
83 | res_trafo | q_lv_mvar | float64
84 | res_trafo | pl_mw | float64
85 | res_trafo | ql_mvar | float64
86 | res_trafo | i_hv_ka | float64
87 | res_trafo | i_lv_ka | float64
88 | res_trafo | vm_hv_pu | float64
89 | res_trafo | va_hv_degree | float64
90 | res_trafo | vm_lv_pu | float64
91 | res_trafo | va_lv_degree | float64
92 | res_trafo | loading_percent | float64
93 | res_ext_grid | p_mw | float64
94 | res_ext_grid | q_mvar | float64
95 | res_load | p_mw | float64
96 | res_load | q_mvar | float64

## parameters
| version | format_version | converged | OPF_converged | name | f_hz | sn_mva
0 | 2.14.6 | 2.14.0 | TRUE | FALSE |  | 50 | 1