## bus
| name | vn_kv | type | zone | in_service
0 | bus_LV_1372-13_0_2_node_0 | 0.4 | n |  | TRUE
1 | bus_LV_1372-13_0_2_node_1 | 0.4 | n |  | TRUE
2 | bus_LV_1372-13_0_2_node_2 | 0.4 | n |  | TRUE
3 | bus_LV_1372-13_0_2_node_3 | 0.4 | n |  | TRUE
4 | bus_LV_1372-13_0_2_node_4 | 0.4 | n |  | TRUE
5 | bus_LV_1372-13_0_2_node_5 | 0.4 | n |  | TRUE
6 | bus_LV_1372-13_0_2_node_6 | 0.4 | n |  | TRUE
7 | bus_LV_1372-13_0_2_node_7 | 0.4 | n |  | TRUE
8 | bus_LV_1372-13_0_2_node_8 | 0.4 | n |  | TRUE
9 | bus_LV_1372-13_0_2_node_9 | 0.4 | n |  | TRUE
10 | bus_LV_1372-13_0_2_node_10 | 0.4 | n |  | TRUE
11 | bus_LV_1372-13_0_2_node_11 | 0.4 | n |  | TRUE
12 | bus_LV_1372-13_0_2_node_90 | 0.4 | n |  | TRUE
13 | bus_LV_1372-13_0_2_node_27 | 0.4 | n |  | TRUE
14 | bus_LV_1372-13_0_2_node_51 | 0.4 | n |  | TRUE
15 | bus_LV_1372-13_0_2_node_89 | 0.4 | n |  | TRUE
16 | bus_LV_1372-13_0_2_node_71 | 0.4 | n |  | TRUE
17 | bus_LV_1372-13_0_2_node_22 | 0.4 | n |  | TRUE
18 | bus_LV_1372-13_0_2_node_52 | 0.4 | n |  | TRUE
19 | bus_LV_1372-13_0_2_node_87 | 0.4 | n |  | TRUE
20 | bus_LV_1372-13_0_2_node_12 | 0.4 | n |  | TRUE
21 | bus_LV_1372-13_0_2_node_13 | 0.4 | n |  | TRUE
22 | bus_LV_1372-13_0_2_node_15 | 0.4 | n |  | TRUE
23 | bus_LV_1372-13_0_2_node_16 | 0.4 | n |  | TRUE
24 | bus_LV_1372-13_0_2_node_17 | 0.4 | n |  | TRUE
25 | bus_LV_1372-13_0_2_node_24 | 0.4 | n |  | TRUE
26 | bus_LV_1372-13_0_2_node_60 | 0.4 | n |  | TRUE
27 | bus_LV_1372-13_0_2_node_20 | 0.4 | n |  | TRUE
28 | bus_LV_1372-13_0_2_node_18 | 0.4 | n |  | TRUE
29 | bus_LV_1372-13_0_2_node_21 | 0.4 | n |  | TRUE
30 | bus_LV_1372-13_0_2_node_19 | 0.4 | n |  | TRUE
31 | bus_LV_1372-13_0_2_node_23 | 0.4 | n |  | TRUE
32 | bus_LV_1372-13_0_2_node_25 | 0.4 | n |  | TRUE
33 | bus_LV_1372-13_0_2_node_26 | 0.4 | n |  | TRUE
34 | bus_LV_1372-13_0_2_node_64 | 0.4 | n |  | TRUE
35 | bus_LV_1372-13_0_2_node_73 | 0.4 | n |  | TRUE
36 | bus_LV_1372-13_0_2_node_70 | 0.4 | n |  | TRUE
37 | bus_LV_1372-13_0_2_node_28 | 0.4 | n |  | TRUE
38 | bus_LV_1372-13_0_2_node_29 | 0.4 | n |  | TRUE
39 | bus_LV_1372-13_0_2_node_30 | 0.4 | n |  | TRUE
40 | bus_LV_1372-13_0_2_node_31 | 0.4 | n |  | TRUE
41 | bus_LV_1372-13_0_2_node_32 | 0.4 | n |  | TRUE
42 | bus_LV_1372-13_0_2_node_33 | 0.4 | n |  | TRUE
43 | bus_LV_1372-13_0_2_node_44 | 0.4 | n |  | TRUE
44 | bus_LV_1372-13_0_2_node_41 | 0.4 | n |  | TRUE
45 | bus_LV_1372-13_0_2_node_40 | 0.4 | n |  | TRUE
46 | bus_LV_1372-13_0_2_node_46 | 0.4 | n |  | TRUE
47 | bus_LV_1372-13_0_2_node_42 | 0.4 | n |  | TRUE
48 | bus_LV_1372-13_0_2_node_48 | 0.4 | n |  | TRUE
49 | bus_LV_1372-13_0_2_node_49 | 0.4 | n |  | TRUE
50 | bus_LV_1372-13_0_2_node_50 | 0.4 | n |  | TRUE
51 | bus_LV_1372-13_0_2_node_39 | 0.4 | n |  | TRUE
52 | bus_LV_1372-13_0_2_node_34 | 0.4 | n |  | TRUE
53 | bus_LV_1372-13_0_2_node_35 | 0.4 | n |  | TRUE
54 | bus_LV_1372-13_0_2_node_36 | 0.4 | n |  | TRUE
55 | bus_LV_1372-13_0_2_node_59 | 0.4 | n |  | TRUE
56 | bus_LV_1372-13_0_2_node_47 | 0.4 | n |  | TRUE
57 | bus_LV_1372-13_0_2_node_37 | 0.4 | n |  | TRUE
58 | bus_LV_1372-13_0_2_node_38 | 0.4 | n |  | TRUE
59 | bus_LV_1372-13_0_2_node_63 | 0.4 | n |  | TRUE
60 | bus_LV_1372-13_0_2_node_61 | 0.4 | n |  | TRUE
61 | bus_LV_1372-13_0_2_node_56 | 0.4 | n |  | TRUE
62 | bus_LV_1372-13_0_2_node_54 | 0.4 | n |  | TRUE
63 | bus_LV_1372-13_0_2_node_43 | 0.4 | n |  | TRUE
64 | bus_LV_1372-13_0_2_node_45 | 0.4 | n |  | TRUE
65 | bus_LV_1372-13_0_2_node_58 | 0.4 | n |  | TRUE
66 | bus_LV_1372-13_0_2_node_62 | 0.4 | n |  | TRUE
67 | bus_LV_1372-13_0_2_node_57 | 0.4 | n |  | TRUE
68 | bus_LV_1372-13_0_2_node_55 | 0.4 | n |  | TRUE
69 | bus_LV_1372-13_0_2_node_53 | 0.4 | n |  | TRUE
70 | bus_LV_1372-13_0_2_node_65 | 0.4 | n |  | TRUE
71 | bus_LV_1372-13_0_2_node_66 | 0.4 | n |  | TRUE
72 | bus_LV_1372-13_0_2_node_67 | 0.4 | n |  | TRUE
73 | bus_LV_1372-13_0_2_node_68 | 0.4 | n |  | TRUE
74 | bus_LV_1372-13_0_2_node_69 | 0.4 | n |  | TRUE
75 | bus_LV_1372-13_0_2_node_98 | 0.4 | n |  | TRUE
76 | bus_LV_1372-13_0_2_node_72 | 0.4 | n |  | TRUE
77 | bus_LV_1372-13_0_2_node_74 | 0.4 | n |  | TRUE
78 | bus_LV_1372-13_0_2_node_75 | 0.4 | n |  | TRUE
79 | bus_LV_1372-13_0_2_node_76 | 0.4 | n |  | TRUE
80 | bus_LV_1372-13_0_2_node_92 | 0.4 | n |  | TRUE
81 | bus_LV_1372-13_0_2_node_93 | 0.4 | n |  | TRUE
82 | bus_LV_1372-13_0_2_node_77 | 0.4 | n |  | TRUE
83 | bus_LV_1372-13_0_2_node_82 | 0.4 | n |  | TRUE
84 | bus_LV_1372-13_0_2_node_78 | 0.4 | n |  | TRUE
85 | bus_LV_1372-13_0_2_node_79 | 0.4 | n |  | TRUE
86 | bus_LV_1372-13_0_2_node_80 | 0.4 | n |  | TRUE
87 | bus_LV_1372-13_0_2_node_81 | 0.4 | n |  | TRUE
88 | bus_LV_1372-13_0_2_node_88 | 0.4 | n |  | TRUE
89 | bus_LV_1372-13_0_2_node_86 | 0.4 | n |  | TRUE
90 | bus_LV_1372-13_0_2_node_83 | 0.4 | n |  | TRUE
91 | bus_LV_1372-13_0_2_node_84 | 0.4 | n |  | TRUE
92 | bus_LV_1372-13_0_2_node_99 | 0.4 | n |  | TRUE
93 | bus_LV_1372-13_0_2_node_85 | 0.4 | n |  | TRUE
94 | bus_LV_1372-13_0_2_node_95 | 0.4 | n |  | TRUE
95 | bus_LV_1372-13_0_2_node_94 | 0.4 | n |  | TRUE
96 | bus_MV_0_node_25 | 20 | n |  | TRUE

## load
| name | bus | p_mw | q_mvar | const_z_percent | const_i_percent | sn_mva | scaling | in_service | type
0 | LV_1372-13_0_2_load_0 | 0 | 0.00055726 | 0.00013966 | 0 | 0 |  | 1 | TRUE | wye
1 | LV_1372-13_0_2_load_1 | 1 | 0.0011541 | 0.00028925 | 0 | 0 |  | 1 | TRUE | wye
2 | LV_1372-13_0_2_load_5 | 5 | 0.0013106 | 0.00032847 | 0 | 0 |  | 1 | TRUE | wye
3 | LV_1372-13_0_2_load_6 | 6 | 0.00070412 | 0.00017647 | 0 | 0 |  | 1 | TRUE | wye
4 | LV_1372-13_0_2_load_8 | 8 | 0.0016566 | 0.00041519 | 0 | 0 |  | 1 | TRUE | wye
5 | LV_1372-13_0_2_load_9 | 9 | 0.00033355 | 8.3596e-05 | 0 | 0 |  | 1 | TRUE | wye
6 | LV_1372-13_0_2_load_10 | 10 | 0.0010111 | 0.00025342 | 0 | 0 |  | 1 | TRUE | wye
7 | LV_1372-13_0_2_load_90 | 12 | 0.0006133 | 0.00015371 | 0 | 0 |  | 1 | TRUE | wye
8 | LV_1372-13_0_2_load_51 | 14 | 0.00042511 | 0.00010654 | 0 | 0 |  | 1 | TRUE | wye
9 | LV_1372-13_0_2_load_89 | 15 | 0.00057426 | 0.00014392 | 0 | 0 |  | 1 | TRUE | wye
10 | LV_1372-13_0_2_load_22 | 17 | 0.00037796 | 9.4727e-05 | 0 | 0 |  | 1 | TRUE | wye
11 | LV_1372-13_0_2_load_52 | 18 | 0.00048214 | 0.00012083 | 0 | 0 |  | 1 | TRUE | wye
12 | LV_1372-13_0_2_load_12 | 20 | 0.00023535 | 5.8983e-05 | 0 | 0 |  | 1 | TRUE | wye
13 | LV_1372-13_0_2_load_15 | 22 | 0.00021711 | 5.4412e-05 | 0 | 0 |  | 1 | TRUE | wye
14 | LV_1372-13_0_2_load_16 | 23 | 0.00062327 | 0.00015621 | 0 | 0 |  | 1 | TRUE | wye
15 | LV_1372-13_0_2_load_17 | 24 | 0.00019372 | 4.855e-05 | 0 | 0 |  | 1 | TRUE | wye
16 | LV_1372-13_0_2_load_60 | 26 | 0.00027381 | 6.8624e-05 | 0 | 0 |  | 1 | TRUE | wye
17 | LV_1372-13_0_2_load_21 | 29 | 0.00034996 | 8.7709e-05 | 0 | 0 |  | 1 | TRUE | wye
18 | LV_1372-13_0_2_load_23 | 31 | 0.00105 | 0.00026316 | 0 | 0 |  | 1 | TRUE | wye
19 | LV_1372-13_0_2_load_25 | 32 | 0.00030333 | 7.6021e-05 | 0 | 0 |  | 1 | TRUE | wye
20 | LV_1372-13_0_2_load_26 | 33 | 0.00035027 | 8.7785e-05 | 0 | 0 |  | 1 | TRUE | wye
21 | LV_1372-13_0_2_load_64 | 34 | 0.0011053 | 0.00027703 | 0 | 0 |  | 1 | TRUE | wye
22 | LV_1372-13_0_2_load_73 | 35 | 0.00020517 | 5.1421e-05 | 0 | 0 |  | 1 | TRUE | wye
23 | LV_1372-13_0_2_load_70 | 36 | 0.00040666 | 0.00010192 | 0 | 0 |  | 1 | TRUE | wye
24 | LV_1372-13_0_2_load_28 | 37 | 0.00017239 | 4.3204e-05 | 0 | 0 |  | 1 | TRUE | wye
25 | LV_1372-13_0_2_load_29 | 38 | 0.00051015 | 0.00012786 | 0 | 0 |  | 1 | TRUE | wye
26 | LV_1372-13_0_2_load_30 | 39 | 0.0008514 | 0.00021338 | 0 | 0 |  | 1 | TRUE | wye
27 | LV_1372-13_0_2_load_32 | 41 | 0.00028754 | 7.2065e-05 | 0 | 0 |  | 1 | TRUE | wye
28 | LV_1372-13_0_2_load_40 | 45 | 0.0011395 | 0.00028558 | 0 | 0 |  | 1 | TRUE | wye
29 | LV_1372-13_0_2_load_42 | 47 | 0.00088685 | 0.00022227 | 0 | 0 |  | 1 | TRUE | wye
30 | LV_1372-13_0_2_load_48 | 48 | 0.00021104 | 5.2891e-05 | 0 | 0 |  | 1 | TRUE | wye
31 | LV_1372-13_0_2_load_39 | 51 | 0.0004909 | 0.00012303 | 0 | 0 |  | 1 | TRUE | wye
32 | LV_1372-13_0_2_load_34 | 52 | 0.00036973 | 9.2664e-05 | 0 | 0 |  | 1 | TRUE | wye
33 | LV_1372-13_0_2_load_35 | 53 | 8.6449e-05 | 2.1666e-05 | 0 | 0 |  | 1 | TRUE | wye
34 | LV_1372-13_0_2_load_59 | 55 | 0.00091499 | 0.00022932 | 0 | 0 |  | 1 | TRUE | wye
35 | LV_1372-13_0_2_load_47 | 56 | 0.00029417 | 7.3727e-05 | 0 | 0 |  | 1 | TRUE | wye
36 | LV_1372-13_0_2_load_37 | 57 | 0.00025266 | 6.3323e-05 | 0 | 0 |  | 1 | TRUE | wye
37 | LV_1372-13_0_2_load_38 | 58 | 0.00038185 | 9.5701e-05 | 0 | 0 |  | 1 | TRUE | wye
38 | LV_1372-13_0_2_load_63 | 59 | 0.0002966 | 7.4335e-05 | 0 | 0 |  | 1 | TRUE | wye
39 | LV_1372-13_0_2_load_61 | 60 | 0.00020939 | 5.2479e-05 | 0 | 0 |  | 1 | TRUE | wye
40 | LV_1372-13_0_2_load_56 | 61 | 0.00047461 | 0.00011895 | 0 | 0 |  | 1 | TRUE | wye
41 | LV_1372-13_0_2_load_54 | 62 | 0.00015476 | 3.8787e-05 | 0 | 0 |  | 1 | TRUE | wye
42 | LV_1372-13_0_2_load_45 | 64 | 0.00011488 | 2.8793e-05 | 0 | 0 |  | 1 | TRUE | wye
43 | LV_1372-13_0_2_load_58 | 65 | 0.00022654 | 5.6776e-05 | 0 | 0 |  | 1 | TRUE | wye
44 | LV_1372-13_0_2_load_62 | 66 | 0.00078199 | 0.00019599 | 0 | 0 |  | 1 | TRUE | wye
45 | LV_1372-13_0_2_load_57 | 67 | 0.00047268 | 0.00011847 | 0 | 0 |  | 1 | TRUE | wye
46 | LV_1372-13_0_2_load_55 | 68 | 0.00038279 | 9.5937e-05 | 0 | 0 |  | 1 | TRUE | wye
47 | LV_1372-13_0_2_load_53 | 69 | 0.00038003 | 9.5243e-05 | 0 | 0 |  | 1 | TRUE | wye
48 | LV_1372-13_0_2_load_66 | 71 | 0.00036488 | 9.1448e-05 | 0 | 0 |  | 1 | TRUE | wye
49 | LV_1372-13_0_2_load_68 | 73 | 0.00086796 | 0.00021753 | 0 | 0 |  | 1 | TRUE | wye
50 | LV_1372-13_0_2_load_69 | 74 | 0.00074693 | 0.0001872 | 0 | 0 |  | 1 | TRUE | wye
51 | LV_1372-13_0_2_load_98 | 75 | 0.00029181 | 7.3136e-05 | 0 | 0 |  | 1 | TRUE | wye
52 | LV_1372-13_0_2_load_72 | 76 | 0.0004553 | 0.00011411 | 0 | 0 |  | 1 | TRUE | wye
53 | LV_1372-13_0_2_load_74 | 77 | 0.00064541 | 0.00016176 | 0 | 0 |  | 1 | TRUE | wye
54 | LV_1372-13_0_2_load_75 | 78 | 0.00080873 | 0.00020269 | 0 | 0 |  | 1 | TRUE | wye
55 | LV_1372-13_0_2_load_93 | 81 | 0.00021105 | 5.2894e-05 | 0 | 0 |  | 1 | TRUE | wye
56 | LV_1372-13_0_2_load_82 | 83 | 0.00027084 | 6.788e-05 | 0 | 0 |  | 1 | TRUE | wye
57 | LV_1372-13_0_2_load_78 | 84 | 0.00017349 | 4.348e-05 | 0 | 0 |  | 1 | TRUE | wye
58 | LV_1372-13_0_2_load_79 | 85 | 0.00017434 | 4.3694e-05 | 0 | 0 |  | 1 | TRUE | wye
59 | LV_1372-13_0_2_load_88 | 88 | 0.00023638 | 5.9241e-05 | 0 | 0 |  | 1 | TRUE | wye
60 | LV_1372-13_0_2_load_83 | 90 | 0.00019233 | 4.8203e-05 | 0 | 0 |  | 1 | TRUE | wye
61 | LV_1372-13_0_2_load_99 | 92 | 0.00017714 | 4.4397e-05 | 0 | 0 |  | 1 | TRUE | wye
62 | LV_1372-13_0_2_load_85 | 93 | 0.00021233 | 5.3216e-05 | 0 | 0 |  | 1 | TRUE | wye
63 | LV_1372-13_0_2_load_94 | 95 | 8.5734e-05 | 2.1487e-05 | 0 | 0 |  | 1 | TRUE | wye

## ext_grid
| name | bus | vm_pu | va_degree | slack_weight | in_service
0 |  | 32 | 1 | 0 | 1 | TRUE

## line
| name | std_type | from_bus | to_bus | length_km | r_ohm_per_km | x_ohm_per_km | c_nf_per_km | g_us_per_km | max_i_ka | df | parallel | type | in_service
0 | LV_1372-13_0_2_line_0 |  | 0 | 1 | 0.01856 | 0.125 | 0.08 | 261 | 0 | 0.364 | 1 | 1 | cs | TRUE
1 | LV_1372-13_0_2_line_1 |  | 0 | 2 | 0.079716 | 0.125 | 0.08 | 261 | 0 | 0.364 | 1 | 1 | cs | TRUE
2 | LV_1372-13_0_2_line_2 |  | 1 | 3 | 0.012392 | 0.125 | 0.08 | 261 | 0 | 0.364 | 1 | 1 | cs | TRUE
3 | LV_1372-13_0_2_line_3 |  | 2 | 4 | 0.049403 | 0.125 | 0.08 | 261 | 0 | 0.364 | 1 | 1 | cs | TRUE
4 | LV_1372-13_0_2_line_4 |  | 2 | 5 | 0.0493 | 0.125 | 0.08 | 261 | 0 | 0.364 | 1 | 1 | cs | TRUE
5 | LV_1372-13_0_2_line_5 |  | 3 | 6 | 0.20413 | 0.125 | 0.08 | 261 | 0 | 0.364 | 1 | 1 | cs | TRUE
6 | LV_1372-13_0_2_line_6 |  | 3 | 7 | 0.08431 | 0.125 | 0.08 | 261 | 0 | 0.364 | 1 | 1 | cs | TRUE
7 | LV_1372-13_0_2_line_7 |  | 4 | 8 | 0.021073 | 0.125 | 0.08 | 261 | 0 | 0.364 | 1 | 1 | cs | TRUE
8 | LV_1372-13_0_2_line_8 |  | 4 | 9 | 0.16277 | 0.125 | 0.08 | 261 | 0 | 0.364 | 1 | 1 | cs | TRUE
9 | LV_1372-13_0_2_line_9 |  | 5 | 10 | 0.033504 | 0.125 | 0.08 | 261 | 0 | 0.364 | 1 | 1 | cs | TRUE
10 | LV_1372-13_0_2_line_10 |  | 6 | 11 | 0.52829 | 0.125 | 0.08 | 261 | 0 | 0.364 | 1 | 1 | cs | TRUE
11 | LV_1372-13_0_2_line_11 |  | 7 | 12 | 0.35699 | 0.125 | 0.08 | 261 | 0 | 0.364 | 1 | 1 | cs | TRUE
12 | LV_1372-13_0_2_line_12 |  | 8 | 13 | 0.19292 | 0.125 | 0.08 | 261 | 0 | 0.364 | 1 | 1 | cs | TRUE
13 | LV_1372-13_0_2_line_13 |  | 9 | 14 | 0.019349 | 0.125 | 0.08 | 261 | 0 | 0.364 | 1 | 1 | cs | TRUE
14 | LV_1372-13_0_2_line_14 |  | 11 | 15 | 0.15821 | 0.125 | 0.08 | 261 | 0 | 0.364 | 1 | 1 | cs | TRUE
15 | LV_1372-13_0_2_line_15 |  | 13 | 16 | 0.007602 | 0.125 | 0.08 | 261 | 0 | 0.364 | 1 | 1 | cs | TRUE
16 | LV_1372-13_0_2_line_16 |  | 13 | 17 | 0.051992 | 0.125 | 0.08 | 261 | 0 | 0.364 | 1 | 1 | cs | TRUE
17 | LV_1372-13_0_2_line_17 |  | 14 | 18 | 0.13413 | 0.125 | 0.08 | 261 | 0 | 0.364 | 1 | 1 | cs | TRUE
18 | LV_1372-13_0_2_line_18 |  | 15 | 19 | 0.49117 | 0.125 | 0.08 | 261 | 0 | 0.364 | 1 | 1 | cs | TRUE
19 | LV_1372-13_0_2_line_19 |  | 16 | 35 | 0.045647 | 0.125 | 0.08 | 261 | 0 | 0.364 | 1 | 1 | cs | TRUE
20 | LV_1372-13_0_2_line_20 |  | 16 | 36 | 0.020974 | 0.125 | 0.08 | 261 | 0 | 0.364 | 1 | 1 | cs | TRUE
21 | LV_1372-13_0_2_line_21 |  | 17 | 30 | 0.23443 | 0.125 | 0.08 | 261 | 0 | 0.364 | 1 | 1 | cs | TRUE
22 | LV_1372-13_0_2_line_22 |  | 18 | 69 | 0.05069 | 0.125 | 0.08 | 261 | 0 | 0.364 | 1 | 1 | cs | TRUE
23 | LV_1372-13_0_2_line_23 |  | 19 | 94 | 0.18525 | 0.125 | 0.08 | 261 | 0 | 0.364 | 1 | 1 | cs | TRUE
24 | LV_1372-13_0_2_line_24 |  | 19 | 89 | 0.1323 | 0.125 | 0.08 | 261 | 0 | 0.364 | 1 | 1 | cs | TRUE
25 | LV_1372-13_0_2_line_25 |  | 20 | 21 | 0.24981 | 0.125 | 0.08 | 261 | 0 | 0.364 | 1 | 1 | cs | TRUE
26 | LV_1372-13_0_2_line_26 |  | 21 | 22 | 0.1427 | 0.125 | 0.08 | 261 | 0 | 0.364 | 1 | 1 | cs | TRUE
27 | LV_1372-13_0_2_line_27 |  | 21 | 23 | 0.079339 | 0.125 | 0.08 | 261 | 0 | 0.364 | 1 | 1 | cs | TRUE
28 | LV_1372-13_0_2_line_28 |  | 23 | 24 | 0.034949 | 0.125 | 0.08 | 261 | 0 | 0.364 | 1 | 1 | cs | TRUE
29 | LV_1372-13_0_2_line_29 |  | 24 | 25 | 0.10838 | 0.125 | 0.08 | 261 | 0 | 0.364 | 1 | 1 | cs | TRUE
30 | LV_1372-13_0_2_line_30 |  | 25 | 26 | 0.37651 | 0.125 | 0.08 | 261 | 0 | 0.364 | 1 | 1 | cs | TRUE
31 | LV_1372-13_0_2_line_31 |  | 25 | 27 | 0.20426 | 0.125 | 0.08 | 261 | 0 | 0.364 | 1 | 1 | cs | TRUE
32 | LV_1372-13_0_2_line_32 |  | 26 | 34 | 0.031543 | 0.125 | 0.08 | 261 | 0 | 0.364 | 1 | 1 | cs | TRUE
33 | LV_1372-13_0_2_line_33 |  | 27 | 32 | 0.042398 | 0.125 | 0.08 | 261 | 0 | 0.364 | 1 | 1 | cs | TRUE
34 | LV_1372-13_0_2_line_34 |  | 27 | 28 | 0.19805 | 0.125 | 0.08 | 261 | 0 | 0.364 | 1 | 1 | cs | TRUE
35 | LV_1372-13_0_2_line_35 |  | 28 | 29 | 0.28307 | 0.125 | 0.08 | 261 | 0 | 0.364 | 1 | 1 | cs | TRUE
36 | LV_1372-13_0_2_line_36 |  | 30 | 31 | 0.11075 | 0.125 | 0.08 | 261 | 0 | 0.364 | 1 | 1 | cs | TRUE
37 | LV_1372-13_0_2_line_37 |  | 31 | 33 | 0.17573 | 0.125 | 0.08 | 261 | 0 | 0.364 | 1 | 1 | cs | TRUE
38 | LV_1372-13_0_2_line_38 |  | 32 | 33 | 0.050436 | 0.125 | 0.08 | 261 | 0 | 0.364 | 1 | 1 | cs | TRUE
39 | LV_1372-13_0_2_line_39 |  | 34 | 67 | 0.024687 | 0.125 | 0.08 | 261 | 0 | 0.364 | 1 | 1 | cs | TRUE
40 | LV_1372-13_0_2_line_40 |  | 36 | 76 | 0.06098 | 0.125 | 0.08 | 261 | 0 | 0.364 | 1 | 1 | cs | TRUE
41 | LV_1372-13_0_2_line_41 |  | 37 | 38 | 0.048729 | 0.125 | 0.08 | 261 | 0 | 0.364 | 1 | 1 | cs | TRUE
42 | LV_1372-13_0_2_line_42 |  | 37 | 39 | 0.066245 | 0.125 | 0.08 | 261 | 0 | 0.364 | 1 | 1 | cs | TRUE
43 | LV_1372-13_0_2_line_43 |  | 38 | 40 | 0.20405 | 0.125 | 0.08 | 261 | 0 | 0.364 | 1 | 1 | cs | TRUE
44 | LV_1372-13_0_2_line_44 |  | 40 | 41 | 0.46309 | 0.125 | 0.08 | 261 | 0 | 0.364 | 1 | 1 | cs | TRUE
45 | LV_1372-13_0_2_line_45 |  | 40 | 42 | 0.45375 | 0.125 | 0.08 | 261 | 0 | 0.364 | 1 | 1 | cs | TRUE
46 | LV_1372-13_0_2_line_46 |  | 41 | 43 | 0.03054 | 0.125 | 0.08 | 261 | 0 | 0.364 | 1 | 1 | cs | TRUE
47 | LV_1372-13_0_2_line_47 |  | 42 | 44 | 0.097565 | 0.125 | 0.08 | 261 | 0 | 0.364 | 1 | 1 | cs | TRUE
48 | LV_1372-13_0_2_line_48 |  | 42 | 45 | 0.045126 | 0.125 | 0.08 | 261 | 0 | 0.364 | 1 | 1 | cs | TRUE
49 | LV_1372-13_0_2_line_49 |  | 43 | 46 | 0.06273 | 0.125 | 0.08 | 261 | 0 | 0.364 | 1 | 1 | cs | TRUE
50 | LV_1372-13_0_2_line_50 |  | 43 | 47 | 0.013029 | 0.125 | 0.08 | 261 | 0 | 0.364 | 1 | 1 | cs | TRUE
51 | LV_1372-13_0_2_line_51 |  | 44 | 48 | 0.23788 | 0.125 | 0.08 | 261 | 0 | 0.364 | 1 | 1 | cs | TRUE
52 | LV_1372-13_0_2_line_52 |  | 44 | 49 | 0.28841 | 0.125 | 0.08 | 261 | 0 | 0.364 | 1 | 1 | cs | TRUE
53 | LV_1372-13_0_2_line_53 |  | 44 | 50 | 0.35786 | 0.125 | 0.08 | 261 | 0 | 0.364 | 1 | 1 | cs | TRUE
54 | LV_1372-13_0_2_line_54 |  | 45 | 51 | 0.028389 | 0.125 | 0.08 | 261 | 0 | 0.364 | 1 | 1 | cs | TRUE
55 | LV_1372-13_0_2_line_55 |  | 46 | 56 | 0.2197 | 0.125 | 0.08 | 261 | 0 | 0.364 | 1 | 1 | cs | TRUE
56 | LV_1372-13_0_2_line_56 |  | 46 | 54 | 0.15937 | 0.125 | 0.08 | 261 | 0 | 0.364 | 1 | 1 | cs | TRUE
57 | LV_1372-13_0_2_line_57 |  | 47 | 63 | 0.35094 | 0.125 | 0.08 | 261 | 0 | 0.364 | 1 | 1 | cs | TRUE
58 | LV_1372-13_0_2_line_58 |  | 49 | 59 | 0.043321 | 0.125 | 0.08 | 261 | 0 | 0.364 | 1 | 1 | cs | TRUE
59 | LV_1372-13_0_2_line_59 |  | 49 | 60 | 0.29695 | 0.125 | 0.08 | 261 | 0 | 0.364 | 1 | 1 | cs | TRUE
60 | LV_1372-13_0_2_line_60 |  | 50 | 61 | 0.22924 | 0.125 | 0.08 | 261 | 0 | 0.364 | 1 | 1 | cs | TRUE
61 | LV_1372-13_0_2_line_61 |  | 50 | 62 | 0.17043 | 0.125 | 0.08 | 261 | 0 | 0.364 | 1 | 1 | cs | TRUE
62 | LV_1372-13_0_2_line_62 |  | 51 | 58 | 0.023504 | 0.125 | 0.08 | 261 | 0 | 0.364 | 1 | 1 | cs | TRUE
63 | LV_1372-13_0_2_line_63 |  | 52 | 53 | 0.0035245 | 0.125 | 0.08 | 261 | 0 | 0.364 | 1 | 1 | cs | TRUE
64 | LV_1372-13_0_2_line_64 |  | 53 | 54 | 0.0079945 | 0.125 | 0.08 | 261 | 0 | 0.364 | 1 | 1 | cs | TRUE
65 | LV_1372-13_0_2_line_65 |  | 54 | 55 | 0.003779 | 0.125 | 0.08 | 261 | 0 | 0.364 | 1 | 1 | cs | TRUE
66 | LV_1372-13_0_2_line_66 |  | 56 | 65 | 0.0069768 | 0.125 | 0.08 | 261 | 0 | 0.364 | 1 | 1 | cs | TRUE
67 | LV_1372-13_0_2_line_67 |  | 57 | 58 | 0.0065459 | 0.125 | 0.08 | 261 | 0 | 0.364 | 1 | 1 | cs | TRUE
68 | LV_1372-13_0_2_line_68 |  | 60 | 66 | 0.090804 | 0.125 | 0.08 | 261 | 0 | 0.364 | 1 | 1 | cs | TRUE
69 | LV_1372-13_0_2_line_69 |  | 61 | 67 | 0.030547 | 0.125 | 0.08 | 261 | 0 | 0.364 | 1 | 1 | cs | TRUE
70 | LV_1372-13_0_2_line_70 |  | 62 | 68 | 0.20463 | 0.125 | 0.08 | 261 | 0 | 0.364 | 1 | 1 | cs | TRUE
71 | LV_1372-13_0_2_line_71 |  | 63 | 64 | 0.10328 | 0.125 | 0.08 | 261 | 0 | 0.364 | 1 | 1 | cs | TRUE
72 | LV_1372-13_0_2_line_72 |  | 69 | 70 | 0.18501 | 0.125 | 0.08 | 261 | 0 | 0.364 | 1 | 1 | cs | TRUE
73 | LV_1372-13_0_2_line_73 |  | 70 | 71 | 0.077802 | 0.125 | 0.08 | 261 | 0 | 0.364 | 1 | 1 | cs | TRUE
74 | LV_1372-13_0_2_line_74 |  | 70 | 72 | 0.092551 | 0.125 | 0.08 | 261 | 0 | 0.364 | 1 | 1 | cs | TRUE
75 | LV_1372-13_0_2_line_75 |  | 71 | 73 | 0.030618 | 0.125 | 0.08 | 261 | 0 | 0.364 | 1 | 1 | cs | TRUE
76 | LV_1372-13_0_2_line_76 |  | 72 | 74 | 0.15828 | 0.125 | 0.08 | 261 | 0 | 0.364 | 1 | 1 | cs | TRUE
77 | LV_1372-13_0_2_line_77 |  | 74 | 75 | 0.0050099 | 0.125 | 0.08 | 261 | 0 | 0.364 | 1 | 1 | cs | TRUE
78 | LV_1372-13_0_2_line_78 |  | 77 | 78 | 0.0003839 | 0.125 | 0.08 | 261 | 0 | 0.364 | 1 | 1 | cs | TRUE
79 | LV_1372-13_0_2_line_79 |  | 78 | 79 | 0.016394 | 0.125 | 0.08 | 261 | 0 | 0.364 | 1 | 1 | cs | TRUE
80 | LV_1372-13_0_2_line_80 |  | 79 | 82 | 0.10495 | 0.125 | 0.08 | 261 | 0 | 0.364 | 1 | 1 | cs | TRUE
81 | LV_1372-13_0_2_line_81 |  | 80 | 81 | 0.094891 | 0.125 | 0.08 | 261 | 0 | 0.364 | 1 | 1 | cs | TRUE
82 | LV_1372-13_0_2_line_82 |  | 80 | 82 | 1.0705 | 0.125 | 0.08 | 261 | 0 | 0.364 | 1 | 1 | cs | TRUE
83 | LV_1372-13_0_2_line_83 |  | 80 | 83 | 0.22028 | 0.125 | 0.08 | 261 | 0 | 0.364 | 1 | 1 | cs | TRUE
84 | LV_1372-13_0_2_line_84 |  | 83 | 86 | 0.14003 | 0.125 | 0.08 | 261 | 0 | 0.364 | 1 | 1 | cs | TRUE
85 | LV_1372-13_0_2_line_85 |  | 84 | 85 | 0.12407 | 0.125 | 0.08 | 261 | 0 | 0.364 | 1 | 1 | cs | TRUE
86 | LV_1372-13_0_2_line_86 |  | 85 | 86 | 0.032392 | 0.125 | 0.08 | 261 | 0 | 0.364 | 1 | 1 | cs | TRUE
87 | LV_1372-13_0_2_line_87 |  | 86 | 87 | 0.36856 | 0.125 | 0.08 | 261 | 0 | 0.364 | 1 | 1 | cs | TRUE
88 | LV_1372-13_0_2_line_88 |  | 87 | 88 | 0.29798 | 0.125 | 0.08 | 261 | 0 | 0.364 | 1 | 1 | cs | TRUE
89 | LV_1372-13_0_2_line_89 |  | 88 | 89 | 0.029997 | 0.125 | 0.08 | 261 | 0 | 0.364 | 1 | 1 | cs | TRUE
90 | LV_1372-13_0_2_line_90 |  | 89 | 91 | 0.5541 | 0.125 | 0.08 | 261 | 0 | 0.364 | 1 | 1 | cs | TRUE
91 | LV_1372-13_0_2_line_91 |  | 90 | 91 | 0.4064 | 0.125 | 0.08 | 261 | 0 | 0.364 | 1 | 1 | cs | TRUE
92 | LV_1372-13_0_2_line_92 |  | 90 | 92 | 0.30213 | 0.125 | 0.08 | 261 | 0 | 0.364 | 1 | 1 | cs | TRUE
93 | LV_1372-13_0_2_line_93 |  | 91 | 93 | 0.015983 | 0.125 | 0.08 | 261 | 0 | 0.364 | 1 | 1 | cs | TRUE
94 | LV_1372-13_0_2_line_94 |  | 94 | 95 | 0.25017 | 0.125 | 0.08 | 261 | 0 | 0.364 | 1 | 1 | cs | TRUE

## trafo
| name | std_type | hv_bus | lv_bus | sn_mva | vn_hv_kv | vn_lv_kv | vk_percent | vkr_percent | pfe_kw | i0_percent | shift_degree | tap_side | tap_neutral | tap_min | tap_max | tap_step_percent | tap_step_degree | tap_pos | tap_phase_shifter | parallel | df | in_service
0 | LV_1372-13_0_2_trafo_25 | 0.63 MVA 20/0.4 kV | 96 | 32 | 0.63 | 20 | 0.4 | 6 | 1.206 | 1.65 | 0.2619 | 150 | hv | 0 | -2 | 2 | 2.5 | 0 | 0 | FALSE | 1 | 1 | TRUE

## line_geodata
| x0 | y0 | x1 | y1 | x2 | y2 | x3 | y3 | x4 | y4 | x5 | y5 | x6 | y6 | x7 | y7 | x8 | y8 | x9 | y9 | x10 | y10 | x11 | y11 | x12 | y12 | x13 | y13 | x14 | y14 | x15 | y15 | x16 | y16 | x17 | y17 | x18 | y18 | x19 | y19 | x20 | y20 | x21 | y21 | x22 | y22 | x23 | y23 | x24 | y24 | x25 | y25 | x26 | y26 | x27 | y27 | x28 | y28 | x29 | y29 | x30 | y30 | x31 | y31 | x32 | y32
0 | 2694562.4551 | 1211947.3844 | 2694566.2231 | 1211944.9154 | 2694574.0268 | 1211943.049 | 2694580.0377 | 1211942.547
1 | 2694509.1564 | 1211990.6867 | 2694521.3242 | 1211992.036 | 2694528.4649 | 1211992.1937 | 2694533.5493 | 1211991.685 | 2694537.5883 | 1211990.0034 | 2694541.4636 | 1211987.1518 | 2694544.3091 | 1211984.0614 | 2694546.2874 | 1211980.0678 | 2694551.3771 | 1211963.4149 | 2694554.6468 | 1211955.1389 | 2694557.7093 | 1211951.3071 | 2694562.015 | 1211947.6728 | 2694562.4551 | 1211947.3844
2 | 2694592.4062 | 1211941.8173 | 2694584.2081 | 1211942.1987 | 2694580.0377 | 1211942.547
3 | 2694509.1564 | 1211990.6867 | 2694484.8128 | 1211987.5434 | 2694476.6417 | 1211985.268 | 2694470.8921 | 1211982.197 | 2694463.0799 | 1211975.9802
4 | 2694509.1564 | 1211990.6867 | 2694503.3736 | 1211998.3447 | 2694497.6363 | 1212003.1349 | 2694489.4934 | 1212007.709 | 2694478.3698 | 1212011.9246 | 2694467.7039 | 1212014.5908
5 | 2694592.4062 | 1211941.8173 | 2694594.5824 | 1211929.1877 | 2694602.9866 | 1211918.2135 | 2694612.1922 | 1211906.0623 | 2694613.7486 | 1211899.4492 | 2694607.6218 | 1211895.2491 | 2694584.0573 | 1211889.4382 | 2694570.3698 | 1211885.6741 | 2694557.0548 | 1211879.0252 | 2694539.6165 | 1211868.8197 | 2694519.3953 | 1211860.1489 | 2694503.913 | 1211857.9021 | 2694493.0972 | 1211850.8259 | 2694483.4344 | 1211828.9689
6 | 2694592.4062 | 1211941.8173 | 2694596.4797 | 1211941.3149 | 2694599.2203 | 1211940.5356 | 2694602.8917 | 1211938.5592 | 2694610.9746 | 1211932.5055 | 2694613.4647 | 1211930.7438 | 2694629.7349 | 1211919.2496 | 2694637.596 | 1211914.7267 | 2694642.383 | 1211913.3239 | 2694648.0051 | 1211912.457 | 2694653.9496 | 1211912.8182 | 2694664.4358 | 1211915.7422 | 2694667.4073 | 1211917.6462
7 | 2694463.0799 | 1211975.9802 | 2694448.6276 | 1211960.6437
8 | 2694463.0799 | 1211975.9802 | 2694449.8873 | 1211987.5125 | 2694446.4325 | 1211988.7698 | 2694442.1866 | 1211988.1577 | 2694425.6613 | 1211981.258 | 2694396.0446 | 1211966.5348 | 2694391.3183 | 1211964.5921 | 2694386.3235 | 1211964.2461 | 2694382.0802 | 1211965.3909 | 2694378.9253 | 1211967.8649 | 2694372.8958 | 1211975.2745 | 2694366.5767 | 1211981.779 | 2694362.6434 | 1211984.9412 | 2694357.5147 | 1211987.7731 | 2694349.3962 | 1211990.8134 | 2694340.0087 | 1211994.8121 | 2694333.739 | 1211999.1604 | 2694329.1935 | 1212004.0362 | 2694327.0806 | 1212008.6621
9 | 2694436.6109 | 1212004.8141 | 2694447.2391 | 1212011.2423 | 2694455.4283 | 1212014.2963 | 2694461.6017 | 1212015.0723 | 2694467.7039 | 1212014.5908
10 | 2694200.6255 | 1211420.9637 | 2694239.334 | 1211442.9455 | 2694271.8407 | 1211474.0691 | 2694280.1096 | 1211489.4324 | 2694299.0804 | 1211498.4606 | 2694348.738 | 1211545.5 | 2694348.9636 | 1211552.3749 | 2694343.8899 | 1211568.0386 | 2694343.9978 | 1211572.7435 | 2694346.2611 | 1211591.0807 | 2694347.8319 | 1211596.0311 | 2694353.0877 | 1211601.0399 | 2694369.7863 | 1211607.6307 | 2694381.099 | 1211615.515 | 2694391.7863 | 1211632.6624 | 2694408.5927 | 1211666.507 | 2694425.0265 | 1211692.6849 | 2694435.5152 | 1211718.991 | 2694454.0967 | 1211753.0083 | 2694470.9938 | 1211769.098 | 2694480.838 | 1211800.5642 | 2694481.0435 | 1211823.5609 | 2694483.4344 | 1211828.9689
11 | 2694667.4073 | 1211917.6462 | 2694678.0912 | 1211903.8174 | 2694694.7966 | 1211892.6861 | 2694707.0434 | 1211881.8954 | 2694757.5309 | 1211731.4613 | 2694763.1533 | 1211724.368 | 2694783.3186 | 1211708.8444 | 2694798.4282 | 1211704.437 | 2694811.9184 | 1211695.7788 | 2694820.112 | 1211686.6251 | 2694821.506 | 1211679.2533 | 2694839.029 | 1211629.6758 | 2694843.8617 | 1211626.474
12 | 2694267.1451 | 1211962.2936 | 2694297.207 | 1211967.1387 | 2694317.4712 | 1211969.2494 | 2694335.5484 | 1211969.8134 | 2694346.1766 | 1211970.015 | 2694352.3092 | 1211969.5339 | 2694358.0505 | 1211967.8458 | 2694363.5099 | 1211963.8071 | 2694370.4362 | 1211956.3894 | 2694375.5557 | 1211952.2231 | 2694381.7422 | 1211949.2968 | 2694389.1158 | 1211948.1905 | 2694396.8822 | 1211949.6366 | 2694405.6481 | 1211950.3425 | 2694418.2625 | 1211949.4081 | 2694428.5062 | 1211948.9366 | 2694433.9078 | 1211949.9895 | 2694439.2692 | 1211952.6206 | 2694447.774 | 1211959.7379 | 2694448.6276 | 1211960.6437
13 | 2694327.0806 | 1212008.6621 | 2694326.8791 | 1212009.1031 | 2694319.765 | 1212026.5743
14 | 2694200.6255 | 1211420.9637 | 2694158.5054 | 1211407.0893 | 2694147.6117 | 1211400.0571 | 2694138.2372 | 1211386.8224 | 2694118.437 | 1211356.1558 | 2694104.4198 | 1211333.2191 | 2694097.0711 | 1211313.2375
15 | 2694263.4681 | 1211968.9512 | 2694267.1451 | 1211962.2936
16 | 2694267.1451 | 1211962.2936 | 2694220.958 | 1211947.7985 | 2694217.4015 | 1211948.2367
17 | 2694237.2538 | 1212122.1079 | 2694261.1668 | 1212113.0463 | 2694270.7725 | 1212104.3699 | 2694279.5812 | 1212094.6692 | 2694305.0982 | 1212073.5804 | 2694310.3256 | 1212061.6216 | 2694317.2254 | 1212032.811 | 2694319.765 | 1212026.5743
18 | 2693910.7511 | 1211138.1017 | 2693917.4344 | 1211138.8964 | 2693927.6132 | 1211125.2585 | 2693938.9913 | 1211118.4775 | 2693945.0381 | 1211122.531 | 2693950.9866 | 1211135.7114 | 2693956.5141 | 1211145.7052 | 2693965.1769 | 1211152.5574 | 2693977.5287 | 1211155.843 | 2693999.3261 | 1211158.744 | 2694021.5505 | 1211155.7699 | 2694031.7631 | 1211141.4545 | 2694047.5956 | 1211124.5148 | 2694061.3965 | 1211120.7409 | 2694065.2236 | 1211133.4876 | 2694073.6016 | 1211138.1451 | 2694083.9592 | 1211136.3183 | 2694103.0787 | 1211128.7925 | 2694120.4729 | 1211134.2706 | 2694122.456 | 1211147.7889 | 2694122.378 | 1211172.9491 | 2694132.9355 | 1211183.0114 | 2694146.547 | 1211228.7684 | 2694141.5195 | 1211244.4108 | 2694136.7125 | 1211261.9691 | 2694131.3539 | 1211272.1136 | 2694124.2343 | 1211281.1519 | 2694115.4787 | 1211292.2435 | 2694110.7439 | 1211294.6482 | 2694100.9061 | 1211295.8161 | 2694085.6153 | 1211294.8187 | 2694093.6273 | 1211303.8734 | 2694097.0711 | 1211313.2375
19 | 2694263.4681 | 1211968.9512 | 2694239.3085 | 1211975.3071 | 2694218.5232 | 1211975.8792
20 | 2694263.4681 | 1211968.9512 | 2694260.6606 | 1211974.9331 | 2694254.174 | 1211982.4246 | 2694250.8115 | 1211985.3486
21 | 2694050.6123 | 1211968.0798 | 2694103.552 | 1212021.7734 | 2694114.0624 | 1212030.3895 | 2694123.8145 | 1212033.6123 | 2694134.9751 | 1212029.9192 | 2694140.3972 | 1212024.3788 | 2694149.0876 | 1212010.1396 | 2694151.8613 | 1211993.2941 | 2694162.1079 | 1211980.1246 | 2694186.6965 | 1211959.5989 | 2694206.3999 | 1211949.5921 | 2694217.4015 | 1211948.2367
22 | 2694193.6418 | 1212147.1507 | 2694201.057 | 1212143.4285 | 2694218.0868 | 1212136.6706 | 2694237.2538 | 1212122.1079 | 2694237.2538 | 1212122.1079
23 | 2693804.2234 | 1211261.9098 | 2693829.6975 | 1211249.4464 | 2693889.3284 | 1211223.3669 | 2693900.9767 | 1211209.5519 | 2693897.0833 | 1211179.7593 | 2693905.325 | 1211150.6137 | 2693910.7511 | 1211138.1017
24 | 2693910.7511 | 1211138.1017 | 2693941.2579 | 1211087.014 | 2693950.4526 | 1211014.7765
25 | 2693361.4027 | 1211771.0199 | 2693317.8197 | 1211798.2231 | 2693312.164 | 1211807.0739 | 2693313.4268 | 1211818.1568 | 2693322.4448 | 1211832.8745 | 2693323.762 | 1211841.4564 | 2693322.4316 | 1211867.6979 | 2693320.4325 | 1211887.6357 | 2693315.1033 | 1211899.9051 | 2693313.5223 | 1211913.0337 | 2693299.6878 | 1211938.0454 | 2693277.9838 | 1211957.9973 | 2693266.3691 | 1211974.105
26 | 2693361.4027 | 1211771.0199 | 2693361.8755 | 1211774.3184 | 2693363.6414 | 1211778.5044 | 2693367.3191 | 1211784.3548 | 2693370.1791 | 1211790.4927 | 2693375.7337 | 1211800.2306 | 2693384.713 | 1211812.5684 | 2693390.5838 | 1211822.0112 | 2693393.4168 | 1211829.872 | 2693397.0991 | 1211835.4223 | 2693402.1354 | 1211838.948 | 2693409.43 | 1211841.9087 | 2693435.862 | 1211846.181 | 2693448.2788 | 1211847.1873 | 2693457.2421 | 1211847.439 | 2693462.4915 | 1211850.9452
27 | 2693361.4027 | 1211771.0199 | 2693362.8802 | 1211767.9076 | 2693366.7677 | 1211766.6676 | 2693371.2789 | 1211768.3059 | 2693379.5483 | 1211773.0831 | 2693388.0306 | 1211776.3959 | 2693396.7066 | 1211777.0432 | 2693404.0662 | 1211773.4338 | 2693408.6675 | 1211763.9883 | 2693413.3953 | 1211753.7443 | 2693422.1236 | 1211749.5797
28 | 2693456.6169 | 1211747.8114 | 2693446.0066 | 1211746.8281 | 2693425.669 | 1211747.8881 | 2693422.1236 | 1211749.5797
29 | 2693562.0112 | 1211755.6412 | 2693555.0115 | 1211758.0998 | 2693550.5961 | 1211757.141 | 2693541.2536 | 1211751.5018 | 2693528.6634 | 1211747.4905 | 2693512.9417 | 1211747.3885 | 2693483.9869 | 1211750.3478 | 2693456.6169 | 1211747.8114
30 | 2693562.0112 | 1211755.6412 | 2693549.1355 | 1211749.0015 | 2693517.1518 | 1211728.4972 | 2693489.9892 | 1211720.8663 | 2693478.499 | 1211708.7336 | 2693457.6051 | 1211684.1896 | 2693445.3774 | 1211677.8826 | 2693425.5185 | 1211678.4498 | 2693403.1724 | 1211688.3621 | 2693390.2972 | 1211693.7976 | 2693383.7807 | 1211692.0944 | 2693379.4447 | 1211687.5123 | 2693379.7807 | 1211681.1021 | 2693384.4498 | 1211672.1803 | 2693409.2708 | 1211658.5485 | 2693432.7511 | 1211637.8577 | 2693440.8746 | 1211633.0373 | 2693465.847 | 1211634.9742 | 2693472.7626 | 1211633.526 | 2693480.1774 | 1211625.9259 | 2693479.1119 | 1211614.3903 | 2693464.3513 | 1211598.1909
31 | 2693562.0112 | 1211755.6412 | 2693577.0677 | 1211759.391 | 2693597.6042 | 1211777.6145 | 2693614.7057 | 1211790.9919 | 2693628.1953 | 1211794.3392 | 2693657.9338 | 1211795.1843 | 2693680.5209 | 1211798.4634 | 2693699.1781 | 1211808.0963 | 2693712.8612 | 1211810.7353 | 2693751.3337 | 1211814.8092
32 | 2693437.6537 | 1211581.3968 | 2693464.3117 | 1211598.1474 | 2693464.3513 | 1211598.1909
33 | 2693751.3337 | 1211814.8092 | 2693768.0154 | 1211811.8472 | 2693787.6024 | 1211802.4598 | 2693791.2669 | 1211801.7395
34 | 2693714.0993 | 1211993.5011 | 2693720.3814 | 1211961.756 | 2693720.2417 | 1211942.1182 | 2693719.0741 | 1211917.7833 | 2693719.2936 | 1211902.8544 | 2693721.247 | 1211895.5802 | 2693727.8722 | 1211890.3474 | 2693747.8756 | 1211877.175 | 2693756.0897 | 1211868.0423 | 2693759.5249 | 1211857.8783 | 2693753.5058 | 1211825.5284 | 2693752.4069 | 1211818.0838 | 2693751.3337 | 1211814.8092
35 | 2693714.0993 | 1211993.5011 | 2693710.8033 | 1212000.6208 | 2693694.2569 | 1212015.8045 | 2693669.5051 | 1212027.9796 | 2693662.2402 | 1212029.9224 | 2693653.1047 | 1212026.6212 | 2693635.8268 | 1212011.9511 | 2693625.9088 | 1212008.1484 | 2693614.0586 | 1212008.8296 | 2693594.4609 | 1212012.6691 | 2693575.0895 | 1212010.8084 | 2693565.8583 | 1212010.6969 | 2693556.9137 | 1212015.5599 | 2693544.2683 | 1212025.7574 | 2693529.1463 | 1212035.9161 | 2693497.959 | 1212044.6664 | 2693483.3221 | 1212043.2805 | 2693477.3301 | 1212038.6835 | 2693462.5422 | 1212037.4754
36 | 2694050.6123 | 1211968.0798 | 2694019.3864 | 1211937.7669 | 2693957.0778 | 1211912.5155
37 | 2693831.6887 | 1211820.0337 | 2693843.7046 | 1211853.9104 | 2693866.4693 | 1211890.2932 | 2693873.4634 | 1211897.8417 | 2693882.6271 | 1211900.8102 | 2693903.9587 | 1211898.8557 | 2693918.7404 | 1211898.7884 | 2693943.5967 | 1211907.052 | 2693957.0778 | 1211912.5155
38 | 2693791.2669 | 1211801.7395 | 2693804.6246 | 1211799.114 | 2693821.6406 | 1211803.8849 | 2693830.2286 | 1211815.917 | 2693831.6887 | 1211820.0337
39 | 2693437.6537 | 1211581.3968 | 2693435.5114 | 1211580.0507 | 2693429.4029 | 1211576.0634 | 2693424.1333 | 1211568.0088 | 2693422.7045 | 1211562.9705
40 | 2694204.6507 | 1212016.9992 | 2694206.8878 | 1212008.64 | 2694212.6975 | 1212002.1384 | 2694220.5075 | 1212002.2618 | 2694232.2556 | 1212000.3572 | 2694238.941 | 1211995.6707 | 2694250.8115 | 1211985.3486
41 | 2692823.4051 | 1211397.9755 | 2692827.0025 | 1211386.4204 | 2692831.7664 | 1211366.9814 | 2692835.1523 | 1211350.7177
42 | 2692844.6841 | 1211285.6163 | 2692845.813 | 1211299.51 | 2692835.1523 | 1211350.7177
43 | 2692693.3599 | 1211497.2619 | 2692703.8748 | 1211505.2862 | 2692712.2155 | 1211510.4193 | 2692725.3639 | 1211510.8573 | 2692741.2412 | 1211505.8785 | 2692789.1652 | 1211478.5385 | 2692794.8136 | 1211475.0129 | 2692807.7812 | 1211466.5644 | 2692817.5223 | 1211456.4314 | 2692821.7417 | 1211447.5466 | 2692823.2355 | 1211438.4859 | 2692821.326 | 1211413.228 | 2692821.6906 | 1211403.4826 | 2692823.4051 | 1211397.9755
44 | 2692693.3599 | 1211497.2619 | 2692695.3089 | 1211449.6266 | 2692688.615 | 1211426.0623 | 2692658.0281 | 1211380.9122 | 2692645.4322 | 1211372.7778 | 2692629.2844 | 1211370.2031 | 2692620.0403 | 1211363.5217 | 2692616.0038 | 1211353.7969 | 2692617.1996 | 1211344.3313 | 2692629.5602 | 1211318.2056 | 2692639.9518 | 1211301.9115 | 2692650.2911 | 1211292.8993 | 2692660.7998 | 1211290.5942 | 2692681.5696 | 1211293.1075 | 2692687.7894 | 1211290.469 | 2692699.9707 | 1211280.3069 | 2692704.803 | 1211275.0118 | 2692711.6092 | 1211227.8301 | 2692714.086 | 1211218.1065 | 2692720.6787 | 1211210.0702 | 2692769.2303 | 1211173.8004 | 2692779.7831 | 1211164.2803 | 2692781.3783 | 1211160.4247 | 2692781.799 | 1211157.3957
45 | 2692693.3599 | 1211497.2619 | 2692693.1115 | 1211504.9298 | 2692691.1614 | 1211560.9485 | 2692688.4248 | 1211569.3005 | 2692681.4563 | 1211576.6083 | 2692675.9449 | 1211579.647 | 2692662.0025 | 1211582.877 | 2692650.5909 | 1211589.5265 | 2692646.2725 | 1211595.0187 | 2692645.2722 | 1211602.1747 | 2692648.0676 | 1211610.079 | 2692656.2545 | 1211616.2992 | 2692697.9573 | 1211632.1911 | 2692718.4766 | 1211640.4712 | 2692759.6966 | 1211672.7226 | 2692768.9751 | 1211678.1261 | 2692796.5231 | 1211675.7085 | 2692807.9641 | 1211675.4752 | 2692816.9666 | 1211677.6167 | 2692854.5526 | 1211691.3665 | 2692868.3775 | 1211690.7924 | 2692888.3635 | 1211683.5208 | 2692904.0931 | 1211679.2295 | 2692915.1065 | 1211681.5582 | 2692921.2592 | 1211686.1349 | 2692935.3426 | 1211678.727
46 | 2692766.0795 | 1211133.5353 | 2692772.652 | 1211137.5514 | 2692777.0538 | 1211141.8672 | 2692780.0027 | 1211146.7497 | 2692781.7457 | 1211151.4688 | 2692781.9176 | 1211156.5416 | 2692781.799 | 1211157.3957
47 | 2693020.7148 | 1211631.0698 | 2692935.3426 | 1211678.727
48 | 2692935.3426 | 1211678.727 | 2692934.5936 | 1211675.1018 | 2692937.8312 | 1211670.2156 | 2692941.8682 | 1211662.3065 | 2692942.8617 | 1211657.5632 | 2692943.36 | 1211647.542 | 2692944.4806 | 1211642.4448 | 2692945.6268 | 1211638.6268 | 2692947.0103 | 1211636.4286
49 | 2692827.9304 | 1211129.6169 | 2692824.1747 | 1211130.6703 | 2692819.9439 | 1211131.4828 | 2692815.2842 | 1211131.5326 | 2692794.3115 | 1211129.8163 | 2692780.3793 | 1211129.3882 | 2692775.3258 | 1211129.8322 | 2692771.5687 | 1211130.9745 | 2692766.0795 | 1211133.5353
50 | 2692766.0795 | 1211133.5353 | 2692753.6519 | 1211129.6215
51 | 2693020.7148 | 1211631.0698 | 2693027.6841 | 1211632.9909 | 2693039.6787 | 1211632.8334 | 2693054.0002 | 1211628.2092 | 2693069.3415 | 1211614.239 | 2693074.7608 | 1211612.2444 | 2693081.3336 | 1211614.2484 | 2693090.5577 | 1211624.0989 | 2693094.9107 | 1211634.9075 | 2693092.5963 | 1211649.7704 | 2693083.7932 | 1211690.3494 | 2693070.9948 | 1211719.6028 | 2693068.1591 | 1211734.2796 | 2693068.5183 | 1211744.8591 | 2693072.3767 | 1211753.7586 | 2693093.3236 | 1211758.9334
52 | 2693020.7148 | 1211631.0698 | 2693034.5993 | 1211623.281 | 2693058.2926 | 1211561.5977 | 2693052.4495 | 1211528.4174 | 2693052.6362 | 1211518.8917 | 2693059.5873 | 1211483.0314 | 2693033.9052 | 1211358.9914
53 | 2693020.7148 | 1211631.0698 | 2693034.5993 | 1211623.281 | 2693077.2992 | 1211584.4875 | 2693083.5505 | 1211574.4782 | 2693081.7133 | 1211553.4242 | 2693096.787 | 1211523.0277 | 2693110.9958 | 1211478.4304 | 2693115.2549 | 1211450.9783 | 2693119.6986 | 1211437.9833 | 2693131.9453 | 1211430.4694 | 2693190.0801 | 1211404.0037 | 2693200.893 | 1211402.1714 | 2693210.1583 | 1211403.5615 | 2693226.8439 | 1211411.5832 | 2693236.9347 | 1211418.0231
54 | 2692961.3704 | 1211612.001 | 2692959.1393 | 1211617.1561 | 2692947.0103 | 1211636.4286
55 | 2692827.9304 | 1211129.6169 | 2692834.3841 | 1211127.5938 | 2692843.5542 | 1211122.9333 | 2692849.7603 | 1211120.2169 | 2692857.5319 | 1211117.5138 | 2692869.5654 | 1211113.4651 | 2692874.3019 | 1211110.926 | 2692879.8884 | 1211106.9992 | 2692884.8419 | 1211102.729 | 2692888.9508 | 1211099.5019 | 2692893.6604 | 1211096.74 | 2692911.0138 | 1211090.7617 | 2692920.179 | 1211086.4237 | 2692944.9216 | 1211074.0008 | 2692963.8107 | 1211065.0779 | 2692971.4218 | 1211062.4392 | 2692976.5615 | 1211061.3407 | 2692985.009 | 1211061.1167 | 2692998.6018 | 1211062.8519 | 2693008.1185 | 1211066.1914 | 2693013.9687 | 1211068.2729 | 2693018.087 | 1211068.3372 | 2693022.7003 | 1211066.8859 | 2693029.38 | 1211062.979
56 | 2692827.9304 | 1211129.6169 | 2692832.7547 | 1211125.3447 | 2692836.4895 | 1211121.2445 | 2692839.7313 | 1211118.5375 | 2692845.2859 | 1211114.7103 | 2692861.3648 | 1211104.6759 | 2692865.1042 | 1211101.254 | 2692868.7684 | 1211097.2973 | 2692872.3443 | 1211092.1717 | 2692876.1861 | 1211082.6696 | 2692879.6582 | 1211074.9406 | 2692891.2235 | 1211053.6285 | 2692892.6947 | 1211049.9378 | 2692893.5827 | 1211045.6265 | 2692893.4034 | 1211042.0101 | 2692892.3516 | 1211036.8347 | 2692890.8282 | 1211030.7069 | 2692890.4384 | 1211026.9427 | 2692890.4093 | 1211021.9833 | 2692890.8473 | 1211016.7978 | 2692897.1303 | 1210997.4492
57 | 2692441.6609 | 1211012.1403 | 2692451.8187 | 1211013.8656 | 2692459.0684 | 1211013.4443 | 2692465.5587 | 1211011.021 | 2692471.2169 | 1211007.3618 | 2692475.9872 | 1211003.6221 | 2692480.5858 | 1211001.1473 | 2692485.7635 | 1211000.049 | 2692491.6209 | 1211000.2066 | 2692497.3154 | 1211001.5624 | 2692538.2828 | 1211021.0664 | 2692548.594 | 1211027.5974 | 2692556.7734 | 1211034.8514 | 2692564.1713 | 1211042.9939 | 2692579.8555 | 1211061.7832 | 2692584.1207 | 1211065.6076 | 2692586.6487 | 1211067.259 | 2692589.929 | 1211068.9222 | 2692595.5904 | 1211070.4444 | 2692612.4086 | 1211074.4414 | 2692641.2483 | 1211083.473 | 2692670.6631 | 1211094.6152 | 2692686.299 | 1211101.8073 | 2692702.8176 | 1211109.9139 | 2692737.8537 | 1211124.6461 | 2692753.6519 | 1211129.6215
58 | 2693049.2436 | 1211318.4699 | 2693033.9052 | 1211358.9914
59 | 2693033.9052 | 1211358.9914 | 2693030.9667 | 1211287.7085 | 2693032.4818 | 1211269.0306 | 2693088.0893 | 1211206.867 | 2693118.0404 | 1211194.7707 | 2693133.9769 | 1211182.6779 | 2693152.6213 | 1211173.3627 | 2693201.2643 | 1211160.4886
60 | 2693236.9347 | 1211418.0231 | 2693246.1104 | 1211422.7141 | 2693260.7382 | 1211430.1255 | 2693293.4887 | 1211438.699 | 2693301.7418 | 1211442.6084 | 2693308.6876 | 1211448.9547 | 2693318.7706 | 1211459.7642 | 2693327.7484 | 1211473.6918 | 2693340.583 | 1211502.4232 | 2693348.5171 | 1211510.197 | 2693355.4604 | 1211514.264 | 2693366.2669 | 1211515.7452 | 2693377.363 | 1211514.2623 | 2693390.0587 | 1211514.4834 | 2693399.7757 | 1211516.1367 | 2693408.6612 | 1211522.3578 | 2693413.5611 | 1211530.7291 | 2693414.3702 | 1211533.5823
61 | 2693236.9347 | 1211418.0231 | 2693247.0142 | 1211417.4024 | 2693261.4212 | 1211418.5284 | 2693270.1643 | 1211416.8639 | 2693284.4249 | 1211408.4034 | 2693291.3926 | 1211404.6098 | 2693312.9538 | 1211409.4502 | 2693325.2469 | 1211411.1325 | 2693344.0404 | 1211420.4217 | 2693353.0237 | 1211422.3525 | 2693361.1852 | 1211419.4894 | 2693372.9858 | 1211414.2817 | 2693385.6296 | 1211412.9787 | 2693399.1753 | 1211412.9947
62 | 2692961.3704 | 1211612.001 | 2692965.5251 | 1211602.4012 | 2692975.1999 | 1211593.6534
63 | 2692885.9685 | 1210995.7743 | 2692889.4504 | 1210995.2281
64 | 2692897.1303 | 1210997.4492 | 2692889.4504 | 1210995.2281 | 2692889.4504 | 1210995.2281
65 | 2692898.2959 | 1210993.8538 | 2692897.1303 | 1210997.4492
66 | 2693035.4024 | 1211059.4567 | 2693029.38 | 1211062.979
67 | 2692975.1999 | 1211593.6534 | 2692980.0553 | 1211589.2632
68 | 2693168.6995 | 1211109.4039 | 2693193.4875 | 1211122.3108 | 2693219.9388 | 1211144.0388 | 2693221.0688 | 1211149.5379 | 2693216.5218 | 1211154.0477 | 2693204.7845 | 1211159.5569 | 2693201.2643 | 1211160.4886
69 | 2693422.7045 | 1211562.9705 | 2693414.3702 | 1211533.5823
70 | 2693373.3568 | 1211313.9195 | 2693393.1699 | 1211334.3101 | 2693404.9509 | 1211349.7717 | 2693415.2038 | 1211366.7103 | 2693423.9806 | 1211381.8247 | 2693436.3006 | 1211401.1863 | 2693444.8794 | 1211410.0155 | 2693452.8598 | 1211418.2239 | 2693455.0947 | 1211429.3442 | 2693450.2287 | 1211432.8703 | 2693438.2791 | 1211428.18 | 2693415.6253 | 1211416.4506 | 2693406.3618 | 1211413.0032 | 2693399.1753 | 1211412.9947
71 | 2692441.6609 | 1211012.1403 | 2692439.3093 | 1211021.6548 | 2692438.4658 | 1211030.4699 | 2692434.8 | 1211034.0599 | 2692428.0771 | 1211035.8014 | 2692420.1528 | 1211039.0475 | 2692415.4748 | 1211042.722 | 2692411.511 | 1211048.3755 | 2692408.766 | 1211054.3481 | 2692406.3066 | 1211061.9929 | 2692405.8931 | 1211071.0148 | 2692406.8511 | 1211081.7814 | 2692407.1482 | 1211088.6017 | 2692403.7053 | 1211093.5072 | 2692400.6662 | 1211095.8951
72 | 2694050.2711 | 1212252.6903 | 2694057.6136 | 1212246.7798 | 2694083.374 | 1212222.6919 | 2694091.2801 | 1212219.6034 | 2694100.1426 | 1212219.9434 | 2694112.427 | 1212220.1373 | 2694119.3226 | 1212217.0329 | 2694146.9149 | 1212191.9735 | 2694154.6318 | 1212187.8703 | 2694165.0014 | 1212181.8076 | 2694172.7911 | 1212173.1024 | 2694192.5317 | 1212147.7079 | 2694193.6418 | 1212147.1507
73 | 2694050.2711 | 1212252.6903 | 2694036.6901 | 1212258.1021 | 2694022.3769 | 1212258.877 | 2694011.3289 | 1212256.9015 | 2694003.9429 | 1212252.5599 | 2693995.8399 | 1212242.6032 | 2693989.889 | 1212236.8833 | 2693982.4807 | 1212233.9535
74 | 2693984.3503 | 1212309.6011 | 2693986.1694 | 1212302.6695 | 2693997.7519 | 1212290.4993 | 2694004.5029 | 1212286.9143 | 2694025.6584 | 1212282.5559 | 2694035.7352 | 1212275.7657 | 2694046.6695 | 1212259.8939 | 2694050.2711 | 1212252.6903
75 | 2693952.5922 | 1212238.9083 | 2693971.8101 | 1212233.5852 | 2693982.4807 | 1212233.9535
76 | 2693984.3503 | 1212309.6011 | 2693983.905 | 1212337.8467 | 2693981.5453 | 1212342.924 | 2693976.9359 | 1212346.1091 | 2693966.7528 | 1212350.4962 | 2693962.8506 | 1212354.126 | 2693956.019 | 1212362.8244 | 2693949.5299 | 1212368.1146 | 2693938.9103 | 1212373.2064 | 2693928.4722 | 1212375.4547 | 2693915.9474 | 1212375.1128 | 2693903.3571 | 1212378.4391 | 2693885.896 | 1212381.2884 | 2693878.137 | 1212383.2676 | 2693874.331 | 1212383.2077 | 2693869.2024 | 1212385.106
77 | 2693869.2024 | 1212385.106 | 2693865.4135 | 1212388.3838
78 | 2695081.3394 | 1209971.9952 | 2695081.5819 | 1209971.6975
79 | 2695091.9358 | 1209958.9869 | 2695081.5819 | 1209971.6975
80 | 2695024.3858 | 1209893.1661 | 2695033.2049 | 1209897.8765 | 2695044.9429 | 1209901.1767 | 2695050.1202 | 1209898.2906 | 2695057.6927 | 1209912.0539 | 2695062.8804 | 1209917.5736 | 2695076.0398 | 1209923.743 | 2695078.5102 | 1209932.8107 | 2695088.9813 | 1209949.7669 | 2695091.9358 | 1209958.9869
81 | 2693986.4691 | 1210155.0948 | 2693978.3788 | 1210161.5051 | 2693973.125 | 1210170.2616 | 2693973.1417 | 1210181.7474 | 2693974.2917 | 1210193.1843 | 2693966.2831 | 1210207.9238 | 2693953.8769 | 1210225.3291 | 2693947.2769 | 1210232.2076 | 2693944.0242 | 1210234.091
82 | 2693986.4691 | 1210155.0948 | 2695024.3858 | 1209893.1661
83 | 2693986.4691 | 1210155.0948 | 2693987.971 | 1210160.1219 | 2693984.286 | 1210168.6918 | 2693989.8616 | 1210177.619 | 2693994.0095 | 1210179.708 | 2693996.525 | 1210200.4839 | 2693991.6697 | 1210219.6426 | 2693984.7698 | 1210234.9332 | 2693980.6781 | 1210248.578 | 2693979.3536 | 1210258.3415 | 2693978.0046 | 1210273.5194 | 2693971.6713 | 1210294.823 | 2693966.3371 | 1210313.9964 | 2693959.7749 | 1210322.3431 | 2693950.8702 | 1210331.2534 | 2693928.4147 | 1210348.6319
84 | 2693856.4011 | 1210461.6438 | 2693856.6708 | 1210452.7198 | 2693863.7907 | 1210437.4215 | 2693867.1263 | 1210425.9106 | 2693875.947 | 1210398.6643 | 2693885.5236 | 1210381.8258 | 2693928.4147 | 1210348.6319
85 | 2693820.633 | 1210322.3315 | 2693823.0405 | 1210325.3603 | 2693829.4222 | 1210328.4739 | 2693834.4448 | 1210338.7376 | 2693840.4341 | 1210352.2965 | 2693844.9924 | 1210375.1503 | 2693846.6441 | 1210402.5393 | 2693842.9375 | 1210429.4103 | 2693842.0036 | 1210438.3401
86 | 2693856.4011 | 1210461.6438 | 2693846.4118 | 1210458.3512 | 2693841.1431 | 1210451.6638 | 2693841.3448 | 1210444.64 | 2693842.0036 | 1210438.3401
87 | 2693976.7925 | 1210706.3489 | 2693977.248 | 1210696.2604 | 2693979.8763 | 1210686.7175 | 2693992.5766 | 1210662.1676 | 2693999.5047 | 1210649.4015 | 2694000.9498 | 1210638.25 | 2694003.1371 | 1210624.8643 | 2694010.2189 | 1210606.2077 | 2694013.7444 | 1210582.6695 | 2694021.7281 | 1210570.9318 | 2694025.4273 | 1210562.8957 | 2694020.5004 | 1210541.2924 | 2694011.2125 | 1210521.0101 | 2693997.0356 | 1210509.9792 | 2693960.9695 | 1210492.0657 | 2693919.4745 | 1210479.0703 | 2693907.5477 | 1210477.1813 | 2693890.7476 | 1210477.2837 | 2693876.0598 | 1210476.4742 | 2693863.1664 | 1210470.8009 | 2693856.4011 | 1210461.6438
88 | 2693976.7925 | 1210706.3489 | 2693969.1248 | 1210718.7922 | 2693970.1321 | 1210734.452 | 2693974.3254 | 1210748.105 | 2693988.0339 | 1210785.4463 | 2693988.6621 | 1210815.988 | 2693988.0074 | 1210836.7918 | 2693992.0109 | 1210854.2778 | 2693993.7407 | 1210865.5683 | 2693988.991 | 1210892.5228 | 2693986.8907 | 1210905.2206 | 2693986.9643 | 1210916.4627 | 2693987.5826 | 1210938.4762 | 2693980.287 | 1210964.9348 | 2693970.1964 | 1210995.2347
89 | 2693950.4526 | 1211014.7765 | 2693954.5267 | 1211014.2737 | 2693960.1673 | 1211011.7941 | 2693964.4219 | 1211007.5583 | 2693967.7854 | 1211002.4745 | 2693970.1964 | 1210995.2347
90 | 2693950.4526 | 1211014.7765 | 2693944.7974 | 1211011.4296 | 2693939.8815 | 1211006.5044 | 2693937.217 | 1211000.0248 | 2693936.4183 | 1210994.275 | 2693937.1898 | 1210986.7931 | 2693946.8367 | 1210965.9309 | 2693947.8775 | 1210959.2094 | 2693947.3129 | 1210953.0741 | 2693945.7102 | 1210947.2227 | 2693943.1833 | 1210941.1788 | 2693916.2834 | 1210901.2282 | 2693904.85 | 1210887.8503 | 2693883.5106 | 1210866.4222 | 2693860.9015 | 1210842.5837 | 2693841.0358 | 1210815.8753 | 2693820.4585 | 1210796.6943 | 2693813.4592 | 1210785.5211 | 2693807.91 | 1210765.2757 | 2693795.3429 | 1210729.2315 | 2693777.522 | 1210685.544 | 2693758.1244 | 1210656.0748 | 2693730.8066 | 1210643.0368 | 2693711.8168 | 1210627.2501 | 2693711.7903 | 1210614.908 | 2693719.2998 | 1210592.6775 | 2693716.2279 | 1210579.209 | 2693704.7242 | 1210568.788 | 2693697.799 | 1210568.3456
91 | 2693697.799 | 1210568.3456 | 2693695.5475 | 1210558.7704 | 2693676.3884 | 1210532.4518 | 2693643.1281 | 1210495.5492 | 2693619.2457 | 1210484.4003 | 2693608.4535 | 1210476.5701 | 2693566.521 | 1210450.7172 | 2693552.52 | 1210436.1656 | 2693553.7713 | 1210422.298 | 2693554.3828 | 1210402.2163 | 2693549.5438 | 1210389.4318 | 2693529.1475 | 1210366.7967 | 2693507.6766 | 1210337.0624 | 2693495.1456 | 1210304.355 | 2693491.2433 | 1210279.3214 | 2693487.6434 | 1210249.5449
92 | 2693487.6434 | 1210249.5449 | 2693275.7188 | 1210464.8764
93 | 2693697.799 | 1210568.3456 | 2693692.9696 | 1210568.0362 | 2693684.4874 | 1210575.2635
94 | 2693804.2234 | 1211261.9098 | 2693794.3522 | 1211270.516 | 2693789.3396 | 1211281.8894 | 2693782.4039 | 1211300.0482 | 2693773.8036 | 1211321.6055 | 2693765.1322 | 1211335.1228 | 2693755.093 | 1211346.2059 | 2693729.0005 | 1211374.8375 | 2693717.7486 | 1211377.507 | 2693680.9693 | 1211383.022 | 2693662.6117 | 1211383.7454 | 2693645.1307 | 1211380.4242 | 2693635.3967 | 1211377.425 | 2693618.6266 | 1211380.6195 | 2693618.5609 | 1211380.6515

## bus_geodata
| x | y | coords
0 | 2694562.4551 | 1211947.3844
1 | 2694580.0377 | 1211942.547
2 | 2694509.1564 | 1211990.6867
3 | 2694592.4062 | 1211941.8173
4 | 2694463.0799 | 1211975.9802
5 | 2694467.7039 | 1212014.5908
6 | 2694483.4344 | 1211828.9689
7 | 2694667.4073 | 1211917.6462
8 | 2694448.6276 | 1211960.6437
9 | 2694327.0806 | 1212008.6621
10 | 2694436.6109 | 1212004.8141
11 | 2694200.6255 | 1211420.9637
12 | 2694843.8617 | 1211626.474
13 | 2694267.1451 | 1211962.2936
14 | 2694319.765 | 1212026.5743
15 | 2694097.0711 | 1211313.2375
16 | 2694263.4681 | 1211968.9512
17 | 2694217.4015 | 1211948.2367
18 | 2694237.2538 | 1212122.1079
19 | 2693910.7511 | 1211138.1017
20 | 2693266.3691 | 1211974.105
21 | 2693361.4027 | 1211771.0199
22 | 2693462.4915 | 1211850.9452
23 | 2693422.1236 | 1211749.5797
24 | 2693456.6169 | 1211747.8114
25 | 2693562.0112 | 1211755.6412
26 | 2693464.3513 | 1211598.1909
27 | 2693751.3337 | 1211814.8092
28 | 2693714.0993 | 1211993.5011
29 | 2693462.5422 | 1212037.4754
30 | 2694050.6123 | 1211968.0798
31 | 2693957.0778 | 1211912.5155
32 | 2693791.2669 | 1211801.7395
33 | 2693831.6887 | 1211820.0337
34 | 2693437.6537 | 1211581.3968
35 | 2694218.5232 | 1211975.8792
36 | 2694250.8115 | 1211985.3486
37 | 2692835.1523 | 1211350.7177
38 | 2692823.4051 | 1211397.9755
39 | 2692844.6841 | 1211285.6163
40 | 2692693.3599 | 1211497.2619
41 | 2692781.799 | 1211157.3957
42 | 2692935.3426 | 1211678.727
43 | 2692766.0795 | 1211133.5353
44 | 2693020.7148 | 1211631.0698
45 | 2692947.0103 | 1211636.4286
46 | 2692827.9304 | 1211129.6169
47 | 2692753.6519 | 1211129.6215
48 | 2693093.3236 | 1211758.9334
49 | 2693033.9052 | 1211358.9914
50 | 2693236.9347 | 1211418.0231
51 | 2692961.3704 | 1211612.001
52 | 2692885.9685 | 1210995.7743
53 | 2692889.4504 | 1210995.2281
54 | 2692897.1303 | 1210997.4492
55 | 2692898.2959 | 1210993.8538
56 | 2693029.38 | 1211062.979
57 | 2692980.0553 | 1211589.2632
58 | 2692975.1999 | 1211593.6534
59 | 2693049.2436 | 1211318.4699
60 | 2693201.2643 | 1211160.4886
61 | 2693414.3702 | 1211533.5823
62 | 2693399.1753 | 1211412.9947
63 | 2692441.6609 | 1211012.1403
64 | 2692400.6662 | 1211095.8951
65 | 2693035.4024 | 1211059.4567
66 | 2693168.6995 | 1211109.4039
67 | 2693422.7045 | 1211562.9705
68 | 2693373.3568 | 1211313.9195
69 | 2694193.6418 | 1212147.1507
70 | 2694050.2711 | 1212252.6903
71 | 2693982.4807 | 1212233.9535
72 | 2693984.3503 | 1212309.6011
73 | 2693952.5922 | 1212238.9083
74 | 2693869.2024 | 1212385.106
75 | 2693865.4135 | 1212388.3838
76 | 2694204.6507 | 1212016.9992
77 | 2695081.3394 | 1209971.9952
78 | 2695081.5819 | 1209971.6975
79 | 2695091.9358 | 1209958.9869
80 | 2693986.4691 | 1210155.0948
81 | 2693944.0242 | 1210234.091
82 | 2695024.3858 | 1209893.1661
83 | 2693928.4147 | 1210348.6319
84 | 2693820.633 | 1210322.3315
85 | 2693842.0036 | 1210438.3401
86 | 2693856.4011 | 1210461.6438
87 | 2693976.7925 | 1210706.3489
88 | 2693970.1964 | 1210995.2347
89 | 2693950.4526 | 1211014.7765
90 | 2693487.6434 | 1210249.5449
91 | 2693697.799 | 1210568.3456
92 | 2693275.7188 | 1210464.8764
93 | 2693684.4874 | 1210575.2635
94 | 2693804.2234 | 1211261.9099
95 | 2693618.5609 | 1211380.6515
96 | 2693791.2669 | 1211801.7395

## line_std_types
| c_nf_per_km | r_ohm_per_km | x_ohm_per_km | max_i_ka | type | q_mm2 | alpha | voltage_rating
NAYY 4x50 SE | 210 | 0.642 | 0.083 | 0.142 | cs | 50 | 0.00403 | LV
NAYY 4x120 SE | 264 | 0.225 | 0.08 | 0.242 | cs | 120 | 0.00403 | LV
NAYY 4x150 SE | 261 | 0.208 | 0.08 | 0.27 | cs | 150 | 0.00403 | LV
NA2XS2Y 1x95 RM/25 12/20 kV | 216 | 0.313 | 0.132 | 0.252 | cs | 95 | 0.00403 | MV
NA2XS2Y 1x185 RM/25 12/20 kV | 273 | 0.161 | 0.117 | 0.362 | cs | 185 | 0.00403 | MV
NA2XS2Y 1x240 RM/25 12/20 kV | 304 | 0.122 | 0.112 | 0.421 | cs | 240 | 0.00403 | MV
NA2XS2Y 1x95 RM/25 6/10 kV | 315 | 0.313 | 0.123 | 0.249 | cs | 95 | 0.00403 | MV
NA2XS2Y 1x185 RM/25 6/10 kV | 406 | 0.161 | 0.11 | 0.358 | cs | 185 | 0.00403 | MV
NA2XS2Y 1x240 RM/25 6/10 kV | 456 | 0.122 | 0.105 | 0.416 | cs | 240 | 0.00403 | MV
NA2XS2Y 1x150 RM/25 12/20 kV | 250 | 0.206 | 0.116 | 0.319 | cs | 150 | 0.00403 | MV
NA2XS2Y 1x120 RM/25 12/20 kV | 230 | 0.253 | 0.119 | 0.283 | cs | 120 | 0.00403 | MV
NA2XS2Y 1x70 RM/25 12/20 kV | 190 | 0.443 | 0.132 | 0.22 | cs | 70 | 0.00403 | MV
NA2XS2Y 1x150 RM/25 6/10 kV | 360 | 0.206 | 0.11 | 0.315 | cs | 150 | 0.00403 | MV
NA2XS2Y 1x120 RM/25 6/10 kV | 340 | 0.253 | 0.113 | 0.28 | cs | 120 | 0.00403 | MV
NA2XS2Y 1x70 RM/25 6/10 kV | 280 | 0.443 | 0.123 | 0.217 | cs | 70 | 0.00403 | MV
N2XS(FL)2Y 1x120 RM/35 64/110 kV | 112 | 0.153 | 0.166 | 0.366 | cs | 120 | 0.00393 | HV
N2XS(FL)2Y 1x185 RM/35 64/110 kV | 125 | 0.099 | 0.156 | 0.457 | cs | 185 | 0.00393 | HV
N2XS(FL)2Y 1x240 RM/35 64/110 kV | 135 | 0.075 | 0.149 | 0.526 | cs | 240 | 0.00393 | HV
N2XS(FL)2Y 1x300 RM/35 64/110 kV | 144 | 0.06 | 0.144 | 0.588 | cs | 300 | 0.00393 | HV
15-AL1/3-ST1A 0.4 | 11 | 1.8769 | 0.35 | 0.105 | ol | 16 | 0.00403 | LV
24-AL1/4-ST1A 0.4 | 11.25 | 1.2012 | 0.335 | 0.14 | ol | 24 | 0.00403 | LV
48-AL1/8-ST1A 0.4 | 12.2 | 0.5939 | 0.3 | 0.21 | ol | 48 | 0.00403 | LV
94-AL1/15-ST1A 0.4 | 13.2 | 0.306 | 0.29 | 0.35 | ol | 94 | 0.00403 | LV
34-AL1/6-ST1A 10.0 | 9.7 | 0.8342 | 0.36 | 0.17 | ol | 34 | 0.00403 | MV
48-AL1/8-ST1A 10.0 | 10.1 | 0.5939 | 0.35 | 0.21 | ol | 48 | 0.00403 | MV
70-AL1/11-ST1A 10.0 | 10.4 | 0.4132 | 0.339 | 0.29 | ol | 70 | 0.00403 | MV
94-AL1/15-ST1A 10.0 | 10.75 | 0.306 | 0.33 | 0.35 | ol | 94 | 0.00403 | MV
122-AL1/20-ST1A 10.0 | 11.1 | 0.2376 | 0.323 | 0.41 | ol | 122 | 0.00403 | MV
149-AL1/24-ST1A 10.0 | 11.25 | 0.194 | 0.315 | 0.47 | ol | 149 | 0.00403 | MV
34-AL1/6-ST1A 20.0 | 9.15 | 0.8342 | 0.382 | 0.17 | ol | 34 | 0.00403 | MV
48-AL1/8-ST1A 20.0 | 9.5 | 0.5939 | 0.372 | 0.21 | ol | 48 | 0.00403 | MV
70-AL1/11-ST1A 20.0 | 9.7 | 0.4132 | 0.36 | 0.29 | ol | 70 | 0.00403 | MV
94-AL1/15-ST1A 20.0 | 10 | 0.306 | 0.35 | 0.35 | ol | 94 | 0.00403 | MV
122-AL1/20-ST1A 20.0 | 10.3 | 0.2376 | 0.344 | 0.41 | ol | 122 | 0.00403 | MV
149-AL1/24-ST1A 20.0 | 10.5 | 0.194 | 0.337 | 0.47 | ol | 149 | 0.00403 | MV
184-AL1/30-ST1A 20.0 | 10.75 | 0.1571 | 0.33 | 0.535 | ol | 184 | 0.00403 | MV
243-AL1/39-ST1A 20.0 | 11 | 0.1188 | 0.32 | 0.645 | ol | 243 | 0.00403 | MV
48-AL1/8-ST1A 110.0 | 8 | 0.5939 | 0.46 | 0.21 | ol | 48 | 0.00403 | HV
70-AL1/11-ST1A 110.0 | 8.4 | 0.4132 | 0.45 | 0.29 | ol | 70 | 0.00403 | HV
94-AL1/15-ST1A 110.0 | 8.65 | 0.306 | 0.44 | 0.35 | ol | 94 | 0.00403 | HV
122-AL1/20-ST1A 110.0 | 8.5 | 0.2376 | 0.43 | 0.41 | ol | 122 | 0.00403 | HV
149-AL1/24-ST1A 110.0 | 8.75 | 0.194 | 0.41 | 0.47 | ol | 149 | 0.00403 | HV
184-AL1/30-ST1A 110.0 | 8.8 | 0.1571 | 0.4 | 0.535 | ol | 184 | 0.00403 | HV
243-AL1/39-ST1A 110.0 | 9 | 0.1188 | 0.39 | 0.645 | ol | 243 | 0.00403 | HV
305-AL1/39-ST1A 110.0 | 9.2 | 0.0949 | 0.38 | 0.74 | ol | 305 | 0.00403 | HV
490-AL1/64-ST1A 110.0 | 9.75 | 0.059 | 0.37 | 0.96 | ol | 490 | 0.00403 | HV
679-AL1/86-ST1A 110.0 | 9.95 | 0.042 | 0.36 | 1.15 | ol | 679 | 0.00403 | HV
490-AL1/64-ST1A 220.0 | 10 | 0.059 | 0.285 | 0.96 | ol | 490 | 0.00403 | HV
679-AL1/86-ST1A 220.0 | 11.7 | 0.042 | 0.275 | 1.15 | ol | 679 | 0.00403 | HV
490-AL1/64-ST1A 380.0 | 11 | 0.059 | 0.253 | 0.96 | ol | 490 | 0.00403 | HV
679-AL1/86-ST1A 380.0 | 14.6 | 0.042 | 0.25 | 1.15 | ol | 679 | 0.00403 | HV

## trafo_std_types
| i0_percent | pfe_kw | vkr_percent | sn_mva | vn_lv_kv | vn_hv_kv | vk_percent | shift_degree | vector_group | tap_side | tap_neutral | tap_min | tap_max | tap_step_degree | tap_step_percent | tap_phase_shifter
160 MVA 380/110 kV | 0.06 | 60 | 0.25 | 160 | 110 | 380 | 12.2 | 0 | Yy0 | hv | 0 | -9 | 9 | 0 | 1.5 | FALSE
100 MVA 220/110 kV | 0.06 | 55 | 0.26 | 100 | 110 | 220 | 12 | 0 | Yy0 | hv | 0 | -9 | 9 | 0 | 1.5 | FALSE
63 MVA 110/20 kV | 0.04 | 22 | 0.32 | 63 | 20 | 110 | 18 | 150 | YNd5 | hv | 0 | -9 | 9 | 0 | 1.5 | FALSE
40 MVA 110/20 kV | 0.05 | 18 | 0.34 | 40 | 20 | 110 | 16.2 | 150 | YNd5 | hv | 0 | -9 | 9 | 0 | 1.5 | FALSE
25 MVA 110/20 kV | 0.07 | 14 | 0.41 | 25 | 20 | 110 | 12 | 150 | YNd5 | hv | 0 | -9 | 9 | 0 | 1.5 | FALSE
63 MVA 110/10 kV | 0.04 | 22 | 0.32 | 63 | 10 | 110 | 18 | 150 | YNd5 | hv | 0 | -9 | 9 | 0 | 1.5 | FALSE
40 MVA 110/10 kV | 0.05 | 18 | 0.34 | 40 | 10 | 110 | 16.2 | 150 | YNd5 | hv | 0 | -9 | 9 | 0 | 1.5 | FALSE
25 MVA 110/10 kV | 0.07 | 14 | 0.41 | 25 | 10 | 110 | 12 | 150 | YNd5 | hv | 0 | -9 | 9 | 0 | 1.5 | FALSE
0.25 MVA 20/0.4 kV | 0.32 | 0.8 | 1.44 | 0.25 | 0.4 | 20 | 6 | 150 | Yzn5 | hv | 0 | -2 | 2 | 0 | 2.5 | FALSE
0.4 MVA 20/0.4 kV | 0.3375 | 1.35 | 1.425 | 0.4 | 0.4 | 20 | 6 | 150 | Dyn5 | hv | 0 | -2 | 2 | 0 | 2.5 | FALSE
0.63 MVA 20/0.4 kV | 0.2619 | 1.65 | 1.206 | 0.63 | 0.4 | 20 | 6 | 150 | Dyn5 | hv | 0 | -2 | 2 | 0 | 2.5 | FALSE
0.25 MVA 10/0.4 kV | 0.24 | 0.6 | 1.2 | 0.25 | 0.4 | 10 | 4 | 150 | Dyn5 | hv | 0 | -2 | 2 | 0 | 2.5 | FALSE
0.4 MVA 10/0.4 kV | 0.2375 | 0.95 | 1.325 | 0.4 | 0.4 | 10 | 4 | 150 | Dyn5 | hv | 0 | -2 | 2 | 0 | 2.5 | FALSE
0.63 MVA 10/0.4 kV | 0.1873 | 1.18 | 1.0794 | 0.63 | 0.4 | 10 | 4 | 150 | Dyn5 | hv | 0 | -2 | 2 | 0 | 2.5 | FALSE

## trafo3w_std_types
| sn_hv_mva | sn_mv_mva | sn_lv_mva | vn_hv_kv | vn_mv_kv | vn_lv_kv | vk_hv_percent | vk_mv_percent | vk_lv_percent | vkr_hv_percent | vkr_mv_percent | vkr_lv_percent | pfe_kw | i0_percent | shift_mv_degree | shift_lv_degree | vector_group | tap_side | tap_neutral | tap_min | tap_max | tap_step_percent
63/25/38 MVA 110/20/10 kV | 63 | 25 | 38 | 110 | 20 | 10 | 10.4 | 10.4 | 10.4 | 0.28 | 0.32 | 0.35 | 35 | 0.89 | 0 | 0 | YN0yn0yn0 | hv | 0 | -10 | 10 | 1.2
63/25/38 MVA 110/10/10 kV | 63 | 25 | 38 | 110 | 10 | 10 | 10.4 | 10.4 | 10.4 | 0.28 | 0.32 | 0.35 | 35 | 0.89 | 0 | 0 | YN0yn0yn0 | hv | 0 | -10 | 10 | 1.2

## fuse_std_types
| fuse_type | i_rated_a | t_avg | t_min | t_total | x_avg | x_min | x_total
HV 100A | HV 100A | 100 | 0 | [10.0, 3.64, 0.854, 0.281, 0.1, 0.0531, 0.022, 0.01] | [10.0, 4.267, 1.21, 0.403, 0.1, 0.058, 0.022, 0.01] | 0 | [300.0, 350.0, 450.0, 550.0, 700.0, 850.0, 1200.0, 1752.0] | [600.0, 700.0, 900.0, 1150.0, 1665.0, 2000.0, 3000.0, 4313.0]
HV 10A | HV 10A | 10 | 0 | [10.0, 1675.0, 0.344, 0.156, 0.1, 0.0417, 0.0171, 0.01] | [10.0, 1.3, 0.3, 0.155, 0.1, 0.0555, 0.023, 0.01] | 0 | [30.0, 32.0, 35.0, 37.0, 39.0, 50.0, 70.0, 88.0] | [60.0, 70.0, 80.0, 87.0, 94.0, 110.0, 150.0, 216.0]
HV 125A | HV 125A | 125 | 0 | [10.0, 1.82, 0.344, 0.1, 0.0467, 0.0269, 0.01] | [10.0, 2.478, 0.426, 0.1, 0.0427, 0.0211, 0.01] | 0 | [375.0, 500.0, 700.0, 925.0, 1200.0, 1500.0, 2341.0] | [750.0, 1000.0, 1500.0, 2200.0, 3000.0, 4000.0, 5765.0]
HV 160A | HV 160A | 160 | 0 | [10.0, 4.15, 1.03, 0.198, 0.1, 0.051, 0.0172, 0.01] | [10.0, 2.3, 0.734, 0.274, 0.1, 0.046, 0.0177, 0.01] | 0 | [480.0, 550.0, 700.0, 1000.0, 1260.0, 1600.0, 2500.0, 3227.0] | [960.0, 1300.0, 1700.0, 2200.0, 2996.0, 4000.0, 6000.0, 7946.0]
HV 16A | HV 16A | 16 | 0 | [10.0, 0.352, 0.164, 0.1, 0.0649, 0.0342, 0.01] | [10.0, 2.34, 0.722, 0.181, 0.1, 0.055, 0.0296, 0.01] | 0 | [48.0, 60.0, 65.0, 71.0, 80.0, 100.0, 162.0] | [96.0, 110.0, 125.0, 150.0, 168.0, 200.0, 250.0, 398.0]
HV 200A | HV 200A | 200 | 0 | [10.0, 4.267, 1.21, 0.403, 0.1, 0.058, 0.022, 0.01] | [10.0, 3.73, 1.654, 0.328, 0.1, 0.0531, 0.019, 0.01] | 0 | [600.0, 700.0, 900.0, 1150.0, 1665.0, 2000.0, 3000.0, 4313.0] | [1200.0, 1500.0, 1800.0, 2700.0, 3960.0, 5000.0, 7500.0, 10620.0]
HV 20A | HV 20A | 20 | 0 | [10.0, 1.3, 0.3, 0.155, 0.1, 0.0555, 0.023, 0.01] | [10.0, 1.3, 0.161, 0.1, 0.0611, 0.0399, 0.0141, 0.01] | 0 | [60.0, 70.0, 80.0, 87.0, 94.0, 110.0, 150.0, 216.0] | [120.0, 150.0, 200.0, 223.0, 260.0, 300.0, 450.0, 532.0]
HV 25A | HV 25A | 25 | 0 | [10.0, 2.512, 0.833, 0.299, 0.1, 0.0372, 0.0223, 0.01] | [10.0, 3.125, 0.597, 0.198, 0.1, 0.0378, 0.022, 0.01] | 0 | [75.0, 82.0, 90.0, 100.0, 124.0, 170.0, 200.0, 289.0] | [150.0, 170.0, 210.0, 250.0, 294.0, 400.0, 500.0, 711.0]
HV 31.5A | HV 31.5A | 31.5 | 0 | [10.0, 2.34, 0.722, 0.181, 0.1, 0.055, 0.0296, 0.01] | [10.0, 2.84, 0.368, 0.164, 0.1, 0.0621, 0.0378, 0.0195, 0.01] | 0 | [95.0, 110.0, 125.0, 150.0, 165.0, 200.0, 250.0, 390.0] | [189.0, 220.0, 300.0, 350.0, 393.0, 450.0, 530.0, 700.0, 960.0]
HV 40A | HV 40A | 40 | 0 | [10.0, 1.3, 0.161, 0.1, 0.0611, 0.0399, 0.0141, 0.01] | [10.0, 2.05, 0.369, 0.198, 0.1, 0.051, 0.0298, 0.01] | 0 | [120.0, 150.0, 200.0, 223.0, 260.0, 300.0, 450.0, 532.0] | [240.0, 300.0, 400.0, 450.0, 530.0, 650.0, 800.0, 1311.0]
HV 50A | HV 50A | 50 | 0 | [10.0, 3.215, 0.597, 0.198, 0.1, 0.0378, 0.022, 0.01] | [10.0, 3.64, 0.854, 0.281, 0.1, 0.0531, 0.022, 0.01] | 0 | [150.0, 170.0, 210.0, 250.0, 294.0, 400.0, 500.0, 711.0] | [300.0, 350.0, 450.0, 550.0, 700.0, 850.0, 1200.0, 1752.0]
HV 6.3A | HV 6.3A | 6.3 | 0 | [10.0, 1.39, 0.344, 0.168, 0.1, 0.056, 0.0263, 0.01] | [10.0, 1.711, 0.516, 0.198, 0.1, 0.0634, 0.0303, 0.01] | 0 | [19.0, 19.5, 20.4, 20.8, 22.0, 25.0, 32.0, 48.0] | [38.0, 40.0, 43.0, 48.0, 53.0, 60.0, 75.0, 118.0]
HV 63A | HV 63A | 63 | 0 | [10.0, 2.84, 0.368, 0.164, 0.1, 0.0621, 0.0378, 0.0195, 0.01] | [10.0, 1.82, 0.344, 0.1, 0.0467, 0.0269, 0.01] | 0 | [189.0, 220.0, 300.0, 350.0, 393.0, 450.0, 530.0, 700.0, 961.0] | [378.0, 500.0, 700.0, 934.0, 1200.0, 1500.0, 2366.0]
HV 80A | HV 80A | 80 | 0 | [10.0, 2.05, 0.369, 0.198, 0.1, 0.051, 0.0298, 0.01] | [10.0, 4.15, 1.03, 0.198, 0.1, 0.051, 0.0172, 0.01] | 0 | [240.0, 300.0, 400.0, 450.0, 530.0, 650.0, 800.0, 1311.0] | [480.0, 550.0, 700.0, 1000.0, 1260.0, 1600.0, 2500.0, 3227.0]
Siemens NH-1-100 | Siemens NH-1-100 | 100 | [5400.0, 2000.0, 400.0, 20.0, 1.0, 0.2, 0.012, 0.004] | 0 | 0 | [150.0, 190.0, 250.0, 430.0, 900.0, 1250.0, 2700.0, 3600.0] | 0 | 0
Siemens NH-1-125 | Siemens NH-1-125 | 125 | [4800.0, 120.0, 7.0, 0.1, 0.004] | 0 | 0 | [180.0, 400.0, 740.0, 2000.0, 4250.0] | 0 | 0
Siemens NH-1-16 | Siemens NH-1-16 | 16 | [4000.0, 400.0, 2.0, 0.1, 0.04, 0.01] | 0 | 0 | [26.0, 35.0, 75.0, 150.0, 200.0, 300.0] | 0 | 0
Siemens NH-1-160 | Siemens NH-1-160 | 160 | [4800.0, 120.0, 7.0, 0.1, 0.004] | 0 | 0 | [210.0, 500.0, 900.0, 2300.0, 5000.0] | 0 | 0
Siemens NH-1-25 | Siemens NH-1-25 | 25 | [4000.0, 1000.0, 10.0, 0.2, 0.02, 0.01] | 0 | 0 | [40.0, 50.0, 100.0, 210.0, 400.0, 500.0] | 0 | 0
Siemens NH-1-50 | Siemens NH-1-50 | 50 | [4000.0, 40.0, 4.0, 1.0, 0.02, 0.01] | 0 | 0 | [86.0, 200.0, 300.0, 400.0, 1000.0, 1280.0] | 0 | 0
Siemens NH-1-63 | Siemens NH-1-63 | 63 | [4000.0, 100.0, 10.0, 2.0, 0.04, 0.01] | 0 | 0 | [100.0, 200.0, 300.0, 400.0, 1000.0, 1500.0] | 0 | 0
Siemens NH-1-80 | Siemens NH-1-80 | 80 | [4800.0, 120.0, 7.0, 0.1, 0.01] | 0 | 0 | [150.58, 250.0, 450.0, 1150.0, 2470.0] | 0 | 0
Siemens NH-2-1000 | Siemens NH-2-1000 | 1000 | [4800.0, 120.0, 7.0, 0.1, 0.004] | 0 | 0 | [1900.0, 3500.0, 8400.0, 24000.0, 52000.0] | 0 | 0
Siemens NH-2-200 | Siemens NH-2-200 | 200 | [4800.0, 120.0, 7.0, 0.1, 0.004] | 0 | 0 | [280.0, 650.0, 1200.0, 3000.0, 7000.0] | 0 | 0
Siemens NH-2-224 | Siemens NH-2-224 | 224 | [4800.0, 120.0, 7.0, 0.2, 0.04, 0.004] | 0 | 0 | [400.0, 750.0, 1453.0, 3025.0, 4315.0, 7600.0] | 0 | 0
Siemens NH-2-250 | Siemens NH-2-250 | 250 | [4800.0, 120.0, 7.0, 0.1, 0.004] | 0 | 0 | [450.0, 800.0, 1650.0, 4000.0, 8500.0] | 0 | 0
Siemens NH-2-315 | Siemens NH-2-315 | 315 | [4800.0, 120.0, 7.0, 0.1, 0.004] | 0 | 0 | [550.0, 920.0, 1900.0, 5000.0, 11000.0] | 0 | 0
Siemens NH-2-355 | Siemens NH-2-355 | 355 | [4800.0, 120.0, 6.0, 0.1, 0.004] | 0 | 0 | [650.0, 1116.27, 2350.0, 5840.0, 12790.0] | 0 | 0
Siemens NH-2-400 | Siemens NH-2-400 | 400 | [4800.0, 120.0, 7.0, 0.1, 0.004] | 0 | 0 | [720.0, 1350.0, 2800.0, 6500.0, 15000.0] | 0 | 0
Siemens NH-2-425 | Siemens NH-2-425 | 425 | [4800.0, 120.0, 7.0, 0.1, 0.004] | 0 | 0 | [850.0, 1500.0, 3050.0, 7500.0, 16500.0] | 0 | 0
Siemens NH-2-630 | Siemens NH-2-630 | 630 | [4800.0, 120.0, 7.0, 0.1, 0.004] | 0 | 0 | [1200.0, 2000.0, 4800.0, 12000.0, 26000.0] | 0 | 0

## res_bus
| vm_pu | va_degree | p_mw | q_mvar
0 | 0.98682 | -0.25805 | 0.00055726 | 0.00013966
1 | 0.98671 | -0.26018 | 0.0011541 | 0.00028925
2 | 0.98731 | -0.24807 | 0 | 0
3 | 0.98665 | -0.26136 | 0 | 0
4 | 0.98773 | -0.23984 | 0 | 0
5 | 0.98721 | -0.25012 | 0.0013106 | 0.00032847
6 | 0.98582 | -0.27836 | 0.00070412 | 0.00017647
7 | 0.98661 | -0.2623 | 0 | 0
8 | 0.98798 | -0.23486 | 0.0016566 | 0.00041519
9 | 0.98714 | -0.25125 | 0.00033355 | 8.3596e-05
10 | 0.98718 | -0.25073 | 0.0010111 | 0.00025342
11 | 0.984 | -0.31569 | 0 | 0
12 | 0.9864 | -0.26626 | 0.0006133 | 0.00015371
13 | 0.99057 | -0.18365 | 0 | 0
14 | 0.98708 | -0.25249 | 0.00042511 | 0.00010654
15 | 0.98345 | -0.32686 | 0.00057426 | 0.00014392
16 | 0.99057 | -0.1838 | 0 | 0
17 | 0.99132 | -0.16891 | 0.00037796 | 9.4727e-05
18 | 0.9867 | -0.26006 | 0.00048214 | 0.00012083
19 | 0.98201 | -0.35644 | 0 | 0
20 | 0.99689 | -0.060249 | 0.00023535 | 5.8983e-05
21 | 0.99695 | -0.0592 | 0 | 0
22 | 0.99692 | -0.059749 | 0.00021711 | 5.4412e-05
23 | 0.99698 | -0.05855 | 0.00062327 | 0.00015621
24 | 0.99701 | -0.057881 | 0.00019372 | 4.855e-05
25 | 0.99714 | -0.055433 | 0 | 0
26 | 0.99322 | -0.13159 | 0.00027381 | 6.8624e-05
27 | 0.9995 | -0.0097325 | 0 | 0
28 | 0.99943 | -0.010986 | 0 | 0
29 | 0.99934 | -0.012739 | 0.00034996 | 8.7709e-05
30 | 0.99479 | -0.10111 | 0 | 0
31 | 0.99642 | -0.069238 | 0.00105 | 0.00026316
32 | 1 | 0 | -0.032478 | -0.0076822
33 | 0.99919 | -0.01564 | 0.00035027 | 8.7785e-05
34 | 0.9929 | -0.13784 | 0.0011053 | 0.00027703
35 | 0.99056 | -0.18396 | 0.00020517 | 5.1421e-05
36 | 0.99055 | -0.18412 | 0.00040666 | 0.00010192
37 | 0.98481 | -0.29719 | 0.00017239 | 4.3204e-05
38 | 0.98485 | -0.29629 | 0.00051015 | 0.00012786
39 | 0.98475 | -0.29821 | 0.0008514 | 0.00021338
40 | 0.98514 | -0.29064 | 0 | 0
41 | 0.98378 | -0.31746 | 0.00028754 | 7.2065e-05
42 | 0.9871 | -0.25177 | 0 | 0
43 | 0.9837 | -0.31907 | 0 | 0
44 | 0.98773 | -0.23946 | 0 | 0
45 | 0.98701 | -0.2536 | 0.0011395 | 0.00028558
46 | 0.98359 | -0.32122 | 0 | 0
47 | 0.98369 | -0.31931 | 0.00088685 | 0.00022227
48 | 0.98768 | -0.24038 | 0.00021104 | 5.2891e-05
49 | 0.98739 | -0.2462 | 0 | 0
50 | 0.99052 | -0.18467 | 0 | 0
51 | 0.98698 | -0.25417 | 0.0004909 | 0.00012303
52 | 0.98339 | -0.32526 | 0.00036973 | 9.2664e-05
53 | 0.98339 | -0.32523 | 8.6449e-05 | 2.1666e-05
54 | 0.98339 | -0.32517 | 0 | 0
55 | 0.98339 | -0.32523 | 0.00091499 | 0.00022932
56 | 0.98349 | -0.3233 | 0.00029417 | 7.3727e-05
57 | 0.98697 | -0.25447 | 0.00025266 | 6.3323e-05
58 | 0.98697 | -0.25444 | 0.00038185 | 9.5701e-05
59 | 0.98738 | -0.24643 | 0.0002966 | 7.4335e-05
60 | 0.98712 | -0.25151 | 0.00020939 | 5.2479e-05
61 | 0.99241 | -0.14746 | 0.00047461 | 0.00011895
62 | 0.99043 | -0.18633 | 0.00015476 | 3.8787e-05
63 | 0.98365 | -0.32009 | 0 | 0
64 | 0.98364 | -0.32031 | 0.00011488 | 2.8793e-05
65 | 0.98349 | -0.32333 | 0.00022654 | 5.6776e-05
66 | 0.98706 | -0.25278 | 0.00078199 | 0.00019599
67 | 0.99268 | -0.14225 | 0.00047268 | 0.00011847
68 | 0.99036 | -0.18773 | 0.00038279 | 9.5937e-05
69 | 0.98657 | -0.26249 | 0.00038003 | 9.5243e-05
70 | 0.98619 | -0.27007 | 0 | 0
71 | 0.9861 | -0.27179 | 0.00036488 | 9.1448e-05
72 | 0.9861 | -0.2718 | 0 | 0
73 | 0.98607 | -0.27227 | 0.00086796 | 0.00021753
74 | 0.98595 | -0.27476 | 0.00074693 | 0.0001872
75 | 0.98595 | -0.27478 | 0.00029181 | 7.3136e-05
76 | 0.99052 | -0.18461 | 0.0004553 | 0.00011411
77 | 0.97798 | -0.43782 | 0.00064541 | 0.00016176
78 | 0.97798 | -0.43782 | 0.00080873 | 0.00020269
79 | 0.978 | -0.43738 | 0 | 0
80 | 0.97958 | -0.40587 | 0 | 0
81 | 0.97956 | -0.40624 | 0.00021105 | 5.2894e-05
82 | 0.97814 | -0.4346 | 0 | 0
83 | 0.97992 | -0.39903 | 0.00027084 | 6.788e-05
84 | 0.98014 | -0.39458 | 0.00017349 | 4.348e-05
85 | 0.98016 | -0.39419 | 0.00017434 | 4.3694e-05
86 | 0.98017 | -0.39398 | 0 | 0
87 | 0.98094 | -0.37829 | 0 | 0
88 | 0.98157 | -0.36557 | 0.00023638 | 5.9241e-05
89 | 0.98164 | -0.36416 | 0 | 0
90 | 0.98121 | -0.37315 | 0.00019233 | 4.8203e-05
91 | 0.98134 | -0.37032 | 0 | 0
92 | 0.98116 | -0.37415 | 0.00017714 | 4.4397e-05
93 | 0.98134 | -0.37038 | 0.00021233 | 5.3216e-05
94 | 0.982 | -0.35676 | 0 | 0
95 | 0.98198 | -0.35717 | 8.5734e-05 | 2.1487e-05
96 | 0.99998 | 149.9956 | 0 | 0

## res_line
| p_from_mw | q_from_mvar | p_to_mw | q_to_mvar | pl_mw | ql_mvar | i_from_ka | i_to_ka | i_ka | vm_from_pu | va_from_degree | vm_to_pu | va_to_degree | loading_percent
0 | 0.0062584 | 0.0014997 | -0.0062577 | -0.0014996 | 6.1671e-07 | 1.576e-07 | 0.009413 | 0.0094131 | 0.0094131 | 0.98682 | -0.25805 | 0.98671 | -0.26018 | 2.586
1 | -0.0068156 | -0.0016394 | 0.0068188 | 0.0016404 | 3.1426e-06 | 9.923e-07 | 0.010253 | 0.010253 | 0.010253 | 0.98682 | -0.25805 | 0.98731 | -0.24807 | 2.8168
2 | 0.0051036 | 0.0012103 | -0.0051033 | -0.0012103 | 2.7357e-07 | 1.6813e-08 | 0.0076727 | 0.0076727 | 0.0076727 | 0.98671 | -0.26018 | 0.98665 | -0.26136 | 2.1079
3 | -0.0091408 | -0.0022213 | 0.0091443 | 0.002223 | 3.5036e-06 | 1.6102e-06 | 0.013752 | 0.013752 | 0.013752 | 0.98731 | -0.24807 | 0.98773 | -0.23984 | 3.778
4 | 0.002322 | 0.00058098 | -0.0023218 | -0.00058147 | 2.2639e-07 | -4.8552e-07 | 0.0034992 | 0.0034995 | 0.0034995 | 0.98731 | -0.24807 | 0.98721 | -0.25012 | 0.96139
5 | 0.0044899 | 0.0010621 | -0.0044864 | -0.0010625 | 3.4877e-06 | -3.7266e-07 | 0.0067496 | 0.0067504 | 0.0067504 | 0.98665 | -0.26136 | 0.98582 | -0.27836 | 1.8545
6 | 0.00061344 | 0.00014816 | -0.00061341 | -0.00014922 | 2.6957e-08 | -1.0595e-06 | 0.0009232 | 0.00092357 | 0.00092357 | 0.98665 | -0.26136 | 0.98661 | -0.2623 | 0.25373
7 | -0.013042 | -0.0031899 | 0.013045 | 0.0031916 | 3.0418e-06 | 1.677e-06 | 0.01962 | 0.019619 | 0.01962 | 0.98773 | -0.23984 | 0.98798 | -0.23486 | 5.39
8 | 0.0038973 | 0.00096696 | -0.0038952 | -0.00096769 | 2.102e-06 | -7.3688e-07 | 0.0058679 | 0.0058686 | 0.0058686 | 0.98773 | -0.23984 | 0.98714 | -0.25125 | 1.6122
9 | 0.0010112 | 0.000253 | -0.0010111 | -0.00025341 | 2.9183e-08 | -4.0969e-07 | 0.001524 | 0.0015241 | 0.0015241 | 0.98721 | -0.25012 | 0.98718 | -0.25073 | 0.41872
10 | 0.0037823 | 0.00088603 | -0.0037759 | -0.00088865 | 6.4114e-06 | -2.6199e-06 | 0.0056877 | 0.00569 | 0.00569 | 0.98582 | -0.27836 | 0.984 | -0.31569 | 1.5632
11 | 0.00061341 | 0.00014922 | -0.0006133 | -0.0001537 | 1.1439e-07 | -4.4847e-06 | 0.00092357 | 0.00092517 | 0.00092517 | 0.98661 | -0.2623 | 0.9864 | -0.26626 | 0.25417
12 | -0.014701 | -0.0036068 | 0.014737 | 0.0036269 | 3.538e-05 | 2.0166e-05 | 0.022115 | 0.022114 | 0.022115 | 0.98798 | -0.23486 | 0.99057 | -0.18365 | 6.0754
13 | 0.0035617 | 0.0008841 | -0.0035614 | -0.00088421 | 2.0891e-07 | -1.1364e-07 | 0.0053658 | 0.0053659 | 0.0053659 | 0.98714 | -0.25125 | 0.98708 | -0.25249 | 1.4741
14 | 0.0037759 | 0.00088865 | -0.003774 | -0.00088943 | 1.921e-06 | -7.7909e-07 | 0.00569 | 0.0056907 | 0.0056907 | 0.984 | -0.31569 | 0.98345 | -0.32686 | 1.5634
15 | 0.0010672 | 0.00026573 | -0.0010672 | -0.00026582 | 7.3205e-09 | -9.3175e-08 | 0.0016025 | 0.0016025 | 0.0016025 | 0.99057 | -0.18365 | 0.99057 | -0.1838 | 0.44024
16 | -0.015804 | -0.0038927 | 0.015815 | 0.003899 | 1.0966e-05 | 6.3484e-06 | 0.023716 | 0.023716 | 0.023716 | 0.99057 | -0.18365 | 0.99132 | -0.16891 | 6.5154
17 | 0.0031363 | 0.00077767 | -0.0031352 | -0.00077867 | 1.1231e-06 | -9.9509e-07 | 0.004725 | 0.0047256 | 0.0047256 | 0.98708 | -0.25249 | 0.9867 | -0.26006 | 1.2983
18 | 0.0031997 | 0.00074551 | -0.0031954 | -0.00074899 | 4.2843e-06 | -3.4812e-06 | 0.0048219 | 0.0048239 | 0.0048239 | 0.98345 | -0.32686 | 0.98201 | -0.35644 | 1.3253
19 | 0.00020517 | 5.0834e-05 | -0.00020517 | -5.142e-05 | 1.6249e-09 | -5.8656e-07 | 0.000308 | 0.00030821 | 0.00030821 | 0.99057 | -0.1838 | 0.99056 | -0.18396 | 0.084672
20 | 0.00086198 | 0.00021499 | -0.00086197 | -0.00021525 | 1.3181e-08 | -2.6155e-07 | 0.0012945 | 0.0012946 | 0.0012946 | 0.99057 | -0.1838 | 0.99055 | -0.18412 | 0.35565
21 | -0.016193 | -0.0039938 | 0.016245 | 0.0040239 | 5.1836e-05 | 3.0142e-05 | 0.024283 | 0.024282 | 0.024283 | 0.99132 | -0.16891 | 0.99479 | -0.10111 | 6.6712
22 | 0.0026531 | 0.00065783 | -0.0026528 | -0.00065829 | 3.0394e-07 | -4.5284e-07 | 0.0039985 | 0.0039988 | 0.0039988 | 0.9867 | -0.26006 | 0.98657 | -0.26249 | 1.0986
23 | 8.5736e-05 | 1.598e-05 | -8.5735e-05 | -1.8322e-05 | 1.1473e-09 | -2.3429e-06 | 0.00012819 | 0.00012886 | 0.00012886 | 0.98201 | -0.35644 | 0.982 | -0.35676 | 0.035402
24 | 0.0031097 | 0.00073301 | -0.0031086 | -0.00073398 | 1.0942e-06 | -9.7291e-07 | 0.0046959 | 0.0046965 | 0.0046965 | 0.98201 | -0.35644 | 0.98164 | -0.36416 | 1.2902
25 | -0.00023535 | -5.8983e-05 | 0.00023536 | 5.5734e-05 | 1.1523e-08 | -3.2498e-06 | 0.00035129 | 0.00035017 | 0.00035129 | 0.99689 | -0.060249 | 0.99695 | -0.0592 | 0.096509
26 | 0.00021711 | 5.2555e-05 | -0.00021711 | -5.4412e-05 | 5.608e-09 | -1.857e-06 | 0.00032341 | 0.00032406 | 0.00032406 | 0.99695 | -0.0592 | 0.99692 | -0.059749 | 0.089026
27 | -0.00045247 | -0.00010829 | 0.00045248 | 0.00010726 | 1.3492e-08 | -1.0259e-06 | 0.00067358 | 0.00067324 | 0.00067358 | 0.99695 | -0.0592 | 0.99698 | -0.05855 | 0.18505
28 | -0.0010758 | -0.00026347 | 0.0010758 | 0.00026303 | 3.3693e-08 | -4.342e-07 | 0.0016034 | 0.0016033 | 0.0016034 | 0.99698 | -0.05855 | 0.99701 | -0.057881 | 0.44051
29 | -0.0012695 | -0.00031158 | 0.0012696 | 0.00031026 | 1.4551e-07 | -1.3204e-06 | 0.0018924 | 0.0018919 | 0.0018924 | 0.99701 | -0.057881 | 0.99714 | -0.055433 | 0.51989
30 | 0.011449 | 0.0028493 | -0.011408 | -0.0028278 | 4.1182e-05 | 2.1465e-05 | 0.017078 | 0.017079 | 0.017079 | 0.99714 | -0.055433 | 0.99322 | -0.13159 | 4.6922
31 | -0.012718 | -0.0031596 | 0.012746 | 0.0031745 | 2.7562e-05 | 1.4969e-05 | 0.01897 | 0.018969 | 0.01897 | 0.99714 | -0.055433 | 0.9995 | -0.0097325 | 5.2114
32 | 0.011134 | 0.0027592 | -0.01113 | -0.0027575 | 3.2867e-06 | 1.6954e-06 | 0.016669 | 0.016669 | 0.016669 | 0.99322 | -0.13159 | 0.9929 | -0.13784 | 4.5795
33 | -0.013096 | -0.003256 | 0.013102 | 0.0032593 | 6.0379e-06 | 3.3083e-06 | 0.019488 | 0.019487 | 0.019488 | 0.9995 | -0.0097325 | 1 | 0 | 5.3537
34 | 0.00035001 | 8.1436e-05 | -0.00034999 | -8.4019e-05 | 2.0035e-08 | -2.5827e-06 | 0.00051895 | 0.00051982 | 0.00051982 | 0.9995 | -0.0097325 | 0.99943 | -0.010986 | 0.14281
35 | 0.00034999 | 8.4019e-05 | -0.00034996 | -8.7709e-05 | 2.8753e-08 | -3.6907e-06 | 0.00051982 | 0.00052109 | 0.00052109 | 0.99943 | -0.010986 | 0.99934 | -0.012739 | 0.14316
36 | -0.016245 | -0.0040239 | 0.016269 | 0.0040381 | 2.4487e-05 | 1.4232e-05 | 0.024282 | 0.024282 | 0.024282 | 0.99479 | -0.10111 | 0.99642 | -0.069238 | 6.6709
37 | -0.017319 | -0.0043013 | 0.017363 | 0.0043272 | 4.4032e-05 | 2.5885e-05 | 0.02585 | 0.025849 | 0.02585 | 0.99642 | -0.069238 | 0.99919 | -0.01564 | 7.1016
38 | 0.017726 | 0.0044227 | -0.017713 | -0.004415 | 1.3152e-05 | 7.7564e-06 | 0.02637 | 0.02637 | 0.02637 | 1 | 0 | 0.99919 | -0.01564 | 7.2446
39 | 0.010025 | 0.0024805 | -0.010023 | -0.0024795 | 2.0866e-06 | 1.0162e-06 | 0.015013 | 0.015013 | 0.015013 | 0.9929 | -0.13784 | 0.99268 | -0.14225 | 4.1244
40 | 0.00045531 | 0.00011333 | -0.0004553 | -0.00011411 | 1.0693e-08 | -7.781e-07 | 0.00068369 | 0.00068397 | 0.00068397 | 0.99055 | -0.18412 | 0.99052 | -0.18461 | 0.1879
41 | -0.0010238 | -0.00025576 | 0.0010239 | 0.00025517 | 4.3707e-08 | -5.9206e-07 | 0.0015467 | 0.0015465 | 0.0015467 | 0.98481 | -0.29719 | 0.98485 | -0.29629 | 0.42491
42 | 0.00085144 | 0.00021256 | -0.0008514 | -0.00021338 | 4.1106e-08 | -8.1653e-07 | 0.0012862 | 0.0012865 | 0.0012865 | 0.98481 | -0.29719 | 0.98475 | -0.29821 | 0.35344
43 | -0.001534 | -0.00038303 | 0.0015344 | 0.00038069 | 4.1071e-07 | -2.3344e-06 | 0.0023172 | 0.0023163 | 0.0023172 | 0.98485 | -0.29629 | 0.98514 | -0.29064 | 0.63661
44 | 0.0031859 | 0.00078221 | -0.0031819 | -0.00078553 | 4.0136e-06 | -3.3193e-06 | 0.0048065 | 0.0048085 | 0.0048085 | 0.98514 | -0.29064 | 0.98378 | -0.31746 | 1.321
45 | -0.0047203 | -0.0011629 | 0.004729 | 0.0011626 | 8.6303e-06 | -2.6543e-07 | 0.0071228 | 0.0071208 | 0.0071228 | 0.98514 | -0.29064 | 0.9871 | -0.25177 | 1.9568
46 | 0.0028944 | 0.00071346 | -0.0028941 | -0.00071371 | 2.1907e-07 | -2.4753e-07 | 0.0043736 | 0.0043737 | 0.0043737 | 0.98378 | -0.31746 | 0.9837 | -0.31907 | 1.2016
47 | -0.0069941 | -0.0017291 | 0.0069982 | 0.0017304 | 4.0604e-06 | 1.3507e-06 | 0.010535 | 0.010534 | 0.010535 | 0.9871 | -0.25177 | 0.98773 | -0.23946 | 2.8942
48 | 0.0022651 | 0.00056646 | -0.0022649 | -0.00056691 | 1.9726e-07 | -4.5054e-07 | 0.0034142 | 0.0034144 | 0.0034144 | 0.9871 | -0.25177 | 0.98701 | -0.2536 | 0.93801
49 | 0.0018924 | 0.00046858 | -0.0018922 | -0.00046925 | 1.9251e-07 | -6.7308e-07 | 0.0028605 | 0.0028608 | 0.0028608 | 0.9837 | -0.31907 | 0.98359 | -0.32122 | 0.78594
50 | 0.0010017 | 0.00024513 | -0.0010017 | -0.00024529 | 1.1189e-08 | -1.5825e-07 | 0.0015132 | 0.0015133 | 0.0015133 | 0.9837 | -0.31907 | 0.98369 | -0.31931 | 0.41574
51 | 0.00021105 | 4.9852e-05 | -0.00021104 | -5.2891e-05 | 8.9875e-09 | -3.0389e-06 | 0.00031689 | 0.00031794 | 0.00031794 | 0.98773 | -0.23946 | 0.98768 | -0.24038 | 0.087347
52 | 0.0012887 | 0.00031405 | -0.0012883 | -0.00031748 | 4.066e-07 | -3.43e-06 | 0.0019383 | 0.0019396 | 0.0019396 | 0.98773 | -0.23946 | 0.98739 | -0.2462 | 0.53285
53 | -0.0084979 | -0.0020943 | 0.0085199 | 0.0021038 | 2.1948e-05 | 9.4537e-06 | 0.01279 | 0.012788 | 0.01279 | 0.98773 | -0.23946 | 0.99052 | -0.18467 | 3.5136
54 | 0.0011255 | 0.00028133 | -0.0011254 | -0.00028167 | 3.0641e-08 | -3.4321e-07 | 0.0016965 | 0.0016966 | 0.0016966 | 0.98701 | -0.2536 | 0.98698 | -0.25417 | 0.4661
55 | 0.00052076 | 0.00012766 | -0.00052071 | -0.00013041 | 5.1068e-08 | -2.7555e-06 | 0.00078682 | 0.0007878 | 0.0007878 | 0.98359 | -0.32122 | 0.98349 | -0.3233 | 0.21643
56 | 0.0013714 | 0.00034159 | -0.0013712 | -0.00034345 | 2.5716e-07 | -1.8578e-06 | 0.002074 | 0.0020747 | 0.0020747 | 0.98359 | -0.32122 | 0.98339 | -0.32517 | 0.56998
57 | 0.00011489 | 2.3029e-05 | -0.00011489 | -2.7482e-05 | 3.9207e-09 | -4.4525e-06 | 0.00017193 | 0.00017333 | 0.00017333 | 0.98369 | -0.31931 | 0.98365 | -0.32009 | 0.047619
58 | 0.0002966 | 7.3782e-05 | -0.0002966 | -7.4334e-05 | 3.2444e-09 | -5.5201e-07 | 0.00044679 | 0.00044699 | 0.00044699 | 0.98739 | -0.2462 | 0.98738 | -0.24643 | 0.1228
59 | 0.00099168 | 0.00024369 | -0.00099143 | -0.00024733 | 2.4837e-07 | -3.6382e-06 | 0.0014928 | 0.0014941 | 0.0014941 | 0.98739 | -0.2462 | 0.98712 | -0.25151 | 0.41047
60 | -0.0090575 | -0.0022337 | 0.0090734 | 0.002241 | 1.5885e-05 | 7.21e-06 | 0.013594 | 0.013593 | 0.013594 | 0.99052 | -0.18467 | 0.99241 | -0.14746 | 3.7346
61 | 0.00053762 | 0.00012994 | -0.00053758 | -0.00013211 | 4.1555e-08 | -2.1669e-06 | 0.00080598 | 0.00080673 | 0.00080673 | 0.99052 | -0.18467 | 0.99043 | -0.18633 | 0.22163
62 | 0.00063452 | 0.00015864 | -0.00063452 | -0.00015894 | 8.0646e-09 | -2.9521e-07 | 0.0009565 | 0.00095661 | 0.00095661 | 0.98698 | -0.25417 | 0.98697 | -0.25444 | 0.2628
63 | -0.00036973 | -9.2662e-05 | 0.00036973 | 9.2618e-05 | 4.1368e-10 | -4.445e-08 | 0.00055946 | 0.00055944 | 0.00055946 | 0.98339 | -0.32526 | 0.98339 | -0.32523 | 0.1537
64 | -0.00045618 | -0.00011428 | 0.00045618 | 0.00011418 | 1.4283e-09 | -1.0051e-07 | 0.00069025 | 0.00069022 | 0.00069025 | 0.98339 | -0.32523 | 0.98339 | -0.32517 | 0.18963
65 | 0.00091499 | 0.00022927 | -0.00091499 | -0.00022931 | 2.7164e-09 | -4.6206e-08 | 0.0013845 | 0.0013845 | 0.0013845 | 0.98339 | -0.32517 | 0.98339 | -0.32523 | 0.38036
66 | 0.00022654 | 5.6686e-05 | -0.00022654 | -5.6775e-05 | 3.0733e-10 | -8.8336e-08 | 0.00034272 | 0.00034275 | 0.00034275 | 0.98349 | -0.3233 | 0.98349 | -0.32333 | 0.094162
67 | -0.00025266 | -6.3323e-05 | 0.00025266 | 6.3239e-05 | 3.5617e-10 | -8.3426e-08 | 0.00038093 | 0.0003809 | 0.00038093 | 0.98697 | -0.25447 | 0.98697 | -0.25444 | 0.10465
68 | 0.00078204 | 0.00019485 | -0.00078199 | -0.00019598 | 4.7306e-08 | -1.1304e-06 | 0.0011785 | 0.0011789 | 0.0011789 | 0.98712 | -0.25151 | 0.98706 | -0.25278 | 0.32387
69 | -0.009548 | -0.0023599 | 0.0095503 | 0.002361 | 2.3439e-06 | 1.1053e-06 | 0.014305 | 0.014304 | 0.014305 | 0.99241 | -0.14746 | 0.99268 | -0.14225 | 3.9298
70 | 0.00038282 | 9.3319e-05 | -0.00038279 | -9.5936e-05 | 2.5342e-08 | -2.617e-06 | 0.00057422 | 0.00057514 | 0.00057514 | 0.99043 | -0.18633 | 0.99036 | -0.18773 | 0.15801
71 | 0.00011489 | 2.7482e-05 | -0.00011488 | -2.8792e-05 | 1.1666e-09 | -1.3102e-06 | 0.00017333 | 0.00017379 | 0.00017379 | 0.98365 | -0.32009 | 0.98364 | -0.32031 | 0.047745
72 | 0.0022728 | 0.00056304 | -0.0022719 | -0.00056488 | 8.1435e-07 | -1.8404e-06 | 0.0034256 | 0.0034264 | 0.0034264 | 0.98657 | -0.26249 | 0.98619 | -0.27007 | 0.94133
73 | 0.001233 | 0.00030767 | -0.0012329 | -0.0003086 | 1.0094e-07 | -9.2801e-07 | 0.0018599 | 0.0018602 | 0.0018602 | 0.98619 | -0.27007 | 0.9861 | -0.27179 | 0.51106
74 | 0.001039 | 0.00025721 | -0.0010389 | -0.00025834 | 8.5195e-08 | -1.1263e-06 | 0.0015665 | 0.001567 | 0.001567 | 0.98619 | -0.27007 | 0.9861 | -0.2718 | 0.43048
75 | 0.00086798 | 0.00021715 | -0.00086796 | -0.00021753 | 1.9695e-08 | -3.7799e-07 | 0.0013096 | 0.0013098 | 0.0013098 | 0.9861 | -0.27179 | 0.98607 | -0.27227 | 0.35983
76 | 0.0010389 | 0.00025834 | -0.0010387 | -0.00026027 | 1.4581e-07 | -1.9256e-06 | 0.001567 | 0.0015677 | 0.0015677 | 0.9861 | -0.2718 | 0.98595 | -0.27476 | 0.43068
77 | 0.00029181 | 7.3071e-05 | -0.00029181 | -7.3135e-05 | 3.6438e-10 | -6.3659e-08 | 0.00044039 | 0.00044041 | 0.00044041 | 0.98595 | -0.27476 | 0.98595 | -0.27478 | 0.12099
78 | -0.00064541 | -0.00016175 | 0.00064541 | 0.00016174 | 1.3849e-10 | -4.728e-09 | 0.000982 | 0.000982 | 0.000982 | 0.97798 | -0.43782 | 0.97798 | -0.43782 | 0.26978
79 | -0.0014541 | -0.00036442 | 0.0014542 | 0.00036424 | 3.0093e-08 | -1.8645e-07 | 0.0022125 | 0.0022124 | 0.0022125 | 0.97798 | -0.43782 | 0.978 | -0.43738 | 0.60783
80 | -0.0014542 | -0.00036424 | 0.0014544 | 0.00036304 | 1.9259e-07 | -1.1938e-06 | 0.0022124 | 0.002212 | 0.0022124 | 0.978 | -0.43738 | 0.97814 | -0.4346 | 0.60781
81 | 0.00021105 | 5.17e-05 | -0.00021105 | -5.2892e-05 | 3.6525e-09 | -1.1922e-06 | 0.00032017 | 0.00032059 | 0.00032059 | 0.97958 | -0.40587 | 0.97956 | -0.40624 | 0.088075
82 | 0.0014563 | 0.00035084 | -0.0014544 | -0.00036304 | 1.9598e-06 | -1.2202e-05 | 0.0022072 | 0.002212 | 0.002212 | 0.97958 | -0.40587 | 0.97814 | -0.4346 | 0.60768
83 | -0.0016674 | -0.00040254 | 0.0016679 | 0.00040011 | 5.2747e-07 | -2.4365e-06 | 0.0025274 | 0.0025264 | 0.0025274 | 0.97958 | -0.40587 | 0.97992 | -0.39903 | 0.69434
84 | -0.0019387 | -0.00046798 | 0.0019392 | 0.00046651 | 4.5309e-07 | -1.4745e-06 | 0.0029377 | 0.0029371 | 0.0029377 | 0.97992 | -0.39903 | 0.98017 | -0.39398 | 0.80706
85 | -0.00017349 | -4.3479e-05 | 0.00017349 | 4.1917e-05 | 3.2206e-09 | -1.5616e-06 | 0.00026338 | 0.00026283 | 0.00026338 | 0.98014 | -0.39458 | 0.98016 | -0.39419 | 0.072357
86 | -0.00034783 | -8.5609e-05 | 0.00034783 | 8.5203e-05 | 3.3791e-09 | -4.0611e-07 | 0.0005275 | 0.00052735 | 0.0005275 | 0.98016 | -0.39419 | 0.98017 | -0.39398 | 0.14492
87 | -0.002287 | -0.00055171 | 0.0022887 | 0.00054813 | 1.6581e-06 | -3.5879e-06 | 0.0034644 | 0.0034628 | 0.0034644 | 0.98017 | -0.39398 | 0.98094 | -0.37829 | 0.95177
88 | -0.0022887 | -0.00054813 | 0.00229 | 0.00054522 | 1.3394e-06 | -2.9068e-06 | 0.0034628 | 0.0034616 | 0.0034628 | 0.98094 | -0.37829 | 0.98157 | -0.36557 | 0.95133
89 | -0.0025264 | -0.00060446 | 0.0025266 | 0.00060419 | 1.6413e-07 | -2.7415e-07 | 0.0038199 | 0.0038197 | 0.0038199 | 0.98157 | -0.36557 | 0.98164 | -0.36416 | 1.0494
90 | 0.00058202 | 0.0001298 | -0.00058186 | -0.0001367 | 1.6016e-07 | -6.9002e-06 | 0.00087681 | 0.00087911 | 0.00087911 | 0.98164 | -0.36416 | 0.98134 | -0.37032 | 0.24151
91 | -0.00036948 | -8.8786e-05 | 0.00036953 | 8.3683e-05 | 4.7472e-08 | -5.1035e-06 | 0.00055899 | 0.00055727 | 0.00055899 | 0.98121 | -0.37315 | 0.98134 | -0.37032 | 0.15357
92 | 0.00017715 | 4.0585e-05 | -0.00017714 | -4.4395e-05 | 8.1366e-09 | -3.8107e-06 | 0.00026735 | 0.00026865 | 0.00026865 | 0.98121 | -0.37315 | 0.98116 | -0.37415 | 0.073806
93 | 0.00021233 | 5.3013e-05 | -0.00021233 | -5.3214e-05 | 6.2115e-10 | -2.0154e-07 | 0.00032189 | 0.00032196 | 0.00032196 | 0.98134 | -0.37032 | 0.98134 | -0.37038 | 0.088451
94 | 8.5735e-05 | 1.8322e-05 | -8.5733e-05 | -2.1486e-05 | 1.5701e-09 | -3.164e-06 | 0.00012886 | 0.00012991 | 0.00012991 | 0.982 | -0.35676 | 0.98198 | -0.35717 | 0.03569

## res_trafo
| p_hv_mw | q_hv_mvar | p_lv_mw | q_lv_mvar | pl_mw | ql_mvar | i_hv_ka | i_lv_ka | vm_hv_pu | va_hv_degree | vm_lv_pu | va_lv_degree | loading_percent
0 | -6.4999e-16 | 2.4266e-15 | 0.00165 | 1.2699e-07 | 0.00165 | 1.2699e-07 | 7.2519e-17 | 0.0023815 | 0.99998 | 149.9956 | 1 | 0 | 0.2619

## res_ext_grid
| p_mw | q_mvar
0 | 0.032782 | 0.0077582

## res_load
| p_mw | q_mvar
0 | 0.00055726 | 0.00013966
1 | 0.0011541 | 0.00028925
2 | 0.0013106 | 0.00032847
3 | 0.00070412 | 0.00017647
4 | 0.0016566 | 0.00041519
5 | 0.00033355 | 8.3596e-05
6 | 0.0010111 | 0.00025342
7 | 0.0006133 | 0.00015371
8 | 0.00042511 | 0.00010654
9 | 0.00057426 | 0.00014392
10 | 0.00037796 | 9.4727e-05
11 | 0.00048214 | 0.00012083
12 | 0.00023535 | 5.8983e-05
13 | 0.00021711 | 5.4412e-05
14 | 0.00062327 | 0.00015621
15 | 0.00019372 | 4.855e-05
16 | 0.00027381 | 6.8624e-05
17 | 0.00034996 | 8.7709e-05
18 | 0.00105 | 0.00026316
19 | 0.00030333 | 7.6021e-05
20 | 0.00035027 | 8.7785e-05
21 | 0.0011053 | 0.00027703
22 | 0.00020517 | 5.1421e-05
23 | 0.00040666 | 0.00010192
24 | 0.00017239 | 4.3204e-05
25 | 0.00051015 | 0.00012786
26 | 0.0008514 | 0.00021338
27 | 0.00028754 | 7.2065e-05
28 | 0.0011395 | 0.00028558
29 | 0.00088685 | 0.00022227
30 | 0.00021104 | 5.2891e-05
31 | 0.0004909 | 0.00012303
32 | 0.00036973 | 9.2664e-05
33 | 8.6449e-05 | 2.1666e-05
34 | 0.00091499 | 0.00022932
35 | 0.00029417 | 7.3727e-05
36 | 0.00025266 | 6.3323e-05
37 | 0.00038185 | 9.5701e-05
38 | 0.0002966 | 7.4335e-05
39 | 0.00020939 | 5.2479e-05
40 | 0.00047461 | 0.00011895
41 | 0.00015476 | 3.8787e-05
42 | 0.00011488 | 2.8793e-05
43 | 0.00022654 | 5.6776e-05
44 | 0.00078199 | 0.00019599
45 | 0.00047268 | 0.00011847
46 | 0.00038279 | 9.5937e-05
47 | 0.00038003 | 9.5243e-05
48 | 0.00036488 | 9.1448e-05
49 | 0.00086796 | 0.00021753
50 | 0.00074693 | 0.0001872
51 | 0.00029181 | 7.3136e-05
52 | 0.0004553 | 0.00011411
53 | 0.00064541 | 0.00016176
54 | 0.00080873 | 0.00020269
55 | 0.00021105 | 5.2894e-05
56 | 0.00027084 | 6.788e-05
57 | 0.00017349 | 4.348e-05
58 | 0.00017434 | 4.3694e-05
59 | 0.00023638 | 5.9241e-05
60 | 0.00019233 | 4.8203e-05
61 | 0.00017714 | 4.4397e-05
62 | 0.00021233 | 5.3216e-05
63 | 8.5734e-05 | 2.1487e-05

## dtypes
| element | column | dtype
0 | bus | name | object
1 | bus | vn_kv | float64
2 | bus | type | object
3 | bus | zone | object
4 | bus | in_service | bool
5 | load | name | object
6 | load | bus | uint32
7 | load | p_mw | float64
8 | load | q_mvar | float64
9 | load | const_z_percent | float64
10 | load | const_i_percent | float64
11 | load | sn_mva | float64
12 | load | scaling | float64
13 | load | in_service | bool
14 | load | type | object
15 | ext_grid | name | object
16 | ext_grid | bus | uint32
17 | ext_grid | vm_pu | float64
18 | ext_grid | va_degree | float64
19 | ext_grid | slack_weight | float64
20 | ext_grid | in_service | bool
21 | line | name | object
22 | line | std_type | object
23 | line | from_bus | uint32
24 | line | to_bus | uint32
25 | line | length_km | float64
26 | line | r_ohm_per_km | float64
27 | line | x_ohm_per_km | float64
28 | line | c_nf_per_km | float64
29 | line | g_us_per_km | float64
30 | line | max_i_ka | float64
31 | line | df | float64
32 | line | parallel | uint32
33 | line | type | object
34 | line | in_service | bool
35 | trafo | name | object
36 | trafo | std_type | object
37 | trafo | hv_bus | uint32
38 | trafo | lv_bus | uint32
39 | trafo | sn_mva | float64
40 | trafo | vn_hv_kv | float64
41 | trafo | vn_lv_kv | float64
42 | trafo | vk_percent | float64
43 | trafo | vkr_percent | float64
44 | trafo | pfe_kw | float64
45 | trafo | i0_percent | float64
46 | trafo | shift_degree | float64
47 | trafo | tap_side | object
48 | trafo | tap_neutral | int32
49 | trafo | tap_min | int32
50 | trafo | tap_max | int32
51 | trafo | tap_step_percent | float64
52 | trafo | tap_step_degree | float64
53 | trafo | tap_pos | int32
54 | trafo | tap_phase_shifter | bool
55 | trafo | parallel | uint32
56 | trafo | df | float64
57 | trafo | in_service | bool
58 | line_geodata | coords | object
59 | bus_geodata | x | float64
60 | bus_geodata | y | float64
61 | bus_geodata | coords | object
62 | res_bus | vm_pu | float64
63 | res_bus | va_degree | float64
64 | res_bus | p_mw | float64
65 | res_bus | q_mvar | float64
66 | res_line | p_from_mw | float64
67 | res_line | q_from_mvar | float64
68 | res_line | p_to_mw | float64
69 | res_line | q_to_mvar | float64
70 | res_line | pl_mw | float64
71 | res_line | ql_mvar | float64
72 | res_line | i_from_ka | float64
73 | res_line | i_to_ka | float64
74 | res_line | i_ka | float64
75 | res_line | vm_from_pu | float64
76 | res_line | va_from_degree | float64
77 | res_line | vm_to_pu | float64
78 | res_line | va_to_degree | float64
79 | res_line | loading_percent | float64
80 | res_trafo | p_hv_mw | float64
81 | res_trafo | q_hv_mvar | float64
82 | res_trafo | p_lv_mw | float64
83 | res_trafo | q_lv_mvar | float64
84 | res_trafo | pl_mw | float64
85 | res_trafo | ql_mvar | float64
86 | res_trafo | i_hv_ka | float64
87 | res_trafo | i_lv_ka | float64
88 | res_trafo | vm_hv_pu | float64
89 | res_trafo | va_hv_degree | float64
90 | res_trafo | vm_lv_pu | float64
91 | res_trafo | va_lv_degree | float64
92 | res_trafo | loading_percent | float64
93 | res_ext_grid | p_mw | float64
94 | res_ext_grid | q_mvar | float64
95 | res_load | p_mw | float64
96 | res_load | q_mvar | float64

## parameters
| version | format_version | converged | OPF_converged | name | f_hz | sn_mva
0 | 2.14.6 | 2.14.0 | TRUE | FALSE |  | 50 | 1