## bus
| name | vn_kv | type | zone | in_service
0 | bus_LV_1630-125_0_7_node_0 | 0.4 | n |  | TRUE
1 | bus_LV_1630-125_0_7_node_1 | 0.4 | n |  | TRUE
2 | bus_LV_1630-125_0_7_node_6 | 0.4 | n |  | TRUE
3 | bus_LV_1630-125_0_7_node_2 | 0.4 | n |  | TRUE
4 | bus_LV_1630-125_0_7_node_7 | 0.4 | n |  | TRUE
5 | bus_LV_1630-125_0_7_node_5 | 0.4 | n |  | TRUE
6 | bus_LV_1630-125_0_7_node_28 | 0.4 | n |  | TRUE
7 | bus_LV_1630-125_0_7_node_29 | 0.4 | n |  | TRUE
8 | bus_LV_1630-125_0_7_node_30 | 0.4 | n |  | TRUE
9 | bus_LV_1630-125_0_7_node_31 | 0.4 | n |  | TRUE
10 | bus_LV_1630-125_0_7_node_3 | 0.4 | n |  | TRUE
11 | bus_LV_1630-125_0_7_node_4 | 0.4 | n |  | TRUE
12 | bus_LV_1630-125_0_7_node_10 | 0.4 | n |  | TRUE
13 | bus_LV_1630-125_0_7_node_11 | 0.4 | n |  | TRUE
14 | bus_LV_1630-125_0_7_node_12 | 0.4 | n |  | TRUE
15 | bus_LV_1630-125_0_7_node_9 | 0.4 | n |  | TRUE
16 | bus_LV_1630-125_0_7_node_8 | 0.4 | n |  | TRUE
17 | bus_LV_1630-125_0_7_node_48 | 0.4 | n |  | TRUE
18 | bus_LV_1630-125_0_7_node_118 | 0.4 | n |  | TRUE
19 | bus_LV_1630-125_0_7_node_27 | 0.4 | n |  | TRUE
20 | bus_LV_1630-125_0_7_node_13 | 0.4 | n |  | TRUE
21 | bus_LV_1630-125_0_7_node_14 | 0.4 | n |  | TRUE
22 | bus_LV_1630-125_0_7_node_15 | 0.4 | n |  | TRUE
23 | bus_LV_1630-125_0_7_node_16 | 0.4 | n |  | TRUE
24 | bus_LV_1630-125_0_7_node_18 | 0.4 | n |  | TRUE
25 | bus_LV_1630-125_0_7_node_17 | 0.4 | n |  | TRUE
26 | bus_LV_1630-125_0_7_node_23 | 0.4 | n |  | TRUE
27 | bus_LV_1630-125_0_7_node_24 | 0.4 | n |  | TRUE
28 | bus_LV_1630-125_0_7_node_22 | 0.4 | n |  | TRUE
29 | bus_LV_1630-125_0_7_node_19 | 0.4 | n |  | TRUE
30 | bus_LV_1630-125_0_7_node_20 | 0.4 | n |  | TRUE
31 | bus_LV_1630-125_0_7_node_21 | 0.4 | n |  | TRUE
32 | bus_LV_1630-125_0_7_node_25 | 0.4 | n |  | TRUE
33 | bus_LV_1630-125_0_7_node_26 | 0.4 | n |  | TRUE
34 | bus_LV_1630-125_0_7_node_32 | 0.4 | n |  | TRUE
35 | bus_LV_1630-125_0_7_node_39 | 0.4 | n |  | TRUE
36 | bus_LV_1630-125_0_7_node_38 | 0.4 | n |  | TRUE
37 | bus_LV_1630-125_0_7_node_35 | 0.4 | n |  | TRUE
38 | bus_LV_1630-125_0_7_node_49 | 0.4 | n |  | TRUE
39 | bus_LV_1630-125_0_7_node_37 | 0.4 | n |  | TRUE
40 | bus_LV_1630-125_0_7_node_33 | 0.4 | n |  | TRUE
41 | bus_LV_1630-125_0_7_node_47 | 0.4 | n |  | TRUE
42 | bus_LV_1630-125_0_7_node_42 | 0.4 | n |  | TRUE
43 | bus_LV_1630-125_0_7_node_34 | 0.4 | n |  | TRUE
44 | bus_LV_1630-125_0_7_node_36 | 0.4 | n |  | TRUE
45 | bus_LV_1630-125_0_7_node_94 | 0.4 | n |  | TRUE
46 | bus_LV_1630-125_0_7_node_96 | 0.4 | n |  | TRUE
47 | bus_LV_1630-125_0_7_node_92 | 0.4 | n |  | TRUE
48 | bus_LV_1630-125_0_7_node_40 | 0.4 | n |  | TRUE
49 | bus_LV_1630-125_0_7_node_43 | 0.4 | n |  | TRUE
50 | bus_LV_1630-125_0_7_node_41 | 0.4 | n |  | TRUE
51 | bus_LV_1630-125_0_7_node_44 | 0.4 | n |  | TRUE
52 | bus_LV_1630-125_0_7_node_45 | 0.4 | n |  | TRUE
53 | bus_LV_1630-125_0_7_node_46 | 0.4 | n |  | TRUE
54 | bus_LV_1630-125_0_7_node_51 | 0.4 | n |  | TRUE
55 | bus_LV_1630-125_0_7_node_52 | 0.4 | n |  | TRUE
56 | bus_LV_1630-125_0_7_node_53 | 0.4 | n |  | TRUE
57 | bus_LV_1630-125_0_7_node_50 | 0.4 | n |  | TRUE
58 | bus_LV_1630-125_0_7_node_54 | 0.4 | n |  | TRUE
59 | bus_LV_1630-125_0_7_node_55 | 0.4 | n |  | TRUE
60 | bus_LV_1630-125_0_7_node_56 | 0.4 | n |  | TRUE
61 | bus_LV_1630-125_0_7_node_57 | 0.4 | n |  | TRUE
62 | bus_LV_1630-125_0_7_node_59 | 0.4 | n |  | TRUE
63 | bus_LV_1630-125_0_7_node_62 | 0.4 | n |  | TRUE
64 | bus_LV_1630-125_0_7_node_58 | 0.4 | n |  | TRUE
65 | bus_LV_1630-125_0_7_node_61 | 0.4 | n |  | TRUE
66 | bus_LV_1630-125_0_7_node_63 | 0.4 | n |  | TRUE
67 | bus_LV_1630-125_0_7_node_64 | 0.4 | n |  | TRUE
68 | bus_LV_1630-125_0_7_node_65 | 0.4 | n |  | TRUE
69 | bus_LV_1630-125_0_7_node_66 | 0.4 | n |  | TRUE
70 | bus_LV_1630-125_0_7_node_67 | 0.4 | n |  | TRUE
71 | bus_LV_1630-125_0_7_node_68 | 0.4 | n |  | TRUE
72 | bus_LV_1630-125_0_7_node_69 | 0.4 | n |  | TRUE
73 | bus_LV_1630-125_0_7_node_71 | 0.4 | n |  | TRUE
74 | bus_LV_1630-125_0_7_node_72 | 0.4 | n |  | TRUE
75 | bus_LV_1630-125_0_7_node_70 | 0.4 | n |  | TRUE
76 | bus_LV_1630-125_0_7_node_77 | 0.4 | n |  | TRUE
77 | bus_LV_1630-125_0_7_node_74 | 0.4 | n |  | TRUE
78 | bus_LV_1630-125_0_7_node_73 | 0.4 | n |  | TRUE
79 | bus_LV_1630-125_0_7_node_80 | 0.4 | n |  | TRUE
80 | bus_LV_1630-125_0_7_node_78 | 0.4 | n |  | TRUE
81 | bus_LV_1630-125_0_7_node_76 | 0.4 | n |  | TRUE
82 | bus_LV_1630-125_0_7_node_75 | 0.4 | n |  | TRUE
83 | bus_LV_1630-125_0_7_node_84 | 0.4 | n |  | TRUE
84 | bus_LV_1630-125_0_7_node_79 | 0.4 | n |  | TRUE
85 | bus_LV_1630-125_0_7_node_85 | 0.4 | n |  | TRUE
86 | bus_LV_1630-125_0_7_node_81 | 0.4 | n |  | TRUE
87 | bus_LV_1630-125_0_7_node_82 | 0.4 | n |  | TRUE
88 | bus_LV_1630-125_0_7_node_83 | 0.4 | n |  | TRUE
89 | bus_LV_1630-125_0_7_node_119 | 0.4 | n |  | TRUE
90 | bus_LV_1630-125_0_7_node_86 | 0.4 | n |  | TRUE
91 | bus_LV_1630-125_0_7_node_91 | 0.4 | n |  | TRUE
92 | bus_LV_1630-125_0_7_node_88 | 0.4 | n |  | TRUE
93 | bus_LV_1630-125_0_7_node_87 | 0.4 | n |  | TRUE
94 | bus_LV_1630-125_0_7_node_89 | 0.4 | n |  | TRUE
95 | bus_LV_1630-125_0_7_node_90 | 0.4 | n |  | TRUE
96 | bus_LV_1630-125_0_7_node_116 | 0.4 | n |  | TRUE
97 | bus_LV_1630-125_0_7_node_93 | 0.4 | n |  | TRUE
98 | bus_LV_1630-125_0_7_node_95 | 0.4 | n |  | TRUE
99 | bus_LV_1630-125_0_7_node_97 | 0.4 | n |  | TRUE
100 | bus_LV_1630-125_0_7_node_98 | 0.4 | n |  | TRUE
101 | bus_LV_1630-125_0_7_node_114 | 0.4 | n |  | TRUE
102 | bus_LV_1630-125_0_7_node_113 | 0.4 | n |  | TRUE
103 | bus_LV_1630-125_0_7_node_99 | 0.4 | n |  | TRUE
104 | bus_LV_1630-125_0_7_node_100 | 0.4 | n |  | TRUE
105 | bus_LV_1630-125_0_7_node_101 | 0.4 | n |  | TRUE
106 | bus_LV_1630-125_0_7_node_103 | 0.4 | n |  | TRUE
107 | bus_LV_1630-125_0_7_node_102 | 0.4 | n |  | TRUE
108 | bus_LV_1630-125_0_7_node_104 | 0.4 | n |  | TRUE
109 | bus_LV_1630-125_0_7_node_105 | 0.4 | n |  | TRUE
110 | bus_LV_1630-125_0_7_node_106 | 0.4 | n |  | TRUE
111 | bus_LV_1630-125_0_7_node_109 | 0.4 | n |  | TRUE
112 | bus_LV_1630-125_0_7_node_111 | 0.4 | n |  | TRUE
113 | bus_LV_1630-125_0_7_node_108 | 0.4 | n |  | TRUE
114 | bus_LV_1630-125_0_7_node_107 | 0.4 | n |  | TRUE
115 | bus_LV_1630-125_0_7_node_112 | 0.4 | n |  | TRUE
116 | bus_LV_1630-125_0_7_node_117 | 0.4 | n |  | TRUE
117 | bus_LV_1630-125_0_7_node_115 | 0.4 | n |  | TRUE
118 | bus_MV_20_0_node_122 | 20 | n |  | TRUE

## load
| name | bus | p_mw | q_mvar | const_z_percent | const_i_percent | sn_mva | scaling | in_service | type
0 | LV_1630-125_0_7_load_0 | 0 | 0.002276 | 0.00057041 | 0 | 0 |  | 1 | TRUE | wye
1 | LV_1630-125_0_7_load_2 | 3 | 0.0017835 | 0.000447 | 0 | 0 |  | 1 | TRUE | wye
2 | LV_1630-125_0_7_load_5 | 5 | 0.00072104 | 0.00018071 | 0 | 0 |  | 1 | TRUE | wye
3 | LV_1630-125_0_7_load_28 | 6 | 0.001327 | 0.00033259 | 0 | 0 |  | 1 | TRUE | wye
4 | LV_1630-125_0_7_load_29 | 7 | 0.0032294 | 0.00080937 | 0 | 0 |  | 1 | TRUE | wye
5 | LV_1630-125_0_7_load_3 | 10 | 0.00095007 | 0.00023811 | 0 | 0 |  | 1 | TRUE | wye
6 | LV_1630-125_0_7_load_4 | 11 | 0.0014625 | 0.00036653 | 0 | 0 |  | 1 | TRUE | wye
7 | LV_1630-125_0_7_load_11 | 13 | 0.0017373 | 0.00043541 | 0 | 0 |  | 1 | TRUE | wye
8 | LV_1630-125_0_7_load_12 | 14 | 0.00085534 | 0.00021437 | 0 | 0 |  | 1 | TRUE | wye
9 | LV_1630-125_0_7_load_9 | 15 | 0.0014049 | 0.00035209 | 0 | 0 |  | 1 | TRUE | wye
10 | LV_1630-125_0_7_load_8 | 16 | 0.0010717 | 0.0002686 | 0 | 0 |  | 1 | TRUE | wye
11 | LV_1630-125_0_7_load_118 | 18 | 0.001094 | 0.00027418 | 0 | 0 |  | 1 | TRUE | wye
12 | LV_1630-125_0_7_load_27 | 19 | 0.0011056 | 0.00027709 | 0 | 0 |  | 1 | TRUE | wye
13 | LV_1630-125_0_7_load_13 | 20 | 0.0011186 | 0.00028034 | 0 | 0 |  | 1 | TRUE | wye
14 | LV_1630-125_0_7_load_14 | 21 | 0.00081832 | 0.00020509 | 0 | 0 |  | 1 | TRUE | wye
15 | LV_1630-125_0_7_load_16 | 23 | 0.0014472 | 0.00036271 | 0 | 0 |  | 1 | TRUE | wye
16 | LV_1630-125_0_7_load_18 | 24 | 0.0020269 | 0.00050798 | 0 | 0 |  | 1 | TRUE | wye
17 | LV_1630-125_0_7_load_17 | 25 | 0.0051341 | 0.0012867 | 0 | 0 |  | 1 | TRUE | wye
18 | LV_1630-125_0_7_load_22 | 28 | 0.0045044 | 0.0011289 | 0 | 0 |  | 1 | TRUE | wye
19 | LV_1630-125_0_7_load_20 | 30 | 0.00080109 | 0.00020077 | 0 | 0 |  | 1 | TRUE | wye
20 | LV_1630-125_0_7_load_21 | 31 | 0.013137 | 0.0032923 | 0 | 0 |  | 1 | TRUE | wye
21 | LV_1630-125_0_7_load_25 | 32 | 0.00048815 | 0.00012234 | 0 | 0 |  | 1 | TRUE | wye
22 | LV_1630-125_0_7_load_26 | 33 | 0.00057714 | 0.00014464 | 0 | 0 |  | 1 | TRUE | wye
23 | LV_1630-125_0_7_load_32 | 34 | 0.0074974 | 0.001879 | 0 | 0 |  | 1 | TRUE | wye
24 | LV_1630-125_0_7_load_39 | 35 | 0.0075495 | 0.0018921 | 0 | 0 |  | 1 | TRUE | wye
25 | LV_1630-125_0_7_load_49 | 38 | 0.0014816 | 0.00037133 | 0 | 0 |  | 1 | TRUE | wye
26 | LV_1630-125_0_7_load_37 | 39 | 0.0095847 | 0.0024022 | 0 | 0 |  | 1 | TRUE | wye
27 | LV_1630-125_0_7_load_33 | 40 | 0.0012391 | 0.00031054 | 0 | 0 |  | 1 | TRUE | wye
28 | LV_1630-125_0_7_load_47 | 41 | 0.0022504 | 0.00056399 | 0 | 0 |  | 1 | TRUE | wye
29 | LV_1630-125_0_7_load_34 | 43 | 0.0013242 | 0.00033186 | 0 | 0 |  | 1 | TRUE | wye
30 | LV_1630-125_0_7_load_36 | 44 | 0.0023812 | 0.00059678 | 0 | 0 |  | 1 | TRUE | wye
31 | LV_1630-125_0_7_load_92 | 47 | 0.014715 | 0.0036878 | 0 | 0 |  | 1 | TRUE | wye
32 | LV_1630-125_0_7_load_40 | 48 | 0.0011909 | 0.00029848 | 0 | 0 |  | 1 | TRUE | wye
33 | LV_1630-125_0_7_load_43 | 49 | 0.0018074 | 0.00045299 | 0 | 0 |  | 1 | TRUE | wye
34 | LV_1630-125_0_7_load_44 | 51 | 0.0015322 | 0.000384 | 0 | 0 |  | 1 | TRUE | wye
35 | LV_1630-125_0_7_load_45 | 52 | 0.0019524 | 0.00048932 | 0 | 0 |  | 1 | TRUE | wye
36 | LV_1630-125_0_7_load_51 | 54 | 0.0028284 | 0.00070887 | 0 | 0 |  | 1 | TRUE | wye
37 | LV_1630-125_0_7_load_50 | 57 | 0.0035361 | 0.00088622 | 0 | 0 |  | 1 | TRUE | wye
38 | LV_1630-125_0_7_load_54 | 58 | 0.0027777 | 0.00069615 | 0 | 0 |  | 1 | TRUE | wye
39 | LV_1630-125_0_7_load_56 | 60 | 0.0011775 | 0.00029511 | 0 | 0 |  | 1 | TRUE | wye
40 | LV_1630-125_0_7_load_62 | 63 | 0.00079453 | 0.00019913 | 0 | 0 |  | 1 | TRUE | wye
41 | LV_1630-125_0_7_load_58 | 64 | 0.0027083 | 0.00067876 | 0 | 0 |  | 1 | TRUE | wye
42 | LV_1630-125_0_7_load_61 | 65 | 0.001921 | 0.00048145 | 0 | 0 |  | 1 | TRUE | wye
43 | LV_1630-125_0_7_load_63 | 66 | 0.0014337 | 0.00035931 | 0 | 0 |  | 1 | TRUE | wye
44 | LV_1630-125_0_7_load_64 | 67 | 0.0032687 | 0.0008192 | 0 | 0 |  | 1 | TRUE | wye
45 | LV_1630-125_0_7_load_70 | 75 | 0.0027035 | 0.00067755 | 0 | 0 |  | 1 | TRUE | wye
46 | LV_1630-125_0_7_load_77 | 76 | 0.0050232 | 0.0012589 | 0 | 0 |  | 1 | TRUE | wye
47 | LV_1630-125_0_7_load_74 | 77 | 0.0043424 | 0.0010883 | 0 | 0 |  | 1 | TRUE | wye
48 | LV_1630-125_0_7_load_73 | 78 | 0.0014854 | 0.00037228 | 0 | 0 |  | 1 | TRUE | wye
49 | LV_1630-125_0_7_load_80 | 79 | 0.0040284 | 0.0010096 | 0 | 0 |  | 1 | TRUE | wye
50 | LV_1630-125_0_7_load_78 | 80 | 0.0032129 | 0.00080523 | 0 | 0 |  | 1 | TRUE | wye
51 | LV_1630-125_0_7_load_76 | 81 | 0.0035418 | 0.00088765 | 0 | 0 |  | 1 | TRUE | wye
52 | LV_1630-125_0_7_load_75 | 82 | 0.0058535 | 0.001467 | 0 | 0 |  | 1 | TRUE | wye
53 | LV_1630-125_0_7_load_79 | 84 | 0.0032907 | 0.00082474 | 0 | 0 |  | 1 | TRUE | wye
54 | LV_1630-125_0_7_load_81 | 86 | 0.012903 | 0.0032339 | 0 | 0 |  | 1 | TRUE | wye
55 | LV_1630-125_0_7_load_119 | 89 | 0.01299 | 0.0032556 | 0 | 0 |  | 1 | TRUE | wye
56 | LV_1630-125_0_7_load_91 | 91 | 0.0016015 | 0.00040138 | 0 | 0 |  | 1 | TRUE | wye
57 | LV_1630-125_0_7_load_87 | 93 | 0.0051159 | 0.0012822 | 0 | 0 |  | 1 | TRUE | wye
58 | LV_1630-125_0_7_load_89 | 94 | 0.0070624 | 0.00177 | 0 | 0 |  | 1 | TRUE | wye
59 | LV_1630-125_0_7_load_90 | 95 | 0.0018391 | 0.00046093 | 0 | 0 |  | 1 | TRUE | wye
60 | LV_1630-125_0_7_load_116 | 96 | 0.0007461 | 0.00018699 | 0 | 0 |  | 1 | TRUE | wye
61 | LV_1630-125_0_7_load_93 | 97 | 0.038678 | 0.0096935 | 0 | 0 |  | 1 | TRUE | wye
62 | LV_1630-125_0_7_load_97 | 99 | 0.0054788 | 0.0013731 | 0 | 0 |  | 1 | TRUE | wye
63 | LV_1630-125_0_7_load_98 | 100 | 0.0023862 | 0.00059803 | 0 | 0 |  | 1 | TRUE | wye
64 | LV_1630-125_0_7_load_114 | 101 | 0.0047811 | 0.0011982 | 0 | 0 |  | 1 | TRUE | wye
65 | LV_1630-125_0_7_load_99 | 103 | 0.001014 | 0.00025414 | 0 | 0 |  | 1 | TRUE | wye
66 | LV_1630-125_0_7_load_100 | 104 | 0.00078327 | 0.00019631 | 0 | 0 |  | 1 | TRUE | wye
67 | LV_1630-125_0_7_load_103 | 106 | 0.0010578 | 0.00026512 | 0 | 0 |  | 1 | TRUE | wye
68 | LV_1630-125_0_7_load_102 | 107 | 0.0033487 | 0.00083927 | 0 | 0 |  | 1 | TRUE | wye
69 | LV_1630-125_0_7_load_105 | 109 | 0.0021369 | 0.00053555 | 0 | 0 |  | 1 | TRUE | wye
70 | LV_1630-125_0_7_load_106 | 110 | 0.00079606 | 0.00019951 | 0 | 0 |  | 1 | TRUE | wye
71 | LV_1630-125_0_7_load_107 | 114 | 0.0035029 | 0.00087792 | 0 | 0 |  | 1 | TRUE | wye
72 | LV_1630-125_0_7_load_112 | 115 | 0.01121 | 0.0028095 | 0 | 0 |  | 1 | TRUE | wye
73 | LV_1630-125_0_7_load_117 | 116 | 0.00079785 | 0.00019996 | 0 | 0 |  | 1 | TRUE | wye

## ext_grid
| name | bus | vm_pu | va_degree | slack_weight | in_service
0 |  | 45 | 1 | 0 | 1 | TRUE

## line
| name | std_type | from_bus | to_bus | length_km | r_ohm_per_km | x_ohm_per_km | c_nf_per_km | g_us_per_km | max_i_ka | df | parallel | type | in_service
0 | LV_1630-125_0_7_line_0 |  | 0 | 1 | 0.008494 | 0.125 | 0.08 | 261 | 0 | 0.364 | 1 | 1 | cs | TRUE
1 | LV_1630-125_0_7_line_1 |  | 0 | 2 | 0.55541 | 0.125 | 0.08 | 261 | 0 | 0.364 | 1 | 1 | cs | TRUE
2 | LV_1630-125_0_7_line_2 |  | 1 | 3 | 0.075071 | 0.125 | 0.08 | 261 | 0 | 0.364 | 1 | 1 | cs | TRUE
3 | LV_1630-125_0_7_line_3 |  | 2 | 4 | 0.04152 | 0.125 | 0.08 | 261 | 0 | 0.364 | 1 | 5 | cs | TRUE
4 | LV_1630-125_0_7_line_4 |  | 2 | 5 | 0.26572 | 0.125 | 0.08 | 261 | 0 | 0.364 | 1 | 5 | cs | TRUE
5 | LV_1630-125_0_7_line_5 |  | 4 | 15 | 0.03413 | 0.125 | 0.08 | 261 | 0 | 0.364 | 1 | 5 | cs | TRUE
6 | LV_1630-125_0_7_line_6 |  | 5 | 18 | 0.60574 | 0.125 | 0.08 | 261 | 0 | 0.364 | 1 | 5 | cs | TRUE
7 | LV_1630-125_0_7_line_7 |  | 6 | 7 | 0.015012 | 0.125 | 0.08 | 261 | 0 | 0.364 | 1 | 5 | cs | TRUE
8 | LV_1630-125_0_7_line_8 |  | 6 | 8 | 0.023144 | 0.125 | 0.08 | 261 | 0 | 0.364 | 1 | 5 | cs | TRUE
9 | LV_1630-125_0_7_line_9 |  | 7 | 9 | 0.1077 | 0.125 | 0.08 | 261 | 0 | 0.364 | 1 | 5 | cs | TRUE
10 | LV_1630-125_0_7_line_10 |  | 8 | 34 | 0.063955 | 0.125 | 0.08 | 261 | 0 | 0.364 | 1 | 5 | cs | TRUE
11 | LV_1630-125_0_7_line_11 |  | 9 | 17 | 0.087579 | 0.125 | 0.08 | 261 | 0 | 0.364 | 1 | 5 | cs | TRUE
12 | LV_1630-125_0_7_line_12 |  | 9 | 10 | 0.5449 | 0.125 | 0.08 | 261 | 0 | 0.364 | 1 | 5 | cs | TRUE
13 | LV_1630-125_0_7_line_13 |  | 10 | 11 | 0.024045 | 0.125 | 0.08 | 261 | 0 | 0.364 | 1 | 5 | cs | TRUE
14 | LV_1630-125_0_7_line_14 |  | 11 | 12 | 0.13261 | 0.125 | 0.08 | 261 | 0 | 0.364 | 1 | 5 | cs | TRUE
15 | LV_1630-125_0_7_line_15 |  | 12 | 13 | 0.038641 | 0.125 | 0.08 | 261 | 0 | 0.364 | 1 | 5 | cs | TRUE
16 | LV_1630-125_0_7_line_16 |  | 13 | 16 | 0.10348 | 0.125 | 0.08 | 261 | 0 | 0.364 | 1 | 5 | cs | TRUE
17 | LV_1630-125_0_7_line_17 |  | 14 | 15 | 0.0046318 | 0.125 | 0.08 | 261 | 0 | 0.364 | 1 | 5 | cs | TRUE
18 | LV_1630-125_0_7_line_18 |  | 14 | 16 | 0.2792 | 0.125 | 0.08 | 261 | 0 | 0.364 | 1 | 5 | cs | TRUE
19 | LV_1630-125_0_7_line_19 |  | 17 | 38 | 0.031346 | 0.125 | 0.08 | 261 | 0 | 0.364 | 1 | 5 | cs | TRUE
20 | LV_1630-125_0_7_line_20 |  | 18 | 19 | 0.14537 | 0.125 | 0.08 | 261 | 0 | 0.364 | 1 | 5 | cs | TRUE
21 | LV_1630-125_0_7_line_21 |  | 19 | 33 | 0.026747 | 0.125 | 0.08 | 261 | 0 | 0.364 | 1 | 5 | cs | TRUE
22 | LV_1630-125_0_7_line_22 |  | 20 | 21 | 0.083257 | 0.125 | 0.08 | 261 | 0 | 0.364 | 1 | 1 | cs | TRUE
23 | LV_1630-125_0_7_line_23 |  | 20 | 22 | 0.11896 | 0.125 | 0.08 | 261 | 0 | 0.364 | 1 | 1 | cs | TRUE
24 | LV_1630-125_0_7_line_24 |  | 22 | 23 | 0.0694 | 0.125 | 0.08 | 261 | 0 | 0.364 | 1 | 1 | cs | TRUE
25 | LV_1630-125_0_7_line_25 |  | 22 | 24 | 0.17029 | 0.125 | 0.08 | 261 | 0 | 0.364 | 1 | 1 | cs | TRUE
26 | LV_1630-125_0_7_line_26 |  | 24 | 25 | 0.044629 | 0.125 | 0.08 | 261 | 0 | 0.364 | 1 | 1 | cs | TRUE
27 | LV_1630-125_0_7_line_27 |  | 25 | 29 | 0.020077 | 0.125 | 0.08 | 261 | 0 | 0.364 | 1 | 1 | cs | TRUE
28 | LV_1630-125_0_7_line_28 |  | 26 | 27 | 0.041537 | 0.125 | 0.08 | 261 | 0 | 0.364 | 1 | 1 | cs | TRUE
29 | LV_1630-125_0_7_line_29 |  | 26 | 28 | 0.036048 | 0.125 | 0.08 | 261 | 0 | 0.364 | 1 | 1 | cs | TRUE
30 | LV_1630-125_0_7_line_30 |  | 27 | 32 | 0.039034 | 0.125 | 0.08 | 261 | 0 | 0.364 | 1 | 3 | cs | TRUE
31 | LV_1630-125_0_7_line_31 |  | 28 | 31 | 0.00037324 | 0.125 | 0.08 | 261 | 0 | 0.364 | 1 | 1 | cs | TRUE
32 | LV_1630-125_0_7_line_32 |  | 29 | 30 | 0.02539 | 0.125 | 0.08 | 261 | 0 | 0.364 | 1 | 1 | cs | TRUE
33 | LV_1630-125_0_7_line_33 |  | 30 | 31 | 3.1164e-05 | 0.125 | 0.08 | 261 | 0 | 0.364 | 1 | 1 | cs | TRUE
34 | LV_1630-125_0_7_line_34 |  | 32 | 33 | 0.010547 | 0.125 | 0.08 | 261 | 0 | 0.364 | 1 | 5 | cs | TRUE
35 | LV_1630-125_0_7_line_35 |  | 34 | 37 | 0.022722 | 0.125 | 0.08 | 261 | 0 | 0.364 | 1 | 5 | cs | TRUE
36 | LV_1630-125_0_7_line_36 |  | 35 | 36 | 0.021544 | 0.125 | 0.08 | 261 | 0 | 0.364 | 1 | 1 | cs | TRUE
37 | LV_1630-125_0_7_line_37 |  | 36 | 48 | 0.017797 | 0.125 | 0.08 | 261 | 0 | 0.364 | 1 | 5 | cs | TRUE
38 | LV_1630-125_0_7_line_38 |  | 36 | 39 | 0.0071139 | 0.125 | 0.08 | 261 | 0 | 0.364 | 1 | 5 | cs | TRUE
39 | LV_1630-125_0_7_line_39 |  | 37 | 40 | 0.021005 | 0.125 | 0.08 | 261 | 0 | 0.364 | 1 | 5 | cs | TRUE
40 | LV_1630-125_0_7_line_40 |  | 38 | 39 | 0.11363 | 0.125 | 0.08 | 261 | 0 | 0.364 | 1 | 5 | cs | TRUE
41 | LV_1630-125_0_7_line_41 |  | 40 | 43 | 0.0098331 | 0.125 | 0.08 | 261 | 0 | 0.364 | 1 | 5 | cs | TRUE
42 | LV_1630-125_0_7_line_42 |  | 41 | 42 | 0.017751 | 0.125 | 0.08 | 261 | 0 | 0.364 | 1 | 1 | cs | TRUE
43 | LV_1630-125_0_7_line_43 |  | 42 | 51 | 0.019571 | 0.125 | 0.08 | 261 | 0 | 0.364 | 1 | 5 | cs | TRUE
44 | LV_1630-125_0_7_line_44 |  | 42 | 50 | 0.035381 | 0.125 | 0.08 | 261 | 0 | 0.364 | 1 | 5 | cs | TRUE
45 | LV_1630-125_0_7_line_45 |  | 43 | 44 | 0.014691 | 0.125 | 0.08 | 261 | 0 | 0.364 | 1 | 5 | cs | TRUE
46 | LV_1630-125_0_7_line_46 |  | 44 | 45 | 0.25919 | 0.125 | 0.08 | 261 | 0 | 0.364 | 1 | 5 | cs | TRUE
47 | LV_1630-125_0_7_line_47 |  | 45 | 46 | 0.031997 | 0.125 | 0.08 | 261 | 0 | 0.364 | 1 | 1 | cs | TRUE
48 | LV_1630-125_0_7_line_48 |  | 45 | 47 | 0.041817 | 0.125 | 0.08 | 261 | 0 | 0.364 | 1 | 1 | cs | TRUE
49 | LV_1630-125_0_7_line_49 |  | 46 | 96 | 0.016218 | 0.125 | 0.08 | 261 | 0 | 0.364 | 1 | 1 | cs | TRUE
50 | LV_1630-125_0_7_line_50 |  | 46 | 90 | 0.009838 | 0.125 | 0.08 | 261 | 0 | 0.364 | 1 | 1 | cs | TRUE
51 | LV_1630-125_0_7_line_51 |  | 47 | 97 | 0.0096919 | 0.125 | 0.08 | 261 | 0 | 0.364 | 1 | 1 | cs | TRUE
52 | LV_1630-125_0_7_line_52 |  | 48 | 49 | 0.029697 | 0.125 | 0.08 | 261 | 0 | 0.364 | 1 | 5 | cs | TRUE
53 | LV_1630-125_0_7_line_53 |  | 49 | 50 | 0.016789 | 0.125 | 0.08 | 261 | 0 | 0.364 | 1 | 5 | cs | TRUE
54 | LV_1630-125_0_7_line_54 |  | 51 | 52 | 0.0029555 | 0.125 | 0.08 | 261 | 0 | 0.364 | 1 | 5 | cs | TRUE
55 | LV_1630-125_0_7_line_55 |  | 52 | 53 | 0.071153 | 0.125 | 0.08 | 261 | 0 | 0.364 | 1 | 2 | cs | TRUE
56 | LV_1630-125_0_7_line_56 |  | 53 | 54 | 0.026605 | 0.125 | 0.08 | 261 | 0 | 0.364 | 1 | 1 | cs | TRUE
57 | LV_1630-125_0_7_line_57 |  | 53 | 55 | 0.017769 | 0.125 | 0.08 | 261 | 0 | 0.364 | 1 | 2 | cs | TRUE
58 | LV_1630-125_0_7_line_58 |  | 55 | 56 | 0.086438 | 0.125 | 0.08 | 261 | 0 | 0.364 | 1 | 1 | cs | TRUE
59 | LV_1630-125_0_7_line_59 |  | 55 | 57 | 0.025094 | 0.125 | 0.08 | 261 | 0 | 0.364 | 1 | 1 | cs | TRUE
60 | LV_1630-125_0_7_line_60 |  | 56 | 58 | 0.0041176 | 0.125 | 0.08 | 261 | 0 | 0.364 | 1 | 1 | cs | TRUE
61 | LV_1630-125_0_7_line_61 |  | 58 | 59 | 0.097914 | 0.125 | 0.08 | 261 | 0 | 0.364 | 1 | 1 | cs | TRUE
62 | LV_1630-125_0_7_line_62 |  | 59 | 60 | 0.017043 | 0.125 | 0.08 | 261 | 0 | 0.364 | 1 | 1 | cs | TRUE
63 | LV_1630-125_0_7_line_63 |  | 59 | 61 | 0.056396 | 0.125 | 0.08 | 261 | 0 | 0.364 | 1 | 1 | cs | TRUE
64 | LV_1630-125_0_7_line_64 |  | 61 | 62 | 0.059551 | 0.125 | 0.08 | 261 | 0 | 0.364 | 1 | 1 | cs | TRUE
65 | LV_1630-125_0_7_line_65 |  | 61 | 63 | 0.02565 | 0.125 | 0.08 | 261 | 0 | 0.364 | 1 | 1 | cs | TRUE
66 | LV_1630-125_0_7_line_66 |  | 62 | 64 | 0.15132 | 0.125 | 0.08 | 261 | 0 | 0.364 | 1 | 1 | cs | TRUE
67 | LV_1630-125_0_7_line_67 |  | 63 | 65 | 0.0049893 | 0.125 | 0.08 | 261 | 0 | 0.364 | 1 | 1 | cs | TRUE
68 | LV_1630-125_0_7_line_68 |  | 66 | 67 | 0.0121 | 0.125 | 0.08 | 261 | 0 | 0.364 | 1 | 1 | cs | TRUE
69 | LV_1630-125_0_7_line_69 |  | 66 | 68 | 0.011641 | 0.125 | 0.08 | 261 | 0 | 0.364 | 1 | 1 | cs | TRUE
70 | LV_1630-125_0_7_line_70 |  | 67 | 69 | 0.014067 | 0.125 | 0.08 | 261 | 0 | 0.364 | 1 | 1 | cs | TRUE
71 | LV_1630-125_0_7_line_71 |  | 68 | 70 | 0.006592 | 0.125 | 0.08 | 261 | 0 | 0.364 | 1 | 1 | cs | TRUE
72 | LV_1630-125_0_7_line_72 |  | 68 | 71 | 0.018848 | 0.125 | 0.08 | 261 | 0 | 0.364 | 1 | 1 | cs | TRUE
73 | LV_1630-125_0_7_line_73 |  | 68 | 72 | 0.029142 | 0.125 | 0.08 | 261 | 0 | 0.364 | 1 | 1 | cs | TRUE
74 | LV_1630-125_0_7_line_74 |  | 69 | 73 | 0.027798 | 0.125 | 0.08 | 261 | 0 | 0.364 | 1 | 1 | cs | TRUE
75 | LV_1630-125_0_7_line_75 |  | 70 | 74 | 0.063661 | 0.125 | 0.08 | 261 | 0 | 0.364 | 1 | 1 | cs | TRUE
76 | LV_1630-125_0_7_line_76 |  | 70 | 75 | 0.010085 | 0.125 | 0.08 | 261 | 0 | 0.364 | 1 | 1 | cs | TRUE
77 | LV_1630-125_0_7_line_77 |  | 71 | 76 | 0.016985 | 0.125 | 0.08 | 261 | 0 | 0.364 | 1 | 1 | cs | TRUE
78 | LV_1630-125_0_7_line_78 |  | 72 | 77 | 0.016757 | 0.125 | 0.08 | 261 | 0 | 0.364 | 1 | 1 | cs | TRUE
79 | LV_1630-125_0_7_line_79 |  | 73 | 78 | 0.021256 | 0.125 | 0.08 | 261 | 0 | 0.364 | 1 | 1 | cs | TRUE
80 | LV_1630-125_0_7_line_80 |  | 74 | 79 | 0.019821 | 0.125 | 0.08 | 261 | 0 | 0.364 | 1 | 1 | cs | TRUE
81 | LV_1630-125_0_7_line_81 |  | 74 | 80 | 0.023769 | 0.125 | 0.08 | 261 | 0 | 0.364 | 1 | 1 | cs | TRUE
82 | LV_1630-125_0_7_line_82 |  | 76 | 81 | 0.0037053 | 0.125 | 0.08 | 261 | 0 | 0.364 | 1 | 1 | cs | TRUE
83 | LV_1630-125_0_7_line_83 |  | 77 | 82 | 0.021693 | 0.125 | 0.08 | 261 | 0 | 0.364 | 1 | 1 | cs | TRUE
84 | LV_1630-125_0_7_line_84 |  | 79 | 83 | 0.038479 | 0.125 | 0.08 | 261 | 0 | 0.364 | 1 | 1 | cs | TRUE
85 | LV_1630-125_0_7_line_85 |  | 80 | 84 | 0.0012046 | 0.125 | 0.08 | 261 | 0 | 0.364 | 1 | 1 | cs | TRUE
86 | LV_1630-125_0_7_line_86 |  | 83 | 85 | 0.0209 | 0.125 | 0.08 | 261 | 0 | 0.364 | 1 | 1 | cs | TRUE
87 | LV_1630-125_0_7_line_87 |  | 85 | 92 | 0.004691 | 0.125 | 0.08 | 261 | 0 | 0.364 | 1 | 1 | cs | TRUE
88 | LV_1630-125_0_7_line_88 |  | 85 | 93 | 0.017669 | 0.125 | 0.08 | 261 | 0 | 0.364 | 1 | 1 | cs | TRUE
89 | LV_1630-125_0_7_line_89 |  | 86 | 87 | 0.017714 | 0.125 | 0.08 | 261 | 0 | 0.364 | 1 | 1 | cs | TRUE
90 | LV_1630-125_0_7_line_90 |  | 87 | 88 | 0.035038 | 0.125 | 0.08 | 261 | 0 | 0.364 | 1 | 1 | cs | TRUE
91 | LV_1630-125_0_7_line_91 |  | 88 | 89 | 0.042858 | 0.125 | 0.08 | 261 | 0 | 0.364 | 1 | 1 | cs | TRUE
92 | LV_1630-125_0_7_line_92 |  | 88 | 90 | 0.009579 | 0.125 | 0.08 | 261 | 0 | 0.364 | 1 | 1 | cs | TRUE
93 | LV_1630-125_0_7_line_93 |  | 90 | 91 | 0.015258 | 0.125 | 0.08 | 261 | 0 | 0.364 | 1 | 1 | cs | TRUE
94 | LV_1630-125_0_7_line_94 |  | 91 | 95 | 0.0012698 | 0.125 | 0.08 | 261 | 0 | 0.364 | 1 | 1 | cs | TRUE
95 | LV_1630-125_0_7_line_95 |  | 92 | 94 | 0.021241 | 0.125 | 0.08 | 261 | 0 | 0.364 | 1 | 1 | cs | TRUE
96 | LV_1630-125_0_7_line_96 |  | 94 | 95 | 0.021055 | 0.125 | 0.08 | 261 | 0 | 0.364 | 1 | 1 | cs | TRUE
97 | LV_1630-125_0_7_line_97 |  | 97 | 98 | 0.009278 | 0.125 | 0.08 | 261 | 0 | 0.364 | 1 | 1 | cs | TRUE
98 | LV_1630-125_0_7_line_98 |  | 98 | 99 | 0.052405 | 0.125 | 0.08 | 261 | 0 | 0.364 | 1 | 1 | cs | TRUE
99 | LV_1630-125_0_7_line_99 |  | 98 | 100 | 0.012755 | 0.125 | 0.08 | 261 | 0 | 0.364 | 1 | 1 | cs | TRUE
100 | LV_1630-125_0_7_line_100 |  | 100 | 101 | 0.010899 | 0.125 | 0.08 | 261 | 0 | 0.364 | 1 | 1 | cs | TRUE
101 | LV_1630-125_0_7_line_101 |  | 101 | 102 | 0.11214 | 0.125 | 0.08 | 261 | 0 | 0.364 | 1 | 1 | cs | TRUE
102 | LV_1630-125_0_7_line_102 |  | 102 | 117 | 0.044334 | 0.125 | 0.08 | 261 | 0 | 0.364 | 1 | 1 | cs | TRUE
103 | LV_1630-125_0_7_line_103 |  | 102 | 115 | 0.044368 | 0.125 | 0.08 | 261 | 0 | 0.364 | 1 | 1 | cs | TRUE
104 | LV_1630-125_0_7_line_104 |  | 103 | 104 | 0.073764 | 0.125 | 0.08 | 261 | 0 | 0.364 | 1 | 1 | cs | TRUE
105 | LV_1630-125_0_7_line_105 |  | 104 | 105 | 0.03568 | 0.125 | 0.08 | 261 | 0 | 0.364 | 1 | 1 | cs | TRUE
106 | LV_1630-125_0_7_line_106 |  | 105 | 106 | 0.1578 | 0.125 | 0.08 | 261 | 0 | 0.364 | 1 | 1 | cs | TRUE
107 | LV_1630-125_0_7_line_107 |  | 106 | 107 | 0.013806 | 0.125 | 0.08 | 261 | 0 | 0.364 | 1 | 1 | cs | TRUE
108 | LV_1630-125_0_7_line_108 |  | 107 | 108 | 0.014893 | 0.125 | 0.08 | 261 | 0 | 0.364 | 1 | 1 | cs | TRUE
109 | LV_1630-125_0_7_line_109 |  | 108 | 109 | 0.015177 | 0.125 | 0.08 | 261 | 0 | 0.364 | 1 | 1 | cs | TRUE
110 | LV_1630-125_0_7_line_110 |  | 108 | 110 | 0.044015 | 0.125 | 0.08 | 261 | 0 | 0.364 | 1 | 1 | cs | TRUE
111 | LV_1630-125_0_7_line_111 |  | 110 | 111 | 0.020645 | 0.125 | 0.08 | 261 | 0 | 0.364 | 1 | 1 | cs | TRUE
112 | LV_1630-125_0_7_line_112 |  | 111 | 112 | 0.007336 | 0.125 | 0.08 | 261 | 0 | 0.364 | 1 | 1 | cs | TRUE
113 | LV_1630-125_0_7_line_113 |  | 111 | 113 | 0.009239 | 0.125 | 0.08 | 261 | 0 | 0.364 | 1 | 1 | cs | TRUE
114 | LV_1630-125_0_7_line_114 |  | 112 | 115 | 0.032514 | 0.125 | 0.08 | 261 | 0 | 0.364 | 1 | 1 | cs | TRUE
115 | LV_1630-125_0_7_line_115 |  | 113 | 114 | 0.0085433 | 0.125 | 0.08 | 261 | 0 | 0.364 | 1 | 1 | cs | TRUE
116 | LV_1630-125_0_7_line_116 |  | 116 | 117 | 0.043841 | 0.125 | 0.08 | 261 | 0 | 0.364 | 1 | 1 | cs | TRUE

## trafo
| name | std_type | hv_bus | lv_bus | sn_mva | vn_hv_kv | vn_lv_kv | vk_percent | vkr_percent | pfe_kw | i0_percent | shift_degree | tap_side | tap_neutral | tap_min | tap_max | tap_step_percent | tap_step_degree | tap_pos | tap_phase_shifter | parallel | df | in_service
0 | LV_1630-125_0_7_trafo_94 | 0.63 MVA 20/0.4 kV | 118 | 45 | 0.63 | 20 | 0.4 | 6 | 1.206 | 1.65 | 0.2619 | 150 | hv | 0 | -2 | 2 | 2.5 | 0 | 0 | FALSE | 1 | 1 | TRUE

## line_geodata
| x0 | y0 | x1 | y1 | x2 | y2 | x3 | y3 | x4 | y4 | x5 | y5 | x6 | y6 | x7 | y7 | x8 | y8 | x9 | y9 | x10 | y10 | x11 | y11 | x12 | y12 | x13 | y13 | x14 | y14
0 | 2718029.8248 | 1223086.3349 | 2718036.5282 | 1223091.5514
1 | 2718443.0353 | 1223470.0048 | 2718036.5282 | 1223091.5514
2 | 2718029.8248 | 1223086.3349 | 2717994.0899 | 1223075.4515 | 2717982.1636 | 1223069.3771 | 2717971.3249 | 1223061.2449 | 2717962.6032 | 1223054.9075
3 | 2718443.0353 | 1223470.0048 | 2718440.7375 | 1223497.4026 | 2718440.4509 | 1223511.4189
4 | 2718443.0353 | 1223470.0048 | 2718696.5662 | 1223390.4334
5 | 2718440.4509 | 1223511.4189 | 2718425.6742 | 1223514.0826 | 2718414.2227 | 1223516.9904 | 2718407.4441 | 1223519.6992
6 | 2718897.5976 | 1223961.8434 | 2718696.5662 | 1223390.4334
7 | 2718387.1952 | 1224196.4229 | 2718381.6158 | 1224198.3045 | 2718372.8637 | 1224200.8815
8 | 2718409.8427 | 1224192.3835 | 2718401.9687 | 1224192.8161 | 2718394.0701 | 1224194.1045 | 2718387.1952 | 1224196.4229
9 | 2718273.6595 | 1224240.7805 | 2718276.7621 | 1224237.7064 | 2718284.2228 | 1224233.2623 | 2718295.5307 | 1224228.728 | 2718321.2076 | 1224220.5875 | 2718329.9871 | 1224217.7153 | 2718334.5741 | 1224215.5159 | 2718341.8012 | 1224211.3786 | 2718348.7176 | 1224207.9912 | 2718372.8637 | 1224200.8815
10 | 2718409.8427 | 1224192.3835 | 2718408.9473 | 1224203.4521 | 2718407.0185 | 1224218.4254 | 2718403.8526 | 1224234.5861 | 2718398.5987 | 1224253.1404 | 2718398.1841 | 1224255.0989
11 | 2718236.637 | 1224318.7056 | 2718236.9944 | 1224308.7383 | 2718238.6372 | 1224302.0213 | 2718241.7252 | 1224293.576 | 2718266.8132 | 1224250.5632 | 2718273.6595 | 1224240.7805
12 | 2718273.6595 | 1224240.7805 | 2717956.8865 | 1223797.4179
13 | 2717956.8865 | 1223797.4179 | 2717952.9353 | 1223795.4714 | 2717955.5043 | 1223788.706 | 2717952.8706 | 1223786.8746 | 2717946.1145 | 1223780.6359 | 2717946.1145 | 1223780.6359
14 | 2718041.878 | 1223688.9072 | 2717946.1145 | 1223780.6359
15 | 2718041.878 | 1223688.9072 | 2718047.1756 | 1223695.6397 | 2718059.8044 | 1223707.9108 | 2718063.7562 | 1223710.2132 | 2718071.5358 | 1223711.891
16 | 2718071.5358 | 1223711.891 | 2718164.256 | 1223665.9357
17 | 2718403.143 | 1223521.4179 | 2718407.4441 | 1223519.6992
18 | 2718403.143 | 1223521.4179 | 2718164.256 | 1223665.9357
19 | 2718236.637 | 1224318.7056 | 2718230.3998 | 1224316.1686 | 2718224.4753 | 1224313.927 | 2718206.4818 | 1224310.2557
20 | 2718981.4442 | 1224080.5937 | 2718897.5976 | 1223961.8434
21 | 2718981.4442 | 1224080.5937 | 2718997.8719 | 1224101.7019
22 | 2718981.5741 | 1224399.4337 | 2718974.1044 | 1224392.5568 | 2718966.0798 | 1224386.8809 | 2718935.4532 | 1224365.6524 | 2718926.2187 | 1224359.7855 | 2718916.9847 | 1224353.5184 | 2718913.7975 | 1224351.2547
23 | 2718826.6436 | 1224270.4385 | 2718860.7241 | 1224304.0895 | 2718895.7545 | 1224336.8702 | 2718903.3586 | 1224343.1047 | 2718909.8802 | 1224348.4725 | 2718913.7975 | 1224351.2547
24 | 2718826.6436 | 1224270.4385 | 2718767.4809 | 1224306.7175
25 | 2718949.9463 | 1224152.993 | 2718826.6436 | 1224270.4385
26 | 2718953.1976 | 1224121.0656 | 2718937.0532 | 1224130.4899 | 2718949.9463 | 1224152.993
27 | 2718970.5369 | 1224110.9438 | 2718953.1976 | 1224121.0656
28 | 2718997.4742 | 1224165.7471 | 2719028.5971 | 1224146.6767 | 2719025.9753 | 1224142.3765
29 | 2718997.4742 | 1224165.7471 | 2718993.6533 | 1224159.5881 | 2718991.0435 | 1224144.8356 | 2718983.89 | 1224133.0129
30 | 2719025.9753 | 1224142.3765 | 2719009.6344 | 1224115.6178 | 2719004.5834 | 1224109.8325
31 | 2718983.6968 | 1224132.6935 | 2718983.89 | 1224133.0129
32 | 2718970.5369 | 1224110.9438 | 2718983.6806 | 1224132.6669
33 | 2718983.6806 | 1224132.6669 | 2718983.6968 | 1224132.6935
34 | 2719004.5834 | 1224109.8325 | 2719001.0479 | 1224105.7829 | 2718997.8719 | 1224101.7019
35 | 2718393.7097 | 1224277.3732 | 2718395.0072 | 1224270.1044 | 2718398.1841 | 1224255.0989
36 | 2718129.6532 | 1224398.6882 | 2718131.7717 | 1224401.6214 | 2718147.6269 | 1224409.985
37 | 2718129.6532 | 1224398.6882 | 2718119.844 | 1224413.5376
38 | 2718129.6532 | 1224398.6882 | 2718127.4714 | 1224391.9171
39 | 2718393.7097 | 1224277.3732 | 2718405.6361 | 1224284.06 | 2718411.6373 | 1224288.2729
40 | 2718127.4714 | 1224391.9171 | 2718206.4818 | 1224310.2557
41 | 2718411.6373 | 1224288.2729 | 2718419.6852 | 1224293.9227
42 | 2718171.7572 | 1224469.5679 | 2718180.7993 | 1224462.6198 | 2718185.3494 | 1224458.1933
43 | 2718171.7572 | 1224469.5679 | 2718159.4689 | 1224479.9542 | 2718157.0773 | 1224482.4839
44 | 2718171.7572 | 1224469.5679 | 2718151.672 | 1224455.1469 | 2718147.5249 | 1224451.6285 | 2718144.5858 | 1224447.2445
45 | 2718431.7095 | 1224302.364 | 2718419.6852 | 1224293.9227
46 | 2718365.8943 | 1224553.0567 | 2718431.7095 | 1224302.364
47 | 2718338.5681 | 1224569.8265 | 2718365.8943 | 1224553.0567
48 | 2718365.8943 | 1224553.0567 | 2718389.9176 | 1224587.2851
49 | 2718338.5681 | 1224569.8265 | 2718347.4779 | 1224583.3778
50 | 2718330.1683 | 1224574.9857 | 2718338.5681 | 1224569.8265
51 | 2718389.9176 | 1224587.2851 | 2718395.4854 | 1224595.218
52 | 2718119.844 | 1224413.5376 | 2718117.7988 | 1224416.6336 | 2718117.2148 | 1224420.0691 | 2718117.6783 | 1224422.7026 | 2718119.3679 | 1224425.4605 | 2718132.2553 | 1224435.9125
53 | 2718144.5858 | 1224447.2445 | 2718139.6631 | 1224441.9205 | 2718132.2553 | 1224435.9125
54 | 2718157.0773 | 1224482.4839 | 2718155.0469 | 1224484.6315
55 | 2718106.355 | 1224536.5108 | 2718113.3427 | 1224528.7434 | 2718155.0469 | 1224484.6315
56 | 2718106.355 | 1224536.5108 | 2718107.5114 | 1224542.0603 | 2718109.5574 | 1224546.3487 | 2718121.1702 | 1224557.6223
57 | 2718106.355 | 1224536.5108 | 2718101.4622 | 1224539.9942 | 2718095.2716 | 1224542.7624 | 2718090.3868 | 1224543.9331
58 | 2718018.7088 | 1224586.6892 | 2718024.4969 | 1224577.8304 | 2718029.2333 | 1224573.0539 | 2718038.437 | 1224564.4409 | 2718046.7127 | 1224558.2668 | 2718055.3011 | 1224553.1443 | 2718063.688 | 1224549.7747 | 2718082.626 | 1224545.5693 | 2718090.3868 | 1224543.9331
59 | 2718090.3868 | 1224543.9331 | 2718091.7066 | 1224554.6231 | 2718092.4766 | 1224559.0085 | 2718098.6925 | 1224566.6754
60 | 2718018.7088 | 1224586.6892 | 2718014.7008 | 1224587.6327
61 | 2717959.9406 | 1224572.8247 | 2717951.0226 | 1224583.4784 | 2717949.7845 | 1224586.6341 | 2717949.6824 | 1224589.868 | 2717950.7542 | 1224593.1918 | 2717953.706 | 1224596.5529 | 2717958.3203 | 1224599.4577 | 2717962.4426 | 1224601.1629 | 2717969.3296 | 1224602.6672 | 2717990.3856 | 1224604.4638 | 2717995.4235 | 1224604.3635 | 2718000.4138 | 1224602.8391 | 2718004.0532 | 1224600.5983 | 2718010.9869 | 1224592.8631 | 2718014.7008 | 1224587.6327
62 | 2717959.9406 | 1224572.8247 | 2717957.2843 | 1224571.0039 | 2717953.2108 | 1224570.2782 | 2717950.0769 | 1224570.3606 | 2717946.5555 | 1224570.8579 | 2717943.9234 | 1224572.2844
63 | 2717942.6083 | 1224522.4532 | 2717944.1064 | 1224527.6091 | 2717947.0838 | 1224532.3607 | 2717952.9183 | 1224540.2824 | 2717959.3191 | 1224551.0065 | 2717962.2919 | 1224559.0494 | 2717963.1336 | 1224563.6475 | 2717962.3304 | 1224568.5798 | 2717959.9406 | 1224572.8247
64 | 2717907.4624 | 1224479.6125 | 2717916.5842 | 1224482.7846 | 2717924.5812 | 1224488.3696 | 2717931.622 | 1224494.3581 | 2717936.2688 | 1224500.2214 | 2717939.0605 | 1224504.013 | 2717942.6083 | 1224522.4532
65 | 2717942.6083 | 1224522.4532 | 2717940.1134 | 1224528.1749 | 2717939.1244 | 1224540.1868 | 2717938.2749 | 1224543.6282 | 2717936.7044 | 1224547.0998
66 | 2717907.4624 | 1224479.6125 | 2717979.6588 | 1224346.6204
67 | 2717933.3758 | 1224550.8164 | 2717936.7044 | 1224547.0998
68 | 2718181.4975 | 1224666.2142 | 2718171.1825 | 1224672.5394
69 | 2718191.4213 | 1224660.1287 | 2718181.4975 | 1224666.2142
70 | 2718159.1905 | 1224679.8931 | 2718171.1825 | 1224672.5394
71 | 2718191.4213 | 1224660.1287 | 2718197.0492 | 1224656.6711
72 | 2718191.4213 | 1224660.1287 | 2718195.8333 | 1224667.0995 | 2718205.4694 | 1224662.6874
73 | 2718191.4213 | 1224660.1287 | 2718195.8333 | 1224667.0995 | 2718192.0143 | 1224674.9409 | 2718191.5879 | 1224679.2247 | 2718192.3496 | 1224682.876 | 2718194.3481 | 1224686.4962
74 | 2718162.482 | 1224655.8397 | 2718160.9488 | 1224656.6655 | 2718156.5561 | 1224661.7044 | 2718155.204 | 1224666.3924 | 2718154.9548 | 1224670.157 | 2718156.5492 | 1224675.793 | 2718159.1905 | 1224679.8931
75 | 2718251.416 | 1224623.3027 | 2718197.0492 | 1224656.6711
76 | 2718197.0492 | 1224656.6711 | 2718192.8375 | 1224649.9267 | 2718190.7608 | 1224650.416
77 | 2718205.4694 | 1224662.6874 | 2718220.8855 | 1224655.5567
78 | 2718194.3481 | 1224686.4962 | 2718185.2252 | 1224692.1862 | 2718181.6724 | 1224697.027
79 | 2718162.482 | 1224655.8397 | 2718156.1166 | 1224644.5046 | 2718163.2858 | 1224640.4115
80 | 2718251.416 | 1224623.3027 | 2718268.3103 | 1224612.936
81 | 2718251.416 | 1224623.3027 | 2718261.9744 | 1224644.5975
82 | 2718224.2484 | 1224654.0012 | 2718220.8855 | 1224655.5567
83 | 2718181.6724 | 1224697.027 | 2718176.9 | 1224703.5297 | 2718165.1522 | 1224710.4344
84 | 2718301.1074 | 1224592.8108 | 2718268.3103 | 1224612.936
85 | 2718261.9744 | 1224644.5975 | 2718262.5095 | 1224645.6768
86 | 2718301.1074 | 1224592.8108 | 2718289.1932 | 1224575.6162
87 | 2718288.1313 | 1224571.0471 | 2718289.1932 | 1224575.6162
88 | 2718289.1932 | 1224575.6162 | 2718274.3479 | 1224585.1972
89 | 2718308.4092 | 1224603.1974 | 2718293.1836 | 1224612.2501
90 | 2718308.4092 | 1224603.1974 | 2718309.0894 | 1224599.1188 | 2718321.1503 | 1224591.7751 | 2718335.5008 | 1224582.9535
91 | 2718335.5008 | 1224582.9535 | 2718339.0213 | 1224588.2164 | 2718359.1954 | 1224618.7079
92 | 2718335.5008 | 1224582.9535 | 2718330.1683 | 1224574.9857
93 | 2718330.1683 | 1224574.9857 | 2718324.1643 | 1224564.9363 | 2718321.9599 | 1224562.1518
94 | 2718321.1718 | 1224561.1562 | 2718321.9599 | 1224562.1518
95 | 2718288.1313 | 1224571.0471 | 2718288.7985 | 1224567.6244 | 2718290.2247 | 1224564.1723 | 2718292.4057 | 1224561.6692 | 2718295.2118 | 1224559.7679 | 2718302.2912 | 1224557.9499
96 | 2718302.2912 | 1224557.9499 | 2718307.63 | 1224556.5789 | 2718312.3709 | 1224556.1617 | 2718316.4967 | 1224556.544 | 2718318.7265 | 1224558.0673 | 2718321.1718 | 1224561.1562
97 | 2718400.8154 | 1224602.8122 | 2718395.4854 | 1224595.218
98 | 2718400.8154 | 1224602.8122 | 2718421.245 | 1224628.4497 | 2718437.6027 | 1224617.4777
99 | 2718400.8154 | 1224602.8122 | 2718406.2792 | 1224614.3372
100 | 2718410.9479 | 1224624.1852 | 2718406.2792 | 1224614.3372
101 | 2718473.9847 | 1224716.8235 | 2718471.9746 | 1224713.7923 | 2718413.9605 | 1224630.5397 | 2718410.9479 | 1224624.1852
102 | 2718473.9847 | 1224716.8235 | 2718437.4571 | 1224742.094
103 | 2718473.9847 | 1224716.8235 | 2718498.6923 | 1224753.6754
104 | 2718662.4484 | 1224546.7893 | 2718703.7838 | 1224600.0997 | 2718707.6115 | 1224605.1113
105 | 2718729.2682 | 1224633.4673 | 2718707.6115 | 1224605.1113
106 | 2718599.5217 | 1224723.2848 | 2718729.2682 | 1224633.4673
107 | 2718588.2297 | 1224731.2276 | 2718599.5217 | 1224723.2848
108 | 2718576.0484 | 1224739.796 | 2718588.2297 | 1224731.2276
109 | 2718576.0484 | 1224739.796 | 2718584.6109 | 1224752.343
110 | 2718576.0484 | 1224739.796 | 2718540.041 | 1224765.1093
111 | 2718523.1518 | 1224776.9825 | 2718540.041 | 1224765.1093
112 | 2718523.1518 | 1224776.9825 | 2718516.7985 | 1224780.6811
113 | 2718523.1518 | 1224776.9825 | 2718526.4074 | 1224785.6319
114 | 2718516.7985 | 1224780.6811 | 2718498.6923 | 1224753.6754
115 | 2718526.4074 | 1224785.6319 | 2718529.4237 | 1224793.625
116 | 2718437.4571 | 1224742.094 | 2718459.2113 | 1224780.1573

## bus_geodata
| x | y | coords
0 | 2718036.5282 | 1223091.5514
1 | 2718029.8248 | 1223086.3349
2 | 2718443.0353 | 1223470.0048
3 | 2717962.6032 | 1223054.9075
4 | 2718440.4509 | 1223511.4189
5 | 2718696.5662 | 1223390.4334
6 | 2718387.1952 | 1224196.4229
7 | 2718372.8637 | 1224200.8815
8 | 2718409.8427 | 1224192.3835
9 | 2718273.6595 | 1224240.7805
10 | 2717956.8865 | 1223797.4179
11 | 2717946.1145 | 1223780.6359
12 | 2718041.878 | 1223688.9072
13 | 2718071.5358 | 1223711.891
14 | 2718403.143 | 1223521.4179
15 | 2718407.4441 | 1223519.6991
16 | 2718164.256 | 1223665.9357
17 | 2718236.637 | 1224318.7056
18 | 2718897.5976 | 1223961.8434
19 | 2718981.4442 | 1224080.5937
20 | 2718913.7975 | 1224351.2547
21 | 2718981.5741 | 1224399.4337
22 | 2718826.6436 | 1224270.4385
23 | 2718767.4809 | 1224306.7175
24 | 2718949.9463 | 1224152.993
25 | 2718953.1976 | 1224121.0656
26 | 2718997.4742 | 1224165.7471
27 | 2719025.9753 | 1224142.3765
28 | 2718983.89 | 1224133.0129
29 | 2718970.5369 | 1224110.9438
30 | 2718983.6806 | 1224132.6669
31 | 2718983.6968 | 1224132.6935
32 | 2719004.5834 | 1224109.8325
33 | 2718997.8719 | 1224101.7019
34 | 2718398.1841 | 1224255.0989
35 | 2718147.6269 | 1224409.985
36 | 2718129.6532 | 1224398.6882
37 | 2718393.7097 | 1224277.3732
38 | 2718206.4818 | 1224310.2557
39 | 2718127.4714 | 1224391.9171
40 | 2718411.6373 | 1224288.2729
41 | 2718185.3494 | 1224458.1933
42 | 2718171.7572 | 1224469.5679
43 | 2718419.6852 | 1224293.9227
44 | 2718431.7095 | 1224302.364
45 | 2718365.8943 | 1224553.0567
46 | 2718338.5681 | 1224569.8265
47 | 2718389.9176 | 1224587.2851
48 | 2718119.844 | 1224413.5376
49 | 2718132.2553 | 1224435.9125
50 | 2718144.5858 | 1224447.2445
51 | 2718157.0773 | 1224482.4839
52 | 2718155.0469 | 1224484.6315
53 | 2718106.355 | 1224536.5108
54 | 2718121.1702 | 1224557.6223
55 | 2718090.3868 | 1224543.9331
56 | 2718018.7088 | 1224586.6892
57 | 2718098.6925 | 1224566.6754
58 | 2718014.7008 | 1224587.6327
59 | 2717959.9406 | 1224572.8247
60 | 2717943.9234 | 1224572.2844
61 | 2717942.6083 | 1224522.4532
62 | 2717907.4624 | 1224479.6125
63 | 2717936.7044 | 1224547.0998
64 | 2717979.6588 | 1224346.6204
65 | 2717933.3759 | 1224550.8164
66 | 2718181.4974 | 1224666.2142
67 | 2718171.1825 | 1224672.5394
68 | 2718191.4213 | 1224660.1287
69 | 2718159.1905 | 1224679.8931
70 | 2718197.0492 | 1224656.6711
71 | 2718205.4694 | 1224662.6874
72 | 2718194.3481 | 1224686.4962
73 | 2718162.482 | 1224655.8397
74 | 2718251.416 | 1224623.3027
75 | 2718190.7608 | 1224650.416
76 | 2718220.8855 | 1224655.5567
77 | 2718181.6724 | 1224697.027
78 | 2718163.2858 | 1224640.4115
79 | 2718268.3103 | 1224612.936
80 | 2718261.9744 | 1224644.5975
81 | 2718224.2484 | 1224654.0012
82 | 2718165.1522 | 1224710.4344
83 | 2718301.1074 | 1224592.8108
84 | 2718262.5095 | 1224645.6768
85 | 2718289.1932 | 1224575.6162
86 | 2718293.1836 | 1224612.2501
87 | 2718308.4092 | 1224603.1974
88 | 2718335.5008 | 1224582.9535
89 | 2718359.1954 | 1224618.7079
90 | 2718330.1683 | 1224574.9857
91 | 2718321.9599 | 1224562.1518
92 | 2718288.1313 | 1224571.0471
93 | 2718274.3479 | 1224585.1972
94 | 2718302.2912 | 1224557.9499
95 | 2718321.1718 | 1224561.1562
96 | 2718347.4779 | 1224583.3778
97 | 2718395.4854 | 1224595.218
98 | 2718400.8154 | 1224602.8122
99 | 2718437.6027 | 1224617.4777
100 | 2718406.2792 | 1224614.3372
101 | 2718410.9479 | 1224624.1852
102 | 2718473.9847 | 1224716.8235
103 | 2718662.4484 | 1224546.7893
104 | 2718707.6115 | 1224605.1114
105 | 2718729.2682 | 1224633.4673
106 | 2718599.5217 | 1224723.2848
107 | 2718588.2297 | 1224731.2276
108 | 2718576.0484 | 1224739.796
109 | 2718584.6109 | 1224752.343
110 | 2718540.041 | 1224765.1093
111 | 2718523.1518 | 1224776.9825
112 | 2718516.7985 | 1224780.6811
113 | 2718526.4074 | 1224785.6319
114 | 2718529.4237 | 1224793.625
115 | 2718498.6923 | 1224753.6754
116 | 2718459.2112 | 1224780.1573
117 | 2718437.4571 | 1224742.094
118 | 2718338.5681 | 1224569.8265

## line_std_types
| c_nf_per_km | r_ohm_per_km | x_ohm_per_km | max_i_ka | type | q_mm2 | alpha | voltage_rating
NAYY 4x50 SE | 210 | 0.642 | 0.083 | 0.142 | cs | 50 | 0.00403 | LV
NAYY 4x120 SE | 264 | 0.225 | 0.08 | 0.242 | cs | 120 | 0.00403 | LV
NAYY 4x150 SE | 261 | 0.208 | 0.08 | 0.27 | cs | 150 | 0.00403 | LV
NA2XS2Y 1x95 RM/25 12/20 kV | 216 | 0.313 | 0.132 | 0.252 | cs | 95 | 0.00403 | MV
NA2XS2Y 1x185 RM/25 12/20 kV | 273 | 0.161 | 0.117 | 0.362 | cs | 185 | 0.00403 | MV
NA2XS2Y 1x240 RM/25 12/20 kV | 304 | 0.122 | 0.112 | 0.421 | cs | 240 | 0.00403 | MV
NA2XS2Y 1x95 RM/25 6/10 kV | 315 | 0.313 | 0.123 | 0.249 | cs | 95 | 0.00403 | MV
NA2XS2Y 1x185 RM/25 6/10 kV | 406 | 0.161 | 0.11 | 0.358 | cs | 185 | 0.00403 | MV
NA2XS2Y 1x240 RM/25 6/10 kV | 456 | 0.122 | 0.105 | 0.416 | cs | 240 | 0.00403 | MV
NA2XS2Y 1x150 RM/25 12/20 kV | 250 | 0.206 | 0.116 | 0.319 | cs | 150 | 0.00403 | MV
NA2XS2Y 1x120 RM/25 12/20 kV | 230 | 0.253 | 0.119 | 0.283 | cs | 120 | 0.00403 | MV
NA2XS2Y 1x70 RM/25 12/20 kV | 190 | 0.443 | 0.132 | 0.22 | cs | 70 | 0.00403 | MV
NA2XS2Y 1x150 RM/25 6/10 kV | 360 | 0.206 | 0.11 | 0.315 | cs | 150 | 0.00403 | MV
NA2XS2Y 1x120 RM/25 6/10 kV | 340 | 0.253 | 0.113 | 0.28 | cs | 120 | 0.00403 | MV
NA2XS2Y 1x70 RM/25 6/10 kV | 280 | 0.443 | 0.123 | 0.217 | cs | 70 | 0.00403 | MV
N2XS(FL)2Y 1x120 RM/35 64/110 kV | 112 | 0.153 | 0.166 | 0.366 | cs | 120 | 0.00393 | HV
N2XS(FL)2Y 1x185 RM/35 64/110 kV | 125 | 0.099 | 0.156 | 0.457 | cs | 185 | 0.00393 | HV
N2XS(FL)2Y 1x240 RM/35 64/110 kV | 135 | 0.075 | 0.149 | 0.526 | cs | 240 | 0.00393 | HV
N2XS(FL)2Y 1x300 RM/35 64/110 kV | 144 | 0.06 | 0.144 | 0.588 | cs | 300 | 0.00393 | HV
15-AL1/3-ST1A 0.4 | 11 | 1.8769 | 0.35 | 0.105 | ol | 16 | 0.00403 | LV
24-AL1/4-ST1A 0.4 | 11.25 | 1.2012 | 0.335 | 0.14 | ol | 24 | 0.00403 | LV
48-AL1/8-ST1A 0.4 | 12.2 | 0.5939 | 0.3 | 0.21 | ol | 48 | 0.00403 | LV
94-AL1/15-ST1A 0.4 | 13.2 | 0.306 | 0.29 | 0.35 | ol | 94 | 0.00403 | LV
34-AL1/6-ST1A 10.0 | 9.7 | 0.8342 | 0.36 | 0.17 | ol | 34 | 0.00403 | MV
48-AL1/8-ST1A 10.0 | 10.1 | 0.5939 | 0.35 | 0.21 | ol | 48 | 0.00403 | MV
70-AL1/11-ST1A 10.0 | 10.4 | 0.4132 | 0.339 | 0.29 | ol | 70 | 0.00403 | MV
94-AL1/15-ST1A 10.0 | 10.75 | 0.306 | 0.33 | 0.35 | ol | 94 | 0.00403 | MV
122-AL1/20-ST1A 10.0 | 11.1 | 0.2376 | 0.323 | 0.41 | ol | 122 | 0.00403 | MV
149-AL1/24-ST1A 10.0 | 11.25 | 0.194 | 0.315 | 0.47 | ol | 149 | 0.00403 | MV
34-AL1/6-ST1A 20.0 | 9.15 | 0.8342 | 0.382 | 0.17 | ol | 34 | 0.00403 | MV
48-AL1/8-ST1A 20.0 | 9.5 | 0.5939 | 0.372 | 0.21 | ol | 48 | 0.00403 | MV
70-AL1/11-ST1A 20.0 | 9.7 | 0.4132 | 0.36 | 0.29 | ol | 70 | 0.00403 | MV
94-AL1/15-ST1A 20.0 | 10 | 0.306 | 0.35 | 0.35 | ol | 94 | 0.00403 | MV
122-AL1/20-ST1A 20.0 | 10.3 | 0.2376 | 0.344 | 0.41 | ol | 122 | 0.00403 | MV
149-AL1/24-ST1A 20.0 | 10.5 | 0.194 | 0.337 | 0.47 | ol | 149 | 0.00403 | MV
184-AL1/30-ST1A 20.0 | 10.75 | 0.1571 | 0.33 | 0.535 | ol | 184 | 0.00403 | MV
243-AL1/39-ST1A 20.0 | 11 | 0.1188 | 0.32 | 0.645 | ol | 243 | 0.00403 | MV
48-AL1/8-ST1A 110.0 | 8 | 0.5939 | 0.46 | 0.21 | ol | 48 | 0.00403 | HV
70-AL1/11-ST1A 110.0 | 8.4 | 0.4132 | 0.45 | 0.29 | ol | 70 | 0.00403 | HV
94-AL1/15-ST1A 110.0 | 8.65 | 0.306 | 0.44 | 0.35 | ol | 94 | 0.00403 | HV
122-AL1/20-ST1A 110.0 | 8.5 | 0.2376 | 0.43 | 0.41 | ol | 122 | 0.00403 | HV
149-AL1/24-ST1A 110.0 | 8.75 | 0.194 | 0.41 | 0.47 | ol | 149 | 0.00403 | HV
184-AL1/30-ST1A 110.0 | 8.8 | 0.1571 | 0.4 | 0.535 | ol | 184 | 0.00403 | HV
243-AL1/39-ST1A 110.0 | 9 | 0.1188 | 0.39 | 0.645 | ol | 243 | 0.00403 | HV
305-AL1/39-ST1A 110.0 | 9.2 | 0.0949 | 0.38 | 0.74 | ol | 305 | 0.00403 | HV
490-AL1/64-ST1A 110.0 | 9.75 | 0.059 | 0.37 | 0.96 | ol | 490 | 0.00403 | HV
679-AL1/86-ST1A 110.0 | 9.95 | 0.042 | 0.36 | 1.15 | ol | 679 | 0.00403 | HV
490-AL1/64-ST1A 220.0 | 10 | 0.059 | 0.285 | 0.96 | ol | 490 | 0.00403 | HV
679-AL1/86-ST1A 220.0 | 11.7 | 0.042 | 0.275 | 1.15 | ol | 679 | 0.00403 | HV
490-AL1/64-ST1A 380.0 | 11 | 0.059 | 0.253 | 0.96 | ol | 490 | 0.00403 | HV
679-AL1/86-ST1A 380.0 | 14.6 | 0.042 | 0.25 | 1.15 | ol | 679 | 0.00403 | HV

## trafo_std_types
| i0_percent | pfe_kw | vkr_percent | sn_mva | vn_lv_kv | vn_hv_kv | vk_percent | shift_degree | vector_group | tap_side | tap_neutral | tap_min | tap_max | tap_step_degree | tap_step_percent | tap_phase_shifter
160 MVA 380/110 kV | 0.06 | 60 | 0.25 | 160 | 110 | 380 | 12.2 | 0 | Yy0 | hv | 0 | -9 | 9 | 0 | 1.5 | FALSE
100 MVA 220/110 kV | 0.06 | 55 | 0.26 | 100 | 110 | 220 | 12 | 0 | Yy0 | hv | 0 | -9 | 9 | 0 | 1.5 | FALSE
63 MVA 110/20 kV | 0.04 | 22 | 0.32 | 63 | 20 | 110 | 18 | 150 | YNd5 | hv | 0 | -9 | 9 | 0 | 1.5 | FALSE
40 MVA 110/20 kV | 0.05 | 18 | 0.34 | 40 | 20 | 110 | 16.2 | 150 | YNd5 | hv | 0 | -9 | 9 | 0 | 1.5 | FALSE
25 MVA 110/20 kV | 0.07 | 14 | 0.41 | 25 | 20 | 110 | 12 | 150 | YNd5 | hv | 0 | -9 | 9 | 0 | 1.5 | FALSE
63 MVA 110/10 kV | 0.04 | 22 | 0.32 | 63 | 10 | 110 | 18 | 150 | YNd5 | hv | 0 | -9 | 9 | 0 | 1.5 | FALSE
40 MVA 110/10 kV | 0.05 | 18 | 0.34 | 40 | 10 | 110 | 16.2 | 150 | YNd5 | hv | 0 | -9 | 9 | 0 | 1.5 | FALSE
25 MVA 110/10 kV | 0.07 | 14 | 0.41 | 25 | 10 | 110 | 12 | 150 | YNd5 | hv | 0 | -9 | 9 | 0 | 1.5 | FALSE
0.25 MVA 20/0.4 kV | 0.32 | 0.8 | 1.44 | 0.25 | 0.4 | 20 | 6 | 150 | Yzn5 | hv | 0 | -2 | 2 | 0 | 2.5 | FALSE
0.4 MVA 20/0.4 kV | 0.3375 | 1.35 | 1.425 | 0.4 | 0.4 | 20 | 6 | 150 | Dyn5 | hv | 0 | -2 | 2 | 0 | 2.5 | FALSE
0.63 MVA 20/0.4 kV | 0.2619 | 1.65 | 1.206 | 0.63 | 0.4 | 20 | 6 | 150 | Dyn5 | hv | 0 | -2 | 2 | 0 | 2.5 | FALSE
0.25 MVA 10/0.4 kV | 0.24 | 0.6 | 1.2 | 0.25 | 0.4 | 10 | 4 | 150 | Dyn5 | hv | 0 | -2 | 2 | 0 | 2.5 | FALSE
0.4 MVA 10/0.4 kV | 0.2375 | 0.95 | 1.325 | 0.4 | 0.4 | 10 | 4 | 150 | Dyn5 | hv | 0 | -2 | 2 | 0 | 2.5 | FALSE
0.63 MVA 10/0.4 kV | 0.1873 | 1.18 | 1.0794 | 0.63 | 0.4 | 10 | 4 | 150 | Dyn5 | hv | 0 | -2 | 2 | 0 | 2.5 | FALSE

## trafo3w_std_types
| sn_hv_mva | sn_mv_mva | sn_lv_mva | vn_hv_kv | vn_mv_kv | vn_lv_kv | vk_hv_percent | vk_mv_percent | vk_lv_percent | vkr_hv_percent | vkr_mv_percent | vkr_lv_percent | pfe_kw | i0_percent | shift_mv_degree | shift_lv_degree | vector_group | tap_side | tap_neutral | tap_min | tap_max | tap_step_percent
63/25/38 MVA 110/20/10 kV | 63 | 25 | 38 | 110 | 20 | 10 | 10.4 | 10.4 | 10.4 | 0.28 | 0.32 | 0.35 | 35 | 0.89 | 0 | 0 | YN0yn0yn0 | hv | 0 | -10 | 10 | 1.2
63/25/38 MVA 110/10/10 kV | 63 | 25 | 38 | 110 | 10 | 10 | 10.4 | 10.4 | 10.4 | 0.28 | 0.32 | 0.35 | 35 | 0.89 | 0 | 0 | YN0yn0yn0 | hv | 0 | -10 | 10 | 1.2

## fuse_std_types
| fuse_type | i_rated_a | t_avg | t_min | t_total | x_avg | x_min | x_total
HV 100A | HV 100A | 100 | 0 | [10.0, 3.64, 0.854, 0.281, 0.1, 0.0531, 0.022, 0.01] | [10.0, 4.267, 1.21, 0.403, 0.1, 0.058, 0.022, 0.01] | 0 | [300.0, 350.0, 450.0, 550.0, 700.0, 850.0, 1200.0, 1752.0] | [600.0, 700.0, 900.0, 1150.0, 1665.0, 2000.0, 3000.0, 4313.0]
HV 10A | HV 10A | 10 | 0 | [10.0, 1675.0, 0.344, 0.156, 0.1, 0.0417, 0.0171, 0.01] | [10.0, 1.3, 0.3, 0.155, 0.1, 0.0555, 0.023, 0.01] | 0 | [30.0, 32.0, 35.0, 37.0, 39.0, 50.0, 70.0, 88.0] | [60.0, 70.0, 80.0, 87.0, 94.0, 110.0, 150.0, 216.0]
HV 125A | HV 125A | 125 | 0 | [10.0, 1.82, 0.344, 0.1, 0.0467, 0.0269, 0.01] | [10.0, 2.478, 0.426, 0.1, 0.0427, 0.0211, 0.01] | 0 | [375.0, 500.0, 700.0, 925.0, 1200.0, 1500.0, 2341.0] | [750.0, 1000.0, 1500.0, 2200.0, 3000.0, 4000.0, 5765.0]
HV 160A | HV 160A | 160 | 0 | [10.0, 4.15, 1.03, 0.198, 0.1, 0.051, 0.0172, 0.01] | [10.0, 2.3, 0.734, 0.274, 0.1, 0.046, 0.0177, 0.01] | 0 | [480.0, 550.0, 700.0, 1000.0, 1260.0, 1600.0, 2500.0, 3227.0] | [960.0, 1300.0, 1700.0, 2200.0, 2996.0, 4000.0, 6000.0, 7946.0]
HV 16A | HV 16A | 16 | 0 | [10.0, 0.352, 0.164, 0.1, 0.0649, 0.0342, 0.01] | [10.0, 2.34, 0.722, 0.181, 0.1, 0.055, 0.0296, 0.01] | 0 | [48.0, 60.0, 65.0, 71.0, 80.0, 100.0, 162.0] | [96.0, 110.0, 125.0, 150.0, 168.0, 200.0, 250.0, 398.0]
HV 200A | HV 200A | 200 | 0 | [10.0, 4.267, 1.21, 0.403, 0.1, 0.058, 0.022, 0.01] | [10.0, 3.73, 1.654, 0.328, 0.1, 0.0531, 0.019, 0.01] | 0 | [600.0, 700.0, 900.0, 1150.0, 1665.0, 2000.0, 3000.0, 4313.0] | [1200.0, 1500.0, 1800.0, 2700.0, 3960.0, 5000.0, 7500.0, 10620.0]
HV 20A | HV 20A | 20 | 0 | [10.0, 1.3, 0.3, 0.155, 0.1, 0.0555, 0.023, 0.01] | [10.0, 1.3, 0.161, 0.1, 0.0611, 0.0399, 0.0141, 0.01] | 0 | [60.0, 70.0, 80.0, 87.0, 94.0, 110.0, 150.0, 216.0] | [120.0, 150.0, 200.0, 223.0, 260.0, 300.0, 450.0, 532.0]
HV 25A | HV 25A | 25 | 0 | [10.0, 2.512, 0.833, 0.299, 0.1, 0.0372, 0.0223, 0.01] | [10.0, 3.125, 0.597, 0.198, 0.1, 0.0378, 0.022, 0.01] | 0 | [75.0, 82.0, 90.0, 100.0, 124.0, 170.0, 200.0, 289.0] | [150.0, 170.0, 210.0, 250.0, 294.0, 400.0, 500.0, 711.0]
HV 31.5A | HV 31.5A | 31.5 | 0 | [10.0, 2.34, 0.722, 0.181, 0.1, 0.055, 0.0296, 0.01] | [10.0, 2.84, 0.368, 0.164, 0.1, 0.0621, 0.0378, 0.0195, 0.01] | 0 | [95.0, 110.0, 125.0, 150.0, 165.0, 200.0, 250.0, 390.0] | [189.0, 220.0, 300.0, 350.0, 393.0, 450.0, 530.0, 700.0, 960.0]
HV 40A | HV 40A | 40 | 0 | [10.0, 1.3, 0.161, 0.1, 0.0611, 0.0399, 0.0141, 0.01] | [10.0, 2.05, 0.369, 0.198, 0.1, 0.051, 0.0298, 0.01] | 0 | [120.0, 150.0, 200.0, 223.0, 260.0, 300.0, 450.0, 532.0] | [240.0, 300.0, 400.0, 450.0, 530.0, 650.0, 800.0, 1311.0]
HV 50A | HV 50A | 50 | 0 | [10.0, 3.215, 0.597, 0.198, 0.1, 0.0378, 0.022, 0.01] | [10.0, 3.64, 0.854, 0.281, 0.1, 0.0531, 0.022, 0.01] | 0 | [150.0, 170.0, 210.0, 250.0, 294.0, 400.0, 500.0, 711.0] | [300.0, 350.0, 450.0, 550.0, 700.0, 850.0, 1200.0, 1752.0]
HV 6.3A | HV 6.3A | 6.3 | 0 | [10.0, 1.39, 0.344, 0.168, 0.1, 0.056, 0.0263, 0.01] | [10.0, 1.711, 0.516, 0.198, 0.1, 0.0634, 0.0303, 0.01] | 0 | [19.0, 19.5, 20.4, 20.8, 22.0, 25.0, 32.0, 48.0] | [38.0, 40.0, 43.0, 48.0, 53.0, 60.0, 75.0, 118.0]
HV 63A | HV 63A | 63 | 0 | [10.0, 2.84, 0.368, 0.164, 0.1, 0.0621, 0.0378, 0.0195, 0.01] | [10.0, 1.82, 0.344, 0.1, 0.0467, 0.0269, 0.01] | 0 | [189.0, 220.0, 300.0, 350.0, 393.0, 450.0, 530.0, 700.0, 961.0] | [378.0, 500.0, 700.0, 934.0, 1200.0, 1500.0, 2366.0]
HV 80A | HV 80A | 80 | 0 | [10.0, 2.05, 0.369, 0.198, 0.1, 0.051, 0.0298, 0.01] | [10.0, 4.15, 1.03, 0.198, 0.1, 0.051, 0.0172, 0.01] | 0 | [240.0, 300.0, 400.0, 450.0, 530.0, 650.0, 800.0, 1311.0] | [480.0, 550.0, 700.0, 1000.0, 1260.0, 1600.0, 2500.0, 3227.0]
Siemens NH-1-100 | Siemens NH-1-100 | 100 | [5400.0, 2000.0, 400.0, 20.0, 1.0, 0.2, 0.012, 0.004] | 0 | 0 | [150.0, 190.0, 250.0, 430.0, 900.0, 1250.0, 2700.0, 3600.0] | 0 | 0
Siemens NH-1-125 | Siemens NH-1-125 | 125 | [4800.0, 120.0, 7.0, 0.1, 0.004] | 0 | 0 | [180.0, 400.0, 740.0, 2000.0, 4250.0] | 0 | 0
Siemens NH-1-16 | Siemens NH-1-16 | 16 | [4000.0, 400.0, 2.0, 0.1, 0.04, 0.01] | 0 | 0 | [26.0, 35.0, 75.0, 150.0, 200.0, 300.0] | 0 | 0
Siemens NH-1-160 | Siemens NH-1-160 | 160 | [4800.0, 120.0, 7.0, 0.1, 0.004] | 0 | 0 | [210.0, 500.0, 900.0, 2300.0, 5000.0] | 0 | 0
Siemens NH-1-25 | Siemens NH-1-25 | 25 | [4000.0, 1000.0, 10.0, 0.2, 0.02, 0.01] | 0 | 0 | [40.0, 50.0, 100.0, 210.0, 400.0, 500.0] | 0 | 0
Siemens NH-1-50 | Siemens NH-1-50 | 50 | [4000.0, 40.0, 4.0, 1.0, 0.02, 0.01] | 0 | 0 | [86.0, 200.0, 300.0, 400.0, 1000.0, 1280.0] | 0 | 0
Siemens NH-1-63 | Siemens NH-1-63 | 63 | [4000.0, 100.0, 10.0, 2.0, 0.04, 0.01] | 0 | 0 | [100.0, 200.0, 300.0, 400.0, 1000.0, 1500.0] | 0 | 0
Siemens NH-1-80 | Siemens NH-1-80 | 80 | [4800.0, 120.0, 7.0, 0.1, 0.01] | 0 | 0 | [150.58, 250.0, 450.0, 1150.0, 2470.0] | 0 | 0
Siemens NH-2-1000 | Siemens NH-2-1000 | 1000 | [4800.0, 120.0, 7.0, 0.1, 0.004] | 0 | 0 | [1900.0, 3500.0, 8400.0, 24000.0, 52000.0] | 0 | 0
Siemens NH-2-200 | Siemens NH-2-200 | 200 | [4800.0, 120.0, 7.0, 0.1, 0.004] | 0 | 0 | [280.0, 650.0, 1200.0, 3000.0, 7000.0] | 0 | 0
Siemens NH-2-224 | Siemens NH-2-224 | 224 | [4800.0, 120.0, 7.0, 0.2, 0.04, 0.004] | 0 | 0 | [400.0, 750.0, 1453.0, 3025.0, 4315.0, 7600.0] | 0 | 0
Siemens NH-2-250 | Siemens NH-2-250 | 250 | [4800.0, 120.0, 7.0, 0.1, 0.004] | 0 | 0 | [450.0, 800.0, 1650.0, 4000.0, 8500.0] | 0 | 0
Siemens NH-2-315 | Siemens NH-2-315 | 315 | [4800.0, 120.0, 7.0, 0.1, 0.004] | 0 | 0 | [550.0, 920.0, 1900.0, 5000.0, 11000.0] | 0 | 0
Siemens NH-2-355 | Siemens NH-2-355 | 355 | [4800.0, 120.0, 6.0, 0.1, 0.004] | 0 | 0 | [650.0, 1116.27, 2350.0, 5840.0, 12790.0] | 0 | 0
Siemens NH-2-400 | Siemens NH-2-400 | 400 | [4800.0, 120.0, 7.0, 0.1, 0.004] | 0 | 0 | [720.0, 1350.0, 2800.0, 6500.0, 15000.0] | 0 | 0
Siemens NH-2-425 | Siemens NH-2-425 | 425 | [4800.0, 120.0, 7.0, 0.1, 0.004] | 0 | 0 | [850.0, 1500.0, 3050.0, 7500.0, 16500.0] | 0 | 0
Siemens NH-2-630 | Siemens NH-2-630 | 630 | [4800.0, 120.0, 7.0, 0.1, 0.004] | 0 | 0 | [1200.0, 2000.0, 4800.0, 12000.0, 26000.0] | 0 | 0

## res_bus
| vm_pu | va_degree | p_mw | q_mvar
0 | 0.97874 | -0.411 | 0.002276 | 0.00057041
1 | 0.97873 | -0.41127 | 0 | 0
2 | 0.98083 | -0.36994 | 0 | 0
3 | 0.97861 | -0.41371 | 0.0017835 | 0.000447
4 | 0.98112 | -0.36434 | 0 | 0
5 | 0.9792 | -0.40191 | 0.00072104 | 0.00018071
6 | 0.99225 | -0.14832 | 0.001327 | 0.00033259
7 | 0.992 | -0.15318 | 0.0032294 | 0.00080937
8 | 0.99264 | -0.14073 | 0 | 0
9 | 0.99025 | -0.18685 | 0 | 0
10 | 0.98574 | -0.27418 | 0.00095007 | 0.00023811
11 | 0.98555 | -0.27797 | 0.0014625 | 0.00036653
12 | 0.98451 | -0.29817 | 0 | 0
13 | 0.98421 | -0.30407 | 0.0017373 | 0.00043541
14 | 0.98139 | -0.35909 | 0.00085534 | 0.00021437
15 | 0.98135 | -0.35974 | 0.0014049 | 0.00035209
16 | 0.98343 | -0.31921 | 0.0010717 | 0.0002686
17 | 0.98956 | -0.2003 | 0 | 0
18 | 0.97555 | -0.47342 | 0.001094 | 0.00027418
19 | 0.97471 | -0.49005 | 0.0011056 | 0.00027709
20 | 0.97062 | -0.57096 | 0.0011186 | 0.00028034
21 | 0.97055 | -0.57222 | 0.00081832 | 0.00020509
22 | 0.97083 | -0.56669 | 0 | 0
23 | 0.97074 | -0.56855 | 0.0014472 | 0.00036271
24 | 0.97137 | -0.556 | 0.0020269 | 0.00050798
25 | 0.97159 | -0.55153 | 0.0051341 | 0.0012867
26 | 0.97303 | -0.52323 | 0 | 0
27 | 0.97415 | -0.50107 | 0 | 0
28 | 0.97205 | -0.54249 | 0.0045044 | 0.0011289
29 | 0.97179 | -0.54762 | 0 | 0
30 | 0.97204 | -0.54267 | 0.00080109 | 0.00020077
31 | 0.97204 | -0.54266 | 0.013137 | 0.0032923
32 | 0.9745 | -0.49414 | 0.00048815 | 0.00012234
33 | 0.97456 | -0.493 | 0.00057714 | 0.00014464
34 | 0.99373 | -0.11978 | 0.0074974 | 0.001879
35 | 0.98825 | -0.22571 | 0.0075495 | 0.0018921
36 | 0.9884 | -0.22281 | 0 | 0
37 | 0.99415 | -0.11175 | 0 | 0
38 | 0.98931 | -0.20512 | 0.0014816 | 0.00037133
39 | 0.98845 | -0.222 | 0.0095847 | 0.0024022
40 | 0.99454 | -0.10433 | 0.0012391 | 0.00031054
41 | 0.98795 | -0.23156 | 0.0022504 | 0.00056399
42 | 0.98799 | -0.23085 | 0 | 0
43 | 0.99472 | -0.10081 | 0.0013242 | 0.00033186
44 | 0.995 | -0.095497 | 0.0023812 | 0.00059678
45 | 1 | 0 | -0.28001 | -0.07054
46 | 0.99765 | -0.044979 | 0 | 0
47 | 0.99654 | -0.066345 | 0.014715 | 0.0036878
48 | 0.98832 | -0.22437 | 0.0011909 | 0.00029848
49 | 0.9882 | -0.22684 | 0.0018074 | 0.00045299
50 | 0.98813 | -0.22813 | 0 | 0
51 | 0.98792 | -0.23219 | 0.0015322 | 0.000384
52 | 0.98791 | -0.23238 | 0.0019524 | 0.00048932
53 | 0.9874 | -0.2424 | 0 | 0
54 | 0.98733 | -0.24375 | 0.0028284 | 0.00070887
55 | 0.98729 | -0.24445 | 0 | 0
56 | 0.98655 | -0.25899 | 0 | 0
57 | 0.98721 | -0.24604 | 0.0035361 | 0.00088622
58 | 0.98651 | -0.25968 | 0.0027777 | 0.00069615
59 | 0.98592 | -0.27128 | 0 | 0
60 | 0.9859 | -0.27164 | 0.0011775 | 0.00029511
61 | 0.98563 | -0.27678 | 0 | 0
62 | 0.98549 | -0.27968 | 0 | 0
63 | 0.98557 | -0.27803 | 0.00079453 | 0.00019913
64 | 0.98511 | -0.28704 | 0.0027083 | 0.00067876
65 | 0.98556 | -0.2782 | 0.001921 | 0.00048145
66 | 0.9896 | -0.2003 | 0.0014337 | 0.00035931
67 | 0.98954 | -0.20133 | 0.0032687 | 0.0008192
68 | 0.98966 | -0.19902 | 0 | 0
69 | 0.98952 | -0.2017 | 0 | 0
70 | 0.98981 | -0.19609 | 0 | 0
71 | 0.98951 | -0.2019 | 0 | 0
72 | 0.98939 | -0.20431 | 0 | 0
73 | 0.98949 | -0.20244 | 0 | 0
74 | 0.99143 | -0.16482 | 0 | 0
75 | 0.98979 | -0.19658 | 0.0027035 | 0.00067755
76 | 0.98938 | -0.20449 | 0.0050232 | 0.0012589
77 | 0.98923 | -0.20735 | 0.0043424 | 0.0010883
78 | 0.98946 | -0.203 | 0.0014854 | 0.00037228
79 | 0.99205 | -0.15282 | 0.0040284 | 0.0010096
80 | 0.99128 | -0.16756 | 0.0032129 | 0.00080523
81 | 0.98937 | -0.20472 | 0.0035418 | 0.00088765
82 | 0.98912 | -0.20962 | 0.0058535 | 0.001467
83 | 0.99339 | -0.12682 | 0 | 0
84 | 0.99128 | -0.16763 | 0.0032907 | 0.00082474
85 | 0.99412 | -0.11274 | 0 | 0
86 | 0.99609 | -0.075024 | 0.012903 | 0.0032339
87 | 0.9963 | -0.071009 | 0 | 0
88 | 0.99671 | -0.063073 | 0 | 0
89 | 0.9962 | -0.072846 | 0.01299 | 0.0032556
90 | 0.99693 | -0.058722 | 0 | 0
91 | 0.99618 | -0.073133 | 0.0016015 | 0.00040138
92 | 0.99431 | -0.10915 | 0 | 0
93 | 0.99404 | -0.11433 | 0.0051159 | 0.0012822
94 | 0.99515 | -0.092947 | 0.0070624 | 0.00177
95 | 0.99612 | -0.074298 | 0.0018391 | 0.00046093
96 | 0.99764 | -0.045191 | 0.0007461 | 0.00018699
97 | 0.99587 | -0.079281 | 0.038678 | 0.0096935
98 | 0.99555 | -0.085368 | 0 | 0
99 | 0.99529 | -0.090419 | 0.0054788 | 0.0013731
100 | 0.99518 | -0.092512 | 0.0023862 | 0.00059803
101 | 0.99489 | -0.098162 | 0.0047811 | 0.0011982
102 | 0.99236 | -0.147 | 0 | 0
103 | 0.98992 | -0.19447 | 0.001014 | 0.00025414
104 | 0.98998 | -0.19313 | 0.00078327 | 0.00019631
105 | 0.99004 | -0.19199 | 0 | 0
106 | 0.9903 | -0.18693 | 0.0010578 | 0.00026512
107 | 0.99034 | -0.18623 | 0.0033487 | 0.00083927
108 | 0.99042 | -0.18459 | 0 | 0
109 | 0.99039 | -0.18516 | 0.0021369 | 0.00053555
110 | 0.99076 | -0.17806 | 0.00079606 | 0.00019951
111 | 0.99093 | -0.1747 | 0 | 0
112 | 0.99102 | -0.17306 | 0 | 0
113 | 0.9909 | -0.17528 | 0 | 0
114 | 0.99087 | -0.17581 | 0.0035029 | 0.00087792
115 | 0.99139 | -0.16576 | 0.01121 | 0.0028095
116 | 0.9923 | -0.14825 | 0.00079785 | 0.00019996
117 | 0.99233 | -0.14763 | 0 | 0
118 | 0.99998 | 149.9956 | 0 | 0

## res_line
| p_from_mw | q_from_mvar | p_to_mw | q_to_mvar | pl_mw | ql_mvar | i_from_ka | i_to_ka | i_ka | vm_from_pu | va_from_degree | vm_to_pu | va_to_degree | loading_percent
0 | 0.0017838 | 0.00044609 | -0.0017837 | -0.00044619 | 2.342e-08 | -9.1758e-08 | 0.0027116 | 0.0027116 | 0.0027116 | 0.97874 | -0.411 | 0.97873 | -0.41127 | 0.74495
1 | -0.0040597 | -0.0010165 | 0.0040677 | 0.0010146 | 7.9304e-06 | -1.9195e-06 | 0.0061718 | 0.0061693 | 0.0061718 | 0.97874 | -0.411 | 0.98083 | -0.36994 | 1.6956
2 | 0.0017837 | 0.00044619 | -0.0017835 | -0.000447 | 2.0702e-07 | -8.1081e-07 | 0.0027116 | 0.002712 | 0.002712 | 0.97873 | -0.41127 | 0.97861 | -0.41371 | 0.74504
3 | -0.037308 | -0.0093742 | 0.037318 | 0.009378 | 9.9785e-06 | 3.7653e-06 | 0.056608 | 0.056607 | 0.056608 | 0.98083 | -0.36994 | 0.98112 | -0.36434 | 3.1103
4 | 0.03324 | 0.0083596 | -0.033189 | -0.0083439 | 5.0707e-05 | 1.5712e-05 | 0.050439 | 0.050445 | 0.050445 | 0.98083 | -0.36994 | 0.9792 | -0.40191 | 2.7717
5 | -0.037318 | -0.009378 | 0.037326 | 0.0093811 | 8.2021e-06 | 3.0938e-06 | 0.056607 | 0.056606 | 0.056607 | 0.98112 | -0.36434 | 0.98135 | -0.35974 | 3.1103
6 | 0.032468 | 0.0081632 | -0.032358 | -0.0081303 | 0.00011067 | 3.2871e-05 | 0.049349 | 0.049363 | 0.049363 | 0.9792 | -0.40191 | 0.97555 | -0.47342 | 2.7122
7 | 0.091755 | 0.023153 | -0.091734 | -0.02314 | 2.1334e-05 | 1.2685e-05 | 0.13766 | 0.13766 | 0.13766 | 0.99225 | -0.14832 | 0.992 | -0.15318 | 7.5635
8 | -0.093082 | -0.023486 | 0.093116 | 0.023506 | 3.385e-05 | 2.0168e-05 | 0.13965 | 0.13964 | 0.13965 | 0.99225 | -0.14832 | 0.99264 | -0.14073 | 7.6728
9 | 0.088504 | 0.022331 | -0.088362 | -0.022247 | 0.00014248 | 8.4244e-05 | 0.13281 | 0.13281 | 0.13281 | 0.992 | -0.15318 | 0.99025 | -0.18685 | 7.2975
10 | -0.093116 | -0.023506 | 0.09321 | 0.023562 | 9.3537e-05 | 5.5725e-05 | 0.13964 | 0.13964 | 0.13964 | 0.99264 | -0.14073 | 0.99373 | -0.11978 | 7.6728
11 | 0.043199 | 0.010835 | -0.043171 | -0.010823 | 2.7681e-05 | 1.2086e-05 | 0.064916 | 0.064918 | 0.064918 | 0.99025 | -0.18685 | 0.98956 | -0.2003 | 3.5669
12 | 0.045163 | 0.011412 | -0.044975 | -0.011326 | 0.00018844 | 8.5711e-05 | 0.067898 | 0.067911 | 0.067911 | 0.99025 | -0.18685 | 0.98574 | -0.27418 | 3.7313
13 | 0.044025 | 0.011088 | -0.044017 | -0.011085 | 7.9695e-06 | 3.5681e-06 | 0.066476 | 0.066477 | 0.066477 | 0.98574 | -0.27418 | 0.98555 | -0.27797 | 3.6526
14 | 0.042554 | 0.010718 | -0.042513 | -0.0107 | 4.1082e-05 | 1.7852e-05 | 0.064269 | 0.064272 | 0.064272 | 0.98555 | -0.27797 | 0.98451 | -0.29817 | 3.5314
15 | 0.042513 | 0.0107 | -0.042501 | -0.010695 | 1.1972e-05 | 5.2059e-06 | 0.064272 | 0.064273 | 0.064273 | 0.98451 | -0.29817 | 0.98421 | -0.30407 | 3.5315
16 | 0.040764 | 0.01026 | -0.040734 | -0.010247 | 2.9496e-05 | 1.2307e-05 | 0.061646 | 0.061649 | 0.061649 | 0.98421 | -0.30407 | 0.98343 | -0.31921 | 3.3873
17 | 0.038732 | 0.0097336 | -0.038731 | -0.0097332 | 1.1985e-06 | 4.744e-07 | 0.058736 | 0.058736 | 0.058736 | 0.98139 | -0.35909 | 0.98135 | -0.35974 | 3.2273
18 | -0.039587 | -0.009948 | 0.039663 | 0.0099786 | 7.5459e-05 | 3.0618e-05 | 0.060033 | 0.060027 | 0.060033 | 0.98139 | -0.35909 | 0.98343 | -0.31921 | 3.2985
19 | 0.043171 | 0.010823 | -0.043161 | -0.010818 | 9.9078e-06 | 4.328e-06 | 0.064918 | 0.064919 | 0.064919 | 0.98956 | -0.2003 | 0.98931 | -0.20512 | 3.567
20 | 0.031264 | 0.0078561 | -0.031239 | -0.0078493 | 2.4802e-05 | 6.806e-06 | 0.047694 | 0.047697 | 0.047697 | 0.97555 | -0.47342 | 0.97471 | -0.49005 | 2.6207
21 | 0.030133 | 0.0075723 | -0.030129 | -0.0075712 | 4.2466e-06 | 1.0512e-06 | 0.046009 | 0.04601 | 0.04601 | 0.97471 | -0.49005 | 0.97456 | -0.493 | 2.528
22 | 0.00081837 | 0.00020409 | -0.00081832 | -0.00020509 | 4.913e-08 | -9.9751e-07 | 0.0012543 | 0.0012546 | 0.0012546 | 0.97062 | -0.57096 | 0.97055 | -0.57222 | 0.34468
23 | -0.0019369 | -0.00048443 | 0.0019373 | 0.00048321 | 3.9317e-07 | -1.2189e-06 | 0.0029691 | 0.0029685 | 0.0029691 | 0.97062 | -0.57096 | 0.97083 | -0.56669 | 0.81568
24 | 0.0014474 | 0.00036193 | -0.0014472 | -0.00036271 | 1.2806e-07 | -7.761e-07 | 0.0022181 | 0.0022184 | 0.0022184 | 0.97083 | -0.56669 | 0.97074 | -0.56855 | 0.60945
25 | -0.0033847 | -0.00084514 | 0.0033864 | 0.00084414 | 1.7176e-06 | -1.0075e-06 | 0.0051866 | 0.0051859 | 0.0051866 | 0.97083 | -0.56669 | 0.97137 | -0.556 | 1.4249
26 | -0.0054132 | -0.0013521 | 0.0054144 | 0.0013523 | 1.1503e-06 | 1.8364e-07 | 0.0082908 | 0.0082906 | 0.0082908 | 0.97137 | -0.556 | 0.97159 | -0.55153 | 2.2777
27 | -0.010548 | -0.002639 | 0.01055 | 0.00264 | 1.9646e-06 | 1.0086e-06 | 0.016153 | 0.016153 | 0.016153 | 0.97159 | -0.55153 | 0.97179 | -0.54762 | 4.4378
28 | -0.029022 | -0.00728 | 0.029052 | 0.0072991 | 3.0685e-05 | 1.9122e-05 | 0.044384 | 0.044384 | 0.044384 | 0.97303 | -0.52323 | 0.97415 | -0.50107 | 12.1935
29 | 0.029022 | 0.00728 | -0.028995 | -0.0072634 | 2.663e-05 | 1.6596e-05 | 0.044384 | 0.044385 | 0.044385 | 0.97303 | -0.52323 | 0.97205 | -0.54249 | 12.1936
30 | -0.029052 | -0.0072991 | 0.029062 | 0.0073038 | 9.6117e-06 | 4.6931e-06 | 0.044384 | 0.044384 | 0.044384 | 0.97415 | -0.50107 | 0.9745 | -0.49414 | 4.0645
31 | 0.024491 | 0.0061345 | -0.024491 | -0.0061344 | 1.9671e-07 | 1.2127e-07 | 0.037489 | 0.037489 | 0.037489 | 0.97205 | -0.54249 | 0.97204 | -0.54266 | 10.2992
32 | -0.01055 | -0.00264 | 0.010553 | 0.0026413 | 2.4844e-06 | 1.2753e-06 | 0.016153 | 0.016153 | 0.016153 | 0.97179 | -0.54762 | 0.97204 | -0.54267 | 4.4377
33 | -0.011354 | -0.0028421 | 0.011354 | 0.0028421 | 3.5262e-09 | 1.8737e-09 | 0.01738 | 0.01738 | 0.01738 | 0.97204 | -0.54267 | 0.97204 | -0.54266 | 4.7746
34 | -0.02955 | -0.0074262 | 0.029552 | 0.0074266 | 1.611e-06 | 3.74e-07 | 0.045129 | 0.045129 | 0.045129 | 0.9745 | -0.49414 | 0.97456 | -0.493 | 2.4796
35 | -0.10071 | -0.025441 | 0.10075 | 0.025464 | 3.8789e-05 | 2.3352e-05 | 0.15087 | 0.15087 | 0.15087 | 0.99373 | -0.11978 | 0.99415 | -0.11175 | 8.2896
36 | -0.0075495 | -0.0018921 | 0.0075505 | 0.0018925 | 1.0439e-06 | 3.9203e-07 | 0.011367 | 0.011367 | 0.011367 | 0.98825 | -0.22571 | 0.9884 | -0.22281 | 3.1229
37 | 0.02451 | 0.006138 | -0.024508 | -0.006138 | 1.8171e-06 | 2.2572e-08 | 0.036897 | 0.036897 | 0.036897 | 0.9884 | -0.22281 | 0.98832 | -0.22437 | 2.0273
38 | -0.03206 | -0.0080305 | 0.032061 | 0.0080308 | 1.2428e-06 | 3.3951e-07 | 0.048264 | 0.048264 | 0.048264 | 0.9884 | -0.22281 | 0.98845 | -0.222 | 2.6519
39 | -0.10075 | -0.025464 | 0.10078 | 0.025486 | 3.5859e-05 | 2.1587e-05 | 0.15087 | 0.15087 | 0.15087 | 0.99415 | -0.11175 | 0.99454 | -0.10433 | 8.2895
40 | 0.04168 | 0.010447 | -0.041646 | -0.010433 | 3.3494e-05 | 1.4147e-05 | 0.06269 | 0.062693 | 0.062693 | 0.98931 | -0.20512 | 0.98845 | -0.222 | 3.4447
41 | -0.10202 | -0.025796 | 0.10204 | 0.025806 | 1.7201e-05 | 1.0371e-05 | 0.15272 | 0.15272 | 0.15272 | 0.99454 | -0.10433 | 0.99472 | -0.10081 | 8.3914
42 | -0.0022504 | -0.00056399 | 0.0022504 | 0.00056382 | 7.6472e-08 | -1.7837e-07 | 0.0033894 | 0.0033893 | 0.0033894 | 0.98795 | -0.23156 | 0.98799 | -0.23085 | 0.93116
43 | 0.019252 | 0.0048236 | -0.019251 | -0.004824 | 1.234e-06 | -4.6326e-07 | 0.028995 | 0.028996 | 0.028996 | 0.98799 | -0.23085 | 0.98792 | -0.23219 | 1.5932
44 | -0.021503 | -0.0053874 | 0.021505 | 0.0053869 | 2.7829e-06 | -4.8474e-07 | 0.032384 | 0.032384 | 0.032384 | 0.98799 | -0.23085 | 0.98813 | -0.22813 | 1.7794
45 | -0.10336 | -0.026138 | 0.10339 | 0.026154 | 2.6371e-05 | 1.5923e-05 | 0.1547 | 0.1547 | 0.1547 | 0.99472 | -0.10081 | 0.995 | -0.095497 | 8.5002
46 | -0.10577 | -0.026751 | 0.10626 | 0.027046 | 0.00048688 | 0.00029469 | 0.15826 | 0.15826 | 0.15826 | 0.995 | -0.095497 | 1 | 0 | 8.6958
47 | 0.080961 | 0.020485 | -0.080787 | -0.020374 | 0.00017434 | 0.00011116 | 0.12054 | 0.12054 | 0.12054 | 1 | 0 | 0.99765 | -0.044979 | 33.1155
48 | 0.091143 | 0.02301 | -0.090854 | -0.022826 | 0.00028869 | 0.00018421 | 0.13568 | 0.13568 | 0.13568 | 1 | 0 | 0.99654 | -0.066345 | 37.2749
49 | 0.00074611 | 0.00018678 | -0.0007461 | -0.00018699 | 7.5311e-09 | -2.0695e-07 | 0.0011128 | 0.0011128 | 0.0011128 | 0.99765 | -0.044979 | 0.99764 | -0.045191 | 0.30572
50 | 0.080041 | 0.020187 | -0.079988 | -0.020153 | 5.262e-05 | 3.3548e-05 | 0.11943 | 0.11943 | 0.11943 | 0.99765 | -0.044979 | 0.99693 | -0.058722 | 32.8098
51 | 0.076139 | 0.019138 | -0.076092 | -0.019108 | 4.6993e-05 | 2.9949e-05 | 0.11371 | 0.11371 | 0.11371 | 0.99654 | -0.066345 | 0.99587 | -0.079281 | 31.2388
52 | 0.023317 | 0.0058395 | -0.023314 | -0.0058397 | 2.7447e-06 | -1.4591e-07 | 0.035104 | 0.035105 | 0.035105 | 0.98832 | -0.22437 | 0.9882 | -0.22684 | 1.9288
53 | 0.021507 | 0.0053867 | -0.021505 | -0.0053869 | 1.3205e-06 | -2.3027e-07 | 0.032383 | 0.032384 | 0.032384 | 0.9882 | -0.22684 | 0.98813 | -0.22813 | 1.7793
54 | 0.017719 | 0.00444 | -0.017718 | -0.0044401 | 1.5788e-07 | -8.8172e-08 | 0.026688 | 0.026688 | 0.026688 | 0.98792 | -0.23219 | 0.98791 | -0.23238 | 1.4664
55 | 0.015766 | 0.0039508 | -0.015759 | -0.0039478 | 7.5236e-06 | 2.994e-06 | 0.023747 | 0.023748 | 0.023748 | 0.98791 | -0.23238 | 0.9874 | -0.2424 | 3.262
56 | 0.0028286 | 0.00070864 | -0.0028284 | -0.00070887 | 1.8128e-07 | -2.2425e-07 | 0.0042626 | 0.0042627 | 0.0042627 | 0.9874 | -0.2424 | 0.98733 | -0.24375 | 1.1711
57 | 0.01293 | 0.0032392 | -0.012929 | -0.0032388 | 1.2649e-06 | 3.5506e-07 | 0.019485 | 0.019485 | 0.019485 | 0.9874 | -0.2424 | 0.98729 | -0.24445 | 2.6765
58 | 0.0093924 | 0.0023527 | -0.0093859 | -0.0023497 | 6.4953e-06 | 3.0524e-06 | 0.014155 | 0.014156 | 0.014156 | 0.98729 | -0.24445 | 0.98655 | -0.25899 | 3.889
59 | 0.0035363 | 0.00088607 | -0.0035361 | -0.00088622 | 2.6732e-07 | -1.4979e-07 | 0.0053298 | 0.0053299 | 0.0053299 | 0.98729 | -0.24445 | 0.98721 | -0.24604 | 1.4643
60 | 0.0093859 | 0.0023497 | -0.0093856 | -0.0023495 | 3.0942e-07 | 1.4545e-07 | 0.014156 | 0.014156 | 0.014156 | 0.98655 | -0.25899 | 0.98651 | -0.25968 | 3.889
61 | 0.0066079 | 0.0016534 | -0.0066043 | -0.0016523 | 3.6471e-06 | 1.0848e-06 | 0.0099662 | 0.0099666 | 0.0099666 | 0.98651 | -0.25968 | 0.98592 | -0.27128 | 2.7381
62 | 0.0011775 | 0.0002949 | -0.0011775 | -0.00029511 | 2.0185e-08 | -2.0442e-07 | 0.0017771 | 0.0017772 | 0.0017772 | 0.98592 | -0.27128 | 0.9859 | -0.27164 | 0.48824
63 | 0.0054268 | 0.0013574 | -0.0054253 | -0.0013572 | 1.4184e-06 | 1.8882e-07 | 0.0081895 | 0.0081898 | 0.0081898 | 0.98592 | -0.27128 | 0.98563 | -0.27678 | 2.2499
64 | 0.0027096 | 0.00067692 | -0.0027092 | -0.00067744 | 3.7358e-07 | -5.1978e-07 | 0.0040899 | 0.0040902 | 0.0040902 | 0.98563 | -0.27678 | 0.98549 | -0.27968 | 1.1237
65 | 0.0027157 | 0.0006803 | -0.0027156 | -0.00068053 | 1.6168e-07 | -2.2341e-07 | 0.0040998 | 0.0040999 | 0.0040999 | 0.98563 | -0.27678 | 0.98557 | -0.27803 | 1.1264
66 | 0.0027092 | 0.00067744 | -0.0027083 | -0.00067876 | 9.4952e-07 | -1.3196e-06 | 0.0040902 | 0.0040909 | 0.0040909 | 0.98549 | -0.27968 | 0.98511 | -0.28704 | 1.1239
67 | 0.001921 | 0.0004814 | -0.001921 | -0.00048145 | 1.5739e-08 | -5.3507e-08 | 0.0029004 | 0.0029004 | 0.0029004 | 0.98557 | -0.27803 | 0.98556 | -0.2782 | 0.79681
68 | 0.0047544 | 0.0011907 | -0.0047542 | -0.0011907 | 2.3189e-07 | -7.0401e-09 | 0.0071487 | 0.0071488 | 0.0071488 | 0.9896 | -0.2003 | 0.98954 | -0.20133 | 1.964
69 | -0.0061881 | -0.0015501 | 0.0061885 | 0.0015501 | 3.7793e-07 | 9.2303e-08 | 0.0093045 | 0.0093045 | 0.0093045 | 0.9896 | -0.2003 | 0.98966 | -0.19902 | 2.5562
70 | 0.0014855 | 0.00037154 | -0.0014855 | -0.00037171 | 2.6318e-08 | -1.6386e-07 | 0.0022336 | 0.0022337 | 0.0022337 | 0.98954 | -0.20133 | 0.98952 | -0.2017 | 0.61364
71 | -0.024956 | -0.0062551 | 0.02496 | 0.0062573 | 3.4806e-06 | 2.1429e-06 | 0.037524 | 0.037523 | 0.037524 | 0.98966 | -0.19902 | 0.98981 | -0.19609 | 10.3087
72 | 0.0085673 | 0.0021475 | -0.0085661 | -0.002147 | 1.1728e-06 | 5.0846e-07 | 0.012882 | 0.012882 | 0.012882 | 0.98966 | -0.19902 | 0.98951 | -0.2019 | 3.5389
73 | 0.010201 | 0.0025575 | -0.010198 | -0.0025562 | 2.5708e-06 | 1.2709e-06 | 0.015338 | 0.015338 | 0.015338 | 0.98966 | -0.19902 | 0.98939 | -0.20431 | 4.2136
74 | 0.0014855 | 0.00037171 | -0.0014855 | -0.00037203 | 5.2012e-08 | -3.2379e-07 | 0.0022337 | 0.0022338 | 0.0022338 | 0.98952 | -0.2017 | 0.98949 | -0.20244 | 0.61368
75 | -0.027663 | -0.0069347 | 0.027705 | 0.0069604 | 4.1289e-05 | 2.5605e-05 | 0.041588 | 0.041587 | 0.041588 | 0.98981 | -0.19609 | 0.99143 | -0.16482 | 11.4252
76 | 0.0027035 | 0.00067746 | -0.0027035 | -0.00067755 | 6.2471e-08 | -8.9643e-08 | 0.0040643 | 0.0040643 | 0.0040643 | 0.98981 | -0.19609 | 0.98979 | -0.19658 | 1.1166
77 | 0.0085661 | 0.002147 | -0.008565 | -0.0021466 | 1.0569e-06 | 4.5828e-07 | 0.012882 | 0.012882 | 0.012882 | 0.98951 | -0.2019 | 0.98938 | -0.20449 | 3.5389
78 | 0.010198 | 0.0025562 | -0.010197 | -0.0025555 | 1.4782e-06 | 7.309e-07 | 0.015338 | 0.015338 | 0.015338 | 0.98939 | -0.20431 | 0.98923 | -0.20735 | 4.2137
79 | 0.0014855 | 0.00037203 | -0.0014854 | -0.00037228 | 3.9774e-08 | -2.4756e-07 | 0.0022338 | 0.0022339 | 0.0022339 | 0.98949 | -0.20244 | 0.98946 | -0.203 | 0.6137
80 | -0.034209 | -0.0085905 | 0.034229 | 0.0086028 | 1.96e-05 | 1.2288e-05 | 0.05135 | 0.05135 | 0.05135 | 0.99143 | -0.16482 | 0.99205 | -0.15282 | 14.1071
81 | 0.0065045 | 0.0016302 | -0.0065036 | -0.00163 | 8.495e-07 | 2.3722e-07 | 0.0097625 | 0.0097626 | 0.0097626 | 0.99143 | -0.16482 | 0.99128 | -0.16756 | 2.682
82 | 0.0035418 | 0.00088763 | -0.0035418 | -0.00088765 | 3.9427e-08 | -2.235e-08 | 0.0053268 | 0.0053268 | 0.0053268 | 0.98938 | -0.20449 | 0.98937 | -0.20472 | 1.4634
83 | 0.0058541 | 0.0014671 | -0.0058535 | -0.001467 | 6.308e-07 | 1.2524e-07 | 0.0088058 | 0.0088059 | 0.0088059 | 0.98923 | -0.20735 | 0.98912 | -0.20962 | 2.4192
84 | -0.038257 | -0.0096125 | 0.038305 | 0.0096424 | 4.753e-05 | 2.9922e-05 | 0.057392 | 0.057392 | 0.057392 | 0.99205 | -0.15282 | 0.99339 | -0.12682 | 15.7671
85 | 0.0032907 | 0.00082473 | -0.0032907 | -0.00082474 | 1.1023e-08 | -8.475e-09 | 0.0049397 | 0.0049397 | 0.0049397 | 0.99128 | -0.16756 | 0.99128 | -0.16763 | 1.3571
86 | -0.038305 | -0.0096424 | 0.03833 | 0.0096586 | 2.5816e-05 | 1.6251e-05 | 0.057392 | 0.057392 | 0.057392 | 0.99339 | -0.12682 | 0.99412 | -0.11274 | 15.7671
87 | -0.043447 | -0.010941 | 0.043454 | 0.010946 | 7.4438e-06 | 4.7032e-06 | 0.06505 | 0.06505 | 0.06505 | 0.99412 | -0.11274 | 0.99431 | -0.10915 | 17.8709
88 | 0.0051163 | 0.0012822 | -0.0051159 | -0.0012822 | 3.8858e-07 | 1.9627e-08 | 0.0076581 | 0.0076582 | 0.0076582 | 0.99412 | -0.11274 | 0.99404 | -0.11433 | 2.1039
89 | -0.012903 | -0.0032339 | 0.012906 | 0.0032352 | 2.4681e-06 | 1.349e-06 | 0.019276 | 0.019276 | 0.019276 | 0.99609 | -0.075024 | 0.9963 | -0.071009 | 5.2956
90 | -0.012906 | -0.0032352 | 0.012911 | 0.0032379 | 4.8819e-06 | 2.668e-06 | 0.019276 | 0.019276 | 0.019276 | 0.9963 | -0.071009 | 0.99671 | -0.063073 | 5.2955
91 | 0.012996 | 0.0032589 | -0.01299 | -0.0032556 | 6.0504e-06 | 3.314e-06 | 0.019403 | 0.019403 | 0.019403 | 0.99671 | -0.063073 | 0.9962 | -0.072846 | 5.3304
92 | -0.025907 | -0.0064968 | 0.025912 | 0.0065001 | 5.3738e-06 | 3.3144e-06 | 0.038678 | 0.038678 | 0.038678 | 0.99671 | -0.063073 | 0.99693 | -0.058722 | 10.6259
93 | 0.054076 | 0.013653 | -0.054039 | -0.01363 | 3.7308e-05 | 2.3678e-05 | 0.08075 | 0.08075 | 0.08075 | 0.99693 | -0.058722 | 0.99618 | -0.073133 | 22.184
94 | 0.052438 | 0.013228 | -0.052435 | -0.013226 | 2.9236e-06 | 1.8546e-06 | 0.078357 | 0.078357 | 0.078357 | 0.99618 | -0.073133 | 0.99612 | -0.074298 | 21.5268
95 | -0.043454 | -0.010946 | 0.043488 | 0.010967 | 3.3705e-05 | 2.1296e-05 | 0.06505 | 0.06505 | 0.06505 | 0.99431 | -0.10915 | 0.99515 | -0.092947 | 17.8709
96 | -0.05055 | -0.012737 | 0.050595 | 0.012765 | 4.5138e-05 | 2.8614e-05 | 0.07561 | 0.07561 | 0.07561 | 0.99515 | -0.092947 | 0.99612 | -0.074298 | 20.772
97 | 0.037415 | 0.0094142 | -0.037404 | -0.0094074 | 1.0879e-05 | 6.8417e-06 | 0.055918 | 0.055918 | 0.055918 | 0.99587 | -0.079281 | 0.99555 | -0.085368 | 15.362
98 | 0.0054802 | 0.0013733 | -0.0054788 | -0.0013731 | 1.3185e-06 | 1.626e-07 | 0.0081909 | 0.0081912 | 0.0081912 | 0.99555 | -0.085368 | 0.99529 | -0.090419 | 2.2503
99 | 0.031924 | 0.0080341 | -0.031913 | -0.0080273 | 1.0895e-05 | 6.8069e-06 | 0.047727 | 0.047727 | 0.047727 | 0.99555 | -0.085368 | 0.99518 | -0.092512 | 13.1117
100 | 0.029527 | 0.0074292 | -0.029519 | -0.0074243 | 7.9697e-06 | 4.959e-06 | 0.044159 | 0.044159 | 0.044159 | 0.99518 | -0.092512 | 0.99489 | -0.098162 | 12.1316
101 | 0.024737 | 0.006226 | -0.02468 | -0.0061906 | 5.7597e-05 | 3.541e-05 | 0.037008 | 0.037009 | 0.037009 | 0.99489 | -0.098162 | 0.99236 | -0.147 | 10.1672
102 | 0.0007979 | 0.00019885 | -0.00079788 | -0.00019941 | 2.3786e-08 | -5.5754e-07 | 0.001196 | 0.0011962 | 0.0011962 | 0.99236 | -0.147 | 0.99233 | -0.14763 | 0.32864
103 | 0.023882 | 0.0059918 | -0.023861 | -0.0059787 | 2.1339e-05 | 1.3084e-05 | 0.035813 | 0.035813 | 0.035813 | 0.99236 | -0.147 | 0.99139 | -0.16576 | 9.8387
104 | -0.001014 | -0.00025414 | 0.0010141 | 0.00025323 | 6.4252e-08 | -9.0726e-07 | 0.0015242 | 0.0015239 | 0.0015242 | 0.98992 | -0.19447 | 0.98998 | -0.19313 | 0.41875
105 | -0.0017973 | -0.00044953 | 0.0017974 | 0.00044914 | 9.7622e-08 | -3.9632e-07 | 0.0027012 | 0.002701 | 0.0027012 | 0.98998 | -0.19313 | 0.99004 | -0.19199 | 0.74209
106 | -0.0017974 | -0.00044914 | 0.0017979 | 0.00044738 | 4.3161e-07 | -1.7535e-06 | 0.002701 | 0.0027003 | 0.002701 | 0.99004 | -0.19199 | 0.9903 | -0.18693 | 0.74205
107 | -0.0028557 | -0.0007125 | 0.0028558 | 0.00071239 | 9.5272e-08 | -1.1666e-07 | 0.0042898 | 0.0042898 | 0.0042898 | 0.9903 | -0.18693 | 0.99034 | -0.18623 | 1.1785
108 | -0.0062045 | -0.0015517 | 0.006205 | 0.0015518 | 4.8525e-07 | 1.1891e-07 | 0.0093213 | 0.0093213 | 0.0093213 | 0.99034 | -0.18623 | 0.99042 | -0.18459 | 2.5608
109 | 0.0021369 | 0.00053539 | -0.0021369 | -0.00053555 | 5.8663e-08 | -1.5777e-07 | 0.0032105 | 0.0032105 | 0.0032105 | 0.99042 | -0.18459 | 0.99039 | -0.18516 | 0.88202
110 | -0.0083419 | -0.0020872 | 0.0083445 | 0.0020883 | 2.5921e-06 | 1.0923e-06 | 0.012532 | 0.012532 | 0.012532 | 0.99042 | -0.18459 | 0.99076 | -0.17806 | 3.4428
111 | -0.0091406 | -0.0022878 | 0.0091421 | 0.0022884 | 1.4588e-06 | 6.6773e-07 | 0.013727 | 0.013727 | 0.013727 | 0.99076 | -0.17806 | 0.99093 | -0.1747 | 3.7712
112 | -0.012645 | -0.0031662 | 0.012646 | 0.0031668 | 9.9179e-07 | 5.4023e-07 | 0.018987 | 0.018987 | 0.018987 | 0.99093 | -0.1747 | 0.99102 | -0.17306 | 5.2163
113 | 0.0035031 | 0.00087781 | -0.003503 | -0.00087787 | 9.5871e-08 | -5.766e-08 | 0.0052604 | 0.0052604 | 0.0052604 | 0.99093 | -0.1747 | 0.9909 | -0.17528 | 1.4452
114 | -0.012646 | -0.0031668 | 0.012651 | 0.0031692 | 4.3957e-06 | 2.3941e-06 | 0.018987 | 0.018987 | 0.018987 | 0.99102 | -0.17306 | 0.99139 | -0.16576 | 5.2163
115 | 0.003503 | 0.00087787 | -0.0035029 | -0.00087792 | 8.8654e-08 | -5.3311e-08 | 0.0052604 | 0.0052604 | 0.0052604 | 0.9909 | -0.17528 | 0.99087 | -0.17581 | 1.4452
116 | -0.00079785 | -0.00019996 | 0.00079788 | 0.00019941 | 2.353e-08 | -5.513e-07 | 0.0011964 | 0.0011962 | 0.0011964 | 0.9923 | -0.14825 | 0.99233 | -0.14763 | 0.32869

## res_trafo
| p_hv_mw | q_hv_mvar | p_lv_mw | q_lv_mvar | pl_mw | ql_mvar | i_hv_ka | i_lv_ka | vm_hv_pu | va_hv_degree | vm_lv_pu | va_lv_degree | loading_percent
0 | -1.2729e-15 | -1.3162e-15 | 0.00165 | 1.2699e-07 | 0.00165 | 1.2699e-07 | 5.2857e-17 | 0.0023815 | 0.99998 | 149.9956 | 1 | 0 | 0.2619

## res_ext_grid
| p_mw | q_mvar
0 | 0.28001 | 0.07054

## res_load
| p_mw | q_mvar
0 | 0.002276 | 0.00057041
1 | 0.0017835 | 0.000447
2 | 0.00072104 | 0.00018071
3 | 0.001327 | 0.00033259
4 | 0.0032294 | 0.00080937
5 | 0.00095007 | 0.00023811
6 | 0.0014625 | 0.00036653
7 | 0.0017373 | 0.00043541
8 | 0.00085534 | 0.00021437
9 | 0.0014049 | 0.00035209
10 | 0.0010717 | 0.0002686
11 | 0.001094 | 0.00027418
12 | 0.0011056 | 0.00027709
13 | 0.0011186 | 0.00028034
14 | 0.00081832 | 0.00020509
15 | 0.0014472 | 0.00036271
16 | 0.0020269 | 0.00050798
17 | 0.0051341 | 0.0012867
18 | 0.0045044 | 0.0011289
19 | 0.00080109 | 0.00020077
20 | 0.013137 | 0.0032923
21 | 0.00048815 | 0.00012234
22 | 0.00057714 | 0.00014464
23 | 0.0074974 | 0.001879
24 | 0.0075495 | 0.0018921
25 | 0.0014816 | 0.00037133
26 | 0.0095847 | 0.0024022
27 | 0.0012391 | 0.00031054
28 | 0.0022504 | 0.00056399
29 | 0.0013242 | 0.00033186
30 | 0.0023812 | 0.00059678
31 | 0.014715 | 0.0036878
32 | 0.0011909 | 0.00029848
33 | 0.0018074 | 0.00045299
34 | 0.0015322 | 0.000384
35 | 0.0019524 | 0.00048932
36 | 0.0028284 | 0.00070887
37 | 0.0035361 | 0.00088622
38 | 0.0027777 | 0.00069615
39 | 0.0011775 | 0.00029511
40 | 0.00079453 | 0.00019913
41 | 0.0027083 | 0.00067876
42 | 0.001921 | 0.00048145
43 | 0.0014337 | 0.00035931
44 | 0.0032687 | 0.0008192
45 | 0.0027035 | 0.00067755
46 | 0.0050232 | 0.0012589
47 | 0.0043424 | 0.0010883
48 | 0.0014854 | 0.00037228
49 | 0.0040284 | 0.0010096
50 | 0.0032129 | 0.00080523
51 | 0.0035418 | 0.00088765
52 | 0.0058535 | 0.001467
53 | 0.0032907 | 0.00082474
54 | 0.012903 | 0.0032339
55 | 0.01299 | 0.0032556
56 | 0.0016015 | 0.00040138
57 | 0.0051159 | 0.0012822
58 | 0.0070624 | 0.00177
59 | 0.0018391 | 0.00046093
60 | 0.0007461 | 0.00018699
61 | 0.038678 | 0.0096935
62 | 0.0054788 | 0.0013731
63 | 0.0023862 | 0.00059803
64 | 0.0047811 | 0.0011982
65 | 0.001014 | 0.00025414
66 | 0.00078327 | 0.00019631
67 | 0.0010578 | 0.00026512
68 | 0.0033487 | 0.00083927
69 | 0.0021369 | 0.00053555
70 | 0.00079606 | 0.00019951
71 | 0.0035029 | 0.00087792
72 | 0.01121 | 0.0028095
73 | 0.00079785 | 0.00019996

## dtypes
| element | column | dtype
0 | bus | name | object
1 | bus | vn_kv | float64
2 | bus | type | object
3 | bus | zone | object
4 | bus | in_service | bool
5 | load | name | object
6 | load | bus | uint32
7 | load | p_mw | float64
8 | load | q_mvar | float64
9 | load | const_z_percent | float64
10 | load | const_i_percent | float64
11 | load | sn_mva | float64
12 | load | scaling | float64
13 | load | in_service | bool
14 | load | type | object
15 | ext_grid | name | object
16 | ext_grid | bus | uint32
17 | ext_grid | vm_pu | float64
18 | ext_grid | va_degree | float64
19 | ext_grid | slack_weight | float64
20 | ext_grid | in_service | bool
21 | line | name | object
22 | line | std_type | object
23 | line | from_bus | uint32
24 | line | to_bus | uint32
25 | line | length_km | float64
26 | line | r_ohm_per_km | float64
27 | line | x_ohm_per_km | float64
28 | line | c_nf_per_km | float64
29 | line | g_us_per_km | float64
30 | line | max_i_ka | float64
31 | line | df | float64
32 | line | parallel | uint32
33 | line | type | object
34 | line | in_service | bool
35 | trafo | name | object
36 | trafo | std_type | object
37 | trafo | hv_bus | uint32
38 | trafo | lv_bus | uint32
39 | trafo | sn_mva | float64
40 | trafo | vn_hv_kv | float64
41 | trafo | vn_lv_kv | float64
42 | trafo | vk_percent | float64
43 | trafo | vkr_percent | float64
44 | trafo | pfe_kw | float64
45 | trafo | i0_percent | float64
46 | trafo | shift_degree | float64
47 | trafo | tap_side | object
48 | trafo | tap_neutral | int32
49 | trafo | tap_min | int32
50 | trafo | tap_max | int32
51 | trafo | tap_step_percent | float64
52 | trafo | tap_step_degree | float64
53 | trafo | tap_pos | int32
54 | trafo | tap_phase_shifter | bool
55 | trafo | parallel | uint32
56 | trafo | df | float64
57 | trafo | in_service | bool
58 | line_geodata | coords | object
59 | bus_geodata | x | float64
60 | bus_geodata | y | float64
61 | bus_geodata | coords | object
62 | res_bus | vm_pu | float64
63 | res_bus | va_degree | float64
64 | res_bus | p_mw | float64
65 | res_bus | q_mvar | float64
66 | res_line | p_from_mw | float64
67 | res_line | q_from_mvar | float64
68 | res_line | p_to_mw | float64
69 | res_line | q_to_mvar | float64
70 | res_line | pl_mw | float64
71 | res_line | ql_mvar | float64
72 | res_line | i_from_ka | float64
73 | res_line | i_to_ka | float64
74 | res_line | i_ka | float64
75 | res_line | vm_from_pu | float64
76 | res_line | va_from_degree | float64
77 | res_line | vm_to_pu | float64
78 | res_line | va_to_degree | float64
79 | res_line | loading_percent | float64
80 | res_trafo | p_hv_mw | float64
81 | res_trafo | q_hv_mvar | float64
82 | res_trafo | p_lv_mw | float64
83 | res_trafo | q_lv_mvar | float64
84 | res_trafo | pl_mw | float64
85 | res_trafo | ql_mvar | float64
86 | res_trafo | i_hv_ka | float64
87 | res_trafo | i_lv_ka | float64
88 | res_trafo | vm_hv_pu | float64
89 | res_trafo | va_hv_degree | float64
90 | res_trafo | vm_lv_pu | float64
91 | res_trafo | va_lv_degree | float64
92 | res_trafo | loading_percent | float64
93 | res_ext_grid | p_mw | float64
94 | res_ext_grid | q_mvar | float64
95 | res_load | p_mw | float64
96 | res_load | q_mvar | float64

## parameters
| version | format_version | converged | OPF_converged | name | f_hz | sn_mva
0 | 2.14.6 | 2.14.0 | TRUE | FALSE |  | 50 | 1