## bus
| name | vn_kv | type | zone | in_service
0 | bus_LV_1630-21_0_3_node_0 | 0.4 | n |  | TRUE
1 | bus_LV_1630-21_0_3_node_1 | 0.4 | n |  | TRUE
2 | bus_LV_1630-21_0_3_node_2 | 0.4 | n |  | TRUE
3 | bus_LV_1630-21_0_3_node_3 | 0.4 | n |  | TRUE
4 | bus_LV_1630-21_0_3_node_4 | 0.4 | n |  | TRUE
5 | bus_LV_1630-21_0_3_node_5 | 0.4 | n |  | TRUE
6 | bus_LV_1630-21_0_3_node_54 | 0.4 | n |  | TRUE
7 | bus_LV_1630-21_0_3_node_126 | 0.4 | n |  | TRUE
8 | bus_LV_1630-21_0_3_node_120 | 0.4 | n |  | TRUE
9 | bus_LV_1630-21_0_3_node_115 | 0.4 | n |  | TRUE
10 | bus_LV_1630-21_0_3_node_131 | 0.4 | n |  | TRUE
11 | bus_LV_1630-21_0_3_node_132 | 0.4 | n |  | TRUE
12 | bus_LV_1630-21_0_3_node_123 | 0.4 | n |  | TRUE
13 | bus_LV_1630-21_0_3_node_121 | 0.4 | n |  | TRUE
14 | bus_LV_1630-21_0_3_node_53 | 0.4 | n |  | TRUE
15 | bus_LV_1630-21_0_3_node_46 | 0.4 | n |  | TRUE
16 | bus_LV_1630-21_0_3_node_127 | 0.4 | n |  | TRUE
17 | bus_LV_1630-21_0_3_node_118 | 0.4 | n |  | TRUE
18 | bus_LV_1630-21_0_3_node_116 | 0.4 | n |  | TRUE
19 | bus_LV_1630-21_0_3_node_114 | 0.4 | n |  | TRUE
20 | bus_LV_1630-21_0_3_node_6 | 0.4 | n |  | TRUE
21 | bus_LV_1630-21_0_3_node_7 | 0.4 | n |  | TRUE
22 | bus_LV_1630-21_0_3_node_8 | 0.4 | n |  | TRUE
23 | bus_LV_1630-21_0_3_node_10 | 0.4 | n |  | TRUE
24 | bus_LV_1630-21_0_3_node_9 | 0.4 | n |  | TRUE
25 | bus_LV_1630-21_0_3_node_11 | 0.4 | n |  | TRUE
26 | bus_LV_1630-21_0_3_node_12 | 0.4 | n |  | TRUE
27 | bus_LV_1630-21_0_3_node_13 | 0.4 | n |  | TRUE
28 | bus_LV_1630-21_0_3_node_14 | 0.4 | n |  | TRUE
29 | bus_LV_1630-21_0_3_node_42 | 0.4 | n |  | TRUE
30 | bus_LV_1630-21_0_3_node_43 | 0.4 | n |  | TRUE
31 | bus_LV_1630-21_0_3_node_15 | 0.4 | n |  | TRUE
32 | bus_LV_1630-21_0_3_node_16 | 0.4 | n |  | TRUE
33 | bus_LV_1630-21_0_3_node_17 | 0.4 | n |  | TRUE
34 | bus_LV_1630-21_0_3_node_18 | 0.4 | n |  | TRUE
35 | bus_LV_1630-21_0_3_node_19 | 0.4 | n |  | TRUE
36 | bus_LV_1630-21_0_3_node_20 | 0.4 | n |  | TRUE
37 | bus_LV_1630-21_0_3_node_21 | 0.4 | n |  | TRUE
38 | bus_LV_1630-21_0_3_node_22 | 0.4 | n |  | TRUE
39 | bus_LV_1630-21_0_3_node_25 | 0.4 | n |  | TRUE
40 | bus_LV_1630-21_0_3_node_57 | 0.4 | n |  | TRUE
41 | bus_LV_1630-21_0_3_node_35 | 0.4 | n |  | TRUE
42 | bus_LV_1630-21_0_3_node_72 | 0.4 | n |  | TRUE
43 | bus_LV_1630-21_0_3_node_31 | 0.4 | n |  | TRUE
44 | bus_LV_1630-21_0_3_node_47 | 0.4 | n |  | TRUE
45 | bus_LV_1630-21_0_3_node_76 | 0.4 | n |  | TRUE
46 | bus_LV_1630-21_0_3_node_24 | 0.4 | n |  | TRUE
47 | bus_LV_1630-21_0_3_node_56 | 0.4 | n |  | TRUE
48 | bus_LV_1630-21_0_3_node_36 | 0.4 | n |  | TRUE
49 | bus_LV_1630-21_0_3_node_73 | 0.4 | n |  | TRUE
50 | bus_LV_1630-21_0_3_node_71 | 0.4 | n |  | TRUE
51 | bus_LV_1630-21_0_3_node_32 | 0.4 | n |  | TRUE
52 | bus_LV_1630-21_0_3_node_48 | 0.4 | n |  | TRUE
53 | bus_LV_1630-21_0_3_node_23 | 0.4 | n |  | TRUE
54 | bus_LV_1630-21_0_3_node_26 | 0.4 | n |  | TRUE
55 | bus_LV_1630-21_0_3_node_27 | 0.4 | n |  | TRUE
56 | bus_LV_1630-21_0_3_node_28 | 0.4 | n |  | TRUE
57 | bus_LV_1630-21_0_3_node_29 | 0.4 | n |  | TRUE
58 | bus_LV_1630-21_0_3_node_30 | 0.4 | n |  | TRUE
59 | bus_LV_1630-21_0_3_node_68 | 0.4 | n |  | TRUE
60 | bus_LV_1630-21_0_3_node_69 | 0.4 | n |  | TRUE
61 | bus_LV_1630-21_0_3_node_70 | 0.4 | n |  | TRUE
62 | bus_LV_1630-21_0_3_node_34 | 0.4 | n |  | TRUE
63 | bus_LV_1630-21_0_3_node_33 | 0.4 | n |  | TRUE
64 | bus_LV_1630-21_0_3_node_75 | 0.4 | n |  | TRUE
65 | bus_LV_1630-21_0_3_node_111 | 0.4 | n |  | TRUE
66 | bus_LV_1630-21_0_3_node_110 | 0.4 | n |  | TRUE
67 | bus_LV_1630-21_0_3_node_74 | 0.4 | n |  | TRUE
68 | bus_LV_1630-21_0_3_node_82 | 0.4 | n |  | TRUE
69 | bus_LV_1630-21_0_3_node_37 | 0.4 | n |  | TRUE
70 | bus_LV_1630-21_0_3_node_38 | 0.4 | n |  | TRUE
71 | bus_LV_1630-21_0_3_node_44 | 0.4 | n |  | TRUE
72 | bus_LV_1630-21_0_3_node_45 | 0.4 | n |  | TRUE
73 | bus_LV_1630-21_0_3_node_39 | 0.4 | n |  | TRUE
74 | bus_LV_1630-21_0_3_node_40 | 0.4 | n |  | TRUE
75 | bus_LV_1630-21_0_3_node_49 | 0.4 | n |  | TRUE
76 | bus_LV_1630-21_0_3_node_50 | 0.4 | n |  | TRUE
77 | bus_LV_1630-21_0_3_node_51 | 0.4 | n |  | TRUE
78 | bus_LV_1630-21_0_3_node_52 | 0.4 | n |  | TRUE
79 | bus_LV_1630-21_0_3_node_55 | 0.4 | n |  | TRUE
80 | bus_LV_1630-21_0_3_node_67 | 0.4 | n |  | TRUE
81 | bus_LV_1630-21_0_3_node_122 | 0.4 | n |  | TRUE
82 | bus_LV_1630-21_0_3_node_124 | 0.4 | n |  | TRUE
83 | bus_LV_1630-21_0_3_node_130 | 0.4 | n |  | TRUE
84 | bus_LV_1630-21_0_3_node_58 | 0.4 | n |  | TRUE
85 | bus_LV_1630-21_0_3_node_59 | 0.4 | n |  | TRUE
86 | bus_LV_1630-21_0_3_node_60 | 0.4 | n |  | TRUE
87 | bus_LV_1630-21_0_3_node_61 | 0.4 | n |  | TRUE
88 | bus_LV_1630-21_0_3_node_64 | 0.4 | n |  | TRUE
89 | bus_LV_1630-21_0_3_node_62 | 0.4 | n |  | TRUE
90 | bus_LV_1630-21_0_3_node_63 | 0.4 | n |  | TRUE
91 | bus_LV_1630-21_0_3_node_65 | 0.4 | n |  | TRUE
92 | bus_LV_1630-21_0_3_node_66 | 0.4 | n |  | TRUE
93 | bus_LV_1630-21_0_3_node_78 | 0.4 | n |  | TRUE
94 | bus_LV_1630-21_0_3_node_79 | 0.4 | n |  | TRUE
95 | bus_LV_1630-21_0_3_node_80 | 0.4 | n |  | TRUE
96 | bus_LV_1630-21_0_3_node_83 | 0.4 | n |  | TRUE
97 | bus_LV_1630-21_0_3_node_95 | 0.4 | n |  | TRUE
98 | bus_LV_1630-21_0_3_node_113 | 0.4 | n |  | TRUE
99 | bus_LV_1630-21_0_3_node_96 | 0.4 | n |  | TRUE
100 | bus_LV_1630-21_0_3_node_94 | 0.4 | n |  | TRUE
101 | bus_LV_1630-21_0_3_node_84 | 0.4 | n |  | TRUE
102 | bus_LV_1630-21_0_3_node_85 | 0.4 | n |  | TRUE
103 | bus_LV_1630-21_0_3_node_86 | 0.4 | n |  | TRUE
104 | bus_LV_1630-21_0_3_node_87 | 0.4 | n |  | TRUE
105 | bus_LV_1630-21_0_3_node_88 | 0.4 | n |  | TRUE
106 | bus_LV_1630-21_0_3_node_89 | 0.4 | n |  | TRUE
107 | bus_LV_1630-21_0_3_node_135 | 0.4 | n |  | TRUE
108 | bus_LV_1630-21_0_3_node_107 | 0.4 | n |  | TRUE
109 | bus_LV_1630-21_0_3_node_109 | 0.4 | n |  | TRUE
110 | bus_LV_1630-21_0_3_node_134 | 0.4 | n |  | TRUE
111 | bus_LV_1630-21_0_3_node_101 | 0.4 | n |  | TRUE
112 | bus_LV_1630-21_0_3_node_108 | 0.4 | n |  | TRUE
113 | bus_LV_1630-21_0_3_node_105 | 0.4 | n |  | TRUE
114 | bus_LV_1630-21_0_3_node_104 | 0.4 | n |  | TRUE
115 | bus_LV_1630-21_0_3_node_99 | 0.4 | n |  | TRUE
116 | bus_LV_1630-21_0_3_node_90 | 0.4 | n |  | TRUE
117 | bus_LV_1630-21_0_3_node_91 | 0.4 | n |  | TRUE
118 | bus_LV_1630-21_0_3_node_92 | 0.4 | n |  | TRUE
119 | bus_LV_1630-21_0_3_node_93 | 0.4 | n |  | TRUE
120 | bus_LV_1630-21_0_3_node_133 | 0.4 | n |  | TRUE
121 | bus_LV_1630-21_0_3_node_102 | 0.4 | n |  | TRUE
122 | bus_LV_1630-21_0_3_node_128 | 0.4 | n |  | TRUE
123 | bus_LV_1630-21_0_3_node_100 | 0.4 | n |  | TRUE
124 | bus_LV_1630-21_0_3_node_97 | 0.4 | n |  | TRUE
125 | bus_LV_1630-21_0_3_node_98 | 0.4 | n |  | TRUE
126 | bus_LV_1630-21_0_3_node_112 | 0.4 | n |  | TRUE
127 | bus_LV_1630-21_0_3_node_129 | 0.4 | n |  | TRUE
128 | bus_LV_1630-21_0_3_node_106 | 0.4 | n |  | TRUE
129 | bus_LV_1630-21_0_3_node_103 | 0.4 | n |  | TRUE
130 | bus_LV_1630-21_0_3_node_125 | 0.4 | n |  | TRUE
131 | bus_LV_1630-21_0_3_node_117 | 0.4 | n |  | TRUE
132 | bus_LV_1630-21_0_3_node_119 | 0.4 | n |  | TRUE
133 | bus_MV_152_0_node_24 | 20 | n |  | TRUE

## load
| name | bus | p_mw | q_mvar | const_z_percent | const_i_percent | sn_mva | scaling | in_service | type
0 | LV_1630-21_0_3_load_0 | 0 | 0.0021897 | 0.00054879 | 0 | 0 |  | 1 | TRUE | wye
1 | LV_1630-21_0_3_load_3 | 3 | 0.00039971 | 0.00010018 | 0 | 0 |  | 1 | TRUE | wye
2 | LV_1630-21_0_3_load_5 | 5 | 0.00064952 | 0.00016279 | 0 | 0 |  | 1 | TRUE | wye
3 | LV_1630-21_0_3_load_126 | 7 | 0.00040521 | 0.00010156 | 0 | 0 |  | 1 | TRUE | wye
4 | LV_1630-21_0_3_load_132 | 11 | 0.00033124 | 8.3017e-05 | 0 | 0 |  | 1 | TRUE | wye
5 | LV_1630-21_0_3_load_121 | 13 | 0.00057535 | 0.0001442 | 0 | 0 |  | 1 | TRUE | wye
6 | LV_1630-21_0_3_load_53 | 14 | 0.00048668 | 0.00012197 | 0 | 0 |  | 1 | TRUE | wye
7 | LV_1630-21_0_3_load_127 | 16 | 0.0014164 | 0.00035498 | 0 | 0 |  | 1 | TRUE | wye
8 | LV_1630-21_0_3_load_114 | 19 | 0.00038375 | 9.6178e-05 | 0 | 0 |  | 1 | TRUE | wye
9 | LV_1630-21_0_3_load_6 | 20 | 0.0021074 | 0.00052817 | 0 | 0 |  | 1 | TRUE | wye
10 | LV_1630-21_0_3_load_10 | 23 | 0.00052167 | 0.00013074 | 0 | 0 |  | 1 | TRUE | wye
11 | LV_1630-21_0_3_load_9 | 24 | 0.00046112 | 0.00011557 | 0 | 0 |  | 1 | TRUE | wye
12 | LV_1630-21_0_3_load_11 | 25 | 0.00033607 | 8.4228e-05 | 0 | 0 |  | 1 | TRUE | wye
13 | LV_1630-21_0_3_load_13 | 27 | 0.0005398 | 0.00013529 | 0 | 0 |  | 1 | TRUE | wye
14 | LV_1630-21_0_3_load_42 | 29 | 0.0016681 | 0.00041806 | 0 | 0 |  | 1 | TRUE | wye
15 | LV_1630-21_0_3_load_43 | 30 | 0.00035811 | 8.975e-05 | 0 | 0 |  | 1 | TRUE | wye
16 | LV_1630-21_0_3_load_15 | 31 | 0.00036908 | 9.2499e-05 | 0 | 0 |  | 1 | TRUE | wye
17 | LV_1630-21_0_3_load_19 | 35 | 0.00093649 | 0.00023471 | 0 | 0 |  | 1 | TRUE | wye
18 | LV_1630-21_0_3_load_20 | 36 | 0.0007761 | 0.00019451 | 0 | 0 |  | 1 | TRUE | wye
19 | LV_1630-21_0_3_load_21 | 37 | 0.000427 | 0.00010702 | 0 | 0 |  | 1 | TRUE | wye
20 | LV_1630-21_0_3_load_22 | 38 | 0.00059877 | 0.00015006 | 0 | 0 |  | 1 | TRUE | wye
21 | LV_1630-21_0_3_load_57 | 40 | 0.00047065 | 0.00011796 | 0 | 0 |  | 1 | TRUE | wye
22 | LV_1630-21_0_3_load_35 | 41 | 0.00070394 | 0.00017642 | 0 | 0 |  | 1 | TRUE | wye
23 | LV_1630-21_0_3_load_31 | 43 | 0.00082543 | 0.00020687 | 0 | 0 |  | 1 | TRUE | wye
24 | LV_1630-21_0_3_load_47 | 44 | 0.00088915 | 0.00022284 | 0 | 0 |  | 1 | TRUE | wye
25 | LV_1630-21_0_3_load_76 | 45 | 0.0014925 | 0.00037406 | 0 | 0 |  | 1 | TRUE | wye
26 | LV_1630-21_0_3_load_24 | 46 | 0.0054815 | 0.0013738 | 0 | 0 |  | 1 | TRUE | wye
27 | LV_1630-21_0_3_load_73 | 49 | 0.00042334 | 0.0001061 | 0 | 0 |  | 1 | TRUE | wye
28 | LV_1630-21_0_3_load_71 | 50 | 0.0012329 | 0.00030898 | 0 | 0 |  | 1 | TRUE | wye
29 | LV_1630-21_0_3_load_23 | 53 | 0.0037136 | 0.00093072 | 0 | 0 |  | 1 | TRUE | wye
30 | LV_1630-21_0_3_load_26 | 54 | 0.00081272 | 0.00020369 | 0 | 0 |  | 1 | TRUE | wye
31 | LV_1630-21_0_3_load_28 | 56 | 0.00078741 | 0.00019734 | 0 | 0 |  | 1 | TRUE | wye
32 | LV_1630-21_0_3_load_29 | 57 | 0.00078285 | 0.0001962 | 0 | 0 |  | 1 | TRUE | wye
33 | LV_1630-21_0_3_load_69 | 60 | 0.0006073 | 0.0001522 | 0 | 0 |  | 1 | TRUE | wye
34 | LV_1630-21_0_3_load_33 | 63 | 0.00070771 | 0.00017737 | 0 | 0 |  | 1 | TRUE | wye
35 | LV_1630-21_0_3_load_75 | 64 | 0.00062153 | 0.00015577 | 0 | 0 |  | 1 | TRUE | wye
36 | LV_1630-21_0_3_load_111 | 65 | 0.00189 | 0.00047368 | 0 | 0 |  | 1 | TRUE | wye
37 | LV_1630-21_0_3_load_110 | 66 | 0.00046064 | 0.00011545 | 0 | 0 |  | 1 | TRUE | wye
38 | LV_1630-21_0_3_load_37 | 69 | 0.00075774 | 0.00018991 | 0 | 0 |  | 1 | TRUE | wye
39 | LV_1630-21_0_3_load_38 | 70 | 0.0004906 | 0.00012296 | 0 | 0 |  | 1 | TRUE | wye
40 | LV_1630-21_0_3_load_44 | 71 | 0.0040549 | 0.0010163 | 0 | 0 |  | 1 | TRUE | wye
41 | LV_1630-21_0_3_load_45 | 72 | 0.00036551 | 9.1604e-05 | 0 | 0 |  | 1 | TRUE | wye
42 | LV_1630-21_0_3_load_39 | 73 | 0.00070475 | 0.00017663 | 0 | 0 |  | 1 | TRUE | wye
43 | LV_1630-21_0_3_load_40 | 74 | 0.0036838 | 0.00092324 | 0 | 0 |  | 1 | TRUE | wye
44 | LV_1630-21_0_3_load_49 | 75 | 0.00091297 | 0.00022881 | 0 | 0 |  | 1 | TRUE | wye
45 | LV_1630-21_0_3_load_50 | 76 | 0.0013552 | 0.00033964 | 0 | 0 |  | 1 | TRUE | wye
46 | LV_1630-21_0_3_load_52 | 78 | 0.0040917 | 0.0010255 | 0 | 0 |  | 1 | TRUE | wye
47 | LV_1630-21_0_3_load_55 | 79 | 0.00065243 | 0.00016351 | 0 | 0 |  | 1 | TRUE | wye
48 | LV_1630-21_0_3_load_124 | 82 | 0.00053731 | 0.00013466 | 0 | 0 |  | 1 | TRUE | wye
49 | LV_1630-21_0_3_load_130 | 83 | 0.00088967 | 0.00022297 | 0 | 0 |  | 1 | TRUE | wye
50 | LV_1630-21_0_3_load_58 | 84 | 0.00097618 | 0.00024465 | 0 | 0 |  | 1 | TRUE | wye
51 | LV_1630-21_0_3_load_60 | 86 | 0.00085099 | 0.00021328 | 0 | 0 |  | 1 | TRUE | wye
52 | LV_1630-21_0_3_load_61 | 87 | 0.00074246 | 0.00018608 | 0 | 0 |  | 1 | TRUE | wye
53 | LV_1630-21_0_3_load_62 | 89 | 0.0010055 | 0.00025199 | 0 | 0 |  | 1 | TRUE | wye
54 | LV_1630-21_0_3_load_63 | 90 | 0.0052701 | 0.0013208 | 0 | 0 |  | 1 | TRUE | wye
55 | LV_1630-21_0_3_load_65 | 91 | 0.00082867 | 0.00020768 | 0 | 0 |  | 1 | TRUE | wye
56 | LV_1630-21_0_3_load_66 | 92 | 0.0006337 | 0.00015882 | 0 | 0 |  | 1 | TRUE | wye
57 | LV_1630-21_0_3_load_78 | 93 | 0.001953 | 0.00048946 | 0 | 0 |  | 1 | TRUE | wye
58 | LV_1630-21_0_3_load_79 | 94 | 0.0030149 | 0.0007556 | 0 | 0 |  | 1 | TRUE | wye
59 | LV_1630-21_0_3_load_83 | 96 | 0.0045372 | 0.0011371 | 0 | 0 |  | 1 | TRUE | wye
60 | LV_1630-21_0_3_load_113 | 98 | 0.0031948 | 0.00080068 | 0 | 0 |  | 1 | TRUE | wye
61 | LV_1630-21_0_3_load_96 | 99 | 0.0057572 | 0.0014429 | 0 | 0 |  | 1 | TRUE | wye
62 | LV_1630-21_0_3_load_94 | 100 | 0.0046657 | 0.0011693 | 0 | 0 |  | 1 | TRUE | wye
63 | LV_1630-21_0_3_load_84 | 101 | 0.0033909 | 0.00084985 | 0 | 0 |  | 1 | TRUE | wye
64 | LV_1630-21_0_3_load_85 | 102 | 0.0027063 | 0.00067826 | 0 | 0 |  | 1 | TRUE | wye
65 | LV_1630-21_0_3_load_135 | 107 | 0.0044418 | 0.0011132 | 0 | 0 |  | 1 | TRUE | wye
66 | LV_1630-21_0_3_load_109 | 109 | 0.004129 | 0.0010348 | 0 | 0 |  | 1 | TRUE | wye
67 | LV_1630-21_0_3_load_134 | 110 | 0.0046268 | 0.0011596 | 0 | 0 |  | 1 | TRUE | wye
68 | LV_1630-21_0_3_load_108 | 112 | 0.0049528 | 0.0012413 | 0 | 0 |  | 1 | TRUE | wye
69 | LV_1630-21_0_3_load_105 | 113 | 0.004541 | 0.0011381 | 0 | 0 |  | 1 | TRUE | wye
70 | LV_1630-21_0_3_load_104 | 114 | 0.0064381 | 0.0016135 | 0 | 0 |  | 1 | TRUE | wye
71 | LV_1630-21_0_3_load_99 | 115 | 0.0066977 | 0.0016786 | 0 | 0 |  | 1 | TRUE | wye
72 | LV_1630-21_0_3_load_90 | 116 | 0.0050423 | 0.0012637 | 0 | 0 |  | 1 | TRUE | wye
73 | LV_1630-21_0_3_load_92 | 118 | 0.0038619 | 0.00096789 | 0 | 0 |  | 1 | TRUE | wye
74 | LV_1630-21_0_3_load_133 | 120 | 0.0062968 | 0.0015781 | 0 | 0 |  | 1 | TRUE | wye
75 | LV_1630-21_0_3_load_128 | 122 | 0.0037297 | 0.00093474 | 0 | 0 |  | 1 | TRUE | wye
76 | LV_1630-21_0_3_load_112 | 126 | 0.0020732 | 0.00051959 | 0 | 0 |  | 1 | TRUE | wye
77 | LV_1630-21_0_3_load_129 | 127 | 0.0046973 | 0.0011773 | 0 | 0 |  | 1 | TRUE | wye
78 | LV_1630-21_0_3_load_106 | 128 | 0.0051041 | 0.0012792 | 0 | 0 |  | 1 | TRUE | wye
79 | LV_1630-21_0_3_load_103 | 129 | 0.0028652 | 0.00071808 | 0 | 0 |  | 1 | TRUE | wye
80 | LV_1630-21_0_3_load_125 | 130 | 0.00098468 | 0.00024678 | 0 | 0 |  | 1 | TRUE | wye
81 | LV_1630-21_0_3_load_117 | 131 | 0.0007446 | 0.00018661 | 0 | 0 |  | 1 | TRUE | wye
82 | LV_1630-21_0_3_load_119 | 132 | 0.00064138 | 0.00016074 | 0 | 0 |  | 1 | TRUE | wye

## ext_grid
| name | bus | vm_pu | va_degree | slack_weight | in_service
0 |  | 65 | 1 | 0 | 1 | TRUE

## line
| name | std_type | from_bus | to_bus | length_km | r_ohm_per_km | x_ohm_per_km | c_nf_per_km | g_us_per_km | max_i_ka | df | parallel | type | in_service
0 | LV_1630-21_0_3_line_0 |  | 0 | 1 | 0.028501 | 0.125 | 0.08 | 261 | 0 | 0.364 | 1 | 1 | cs | TRUE
1 | LV_1630-21_0_3_line_1 |  | 0 | 2 | 0.021286 | 0.125 | 0.08 | 261 | 0 | 0.364 | 1 | 1 | cs | TRUE
2 | LV_1630-21_0_3_line_2 |  | 1 | 3 | 0.075054 | 0.125 | 0.08 | 261 | 0 | 0.364 | 1 | 1 | cs | TRUE
3 | LV_1630-21_0_3_line_3 |  | 1 | 4 | 0.064489 | 0.125 | 0.08 | 261 | 0 | 0.364 | 1 | 1 | cs | TRUE
4 | LV_1630-21_0_3_line_4 |  | 2 | 5 | 0.015837 | 0.125 | 0.08 | 261 | 0 | 0.364 | 1 | 1 | cs | TRUE
5 | LV_1630-21_0_3_line_5 |  | 3 | 6 | 0.1755 | 0.125 | 0.08 | 261 | 0 | 0.364 | 1 | 1 | cs | TRUE
6 | LV_1630-21_0_3_line_6 |  | 4 | 7 | 0.007226 | 0.125 | 0.08 | 261 | 0 | 0.364 | 1 | 1 | cs | TRUE
7 | LV_1630-21_0_3_line_7 |  | 4 | 8 | 0.030463 | 0.125 | 0.08 | 261 | 0 | 0.364 | 1 | 1 | cs | TRUE
8 | LV_1630-21_0_3_line_8 |  | 4 | 9 | 0.19639 | 0.125 | 0.08 | 261 | 0 | 0.364 | 1 | 1 | cs | TRUE
9 | LV_1630-21_0_3_line_9 |  | 6 | 13 | 0.07313 | 0.125 | 0.08 | 261 | 0 | 0.364 | 1 | 1 | cs | TRUE
10 | LV_1630-21_0_3_line_10 |  | 6 | 14 | 0.031058 | 0.125 | 0.08 | 261 | 0 | 0.364 | 1 | 1 | cs | TRUE
11 | LV_1630-21_0_3_line_11 |  | 6 | 15 | 0.003619 | 0.125 | 0.08 | 261 | 0 | 0.364 | 1 | 1 | cs | TRUE
12 | LV_1630-21_0_3_line_12 |  | 8 | 16 | 0.022282 | 0.125 | 0.08 | 261 | 0 | 0.364 | 1 | 1 | cs | TRUE
13 | LV_1630-21_0_3_line_13 |  | 8 | 17 | 0.032516 | 0.125 | 0.08 | 261 | 0 | 0.364 | 1 | 1 | cs | TRUE
14 | LV_1630-21_0_3_line_14 |  | 9 | 18 | 0.20312 | 0.125 | 0.08 | 261 | 0 | 0.364 | 1 | 1 | cs | TRUE
15 | LV_1630-21_0_3_line_15 |  | 9 | 19 | 0.016725 | 0.125 | 0.08 | 261 | 0 | 0.364 | 1 | 1 | cs | TRUE
16 | LV_1630-21_0_3_line_16 |  | 10 | 11 | 0.065462 | 0.125 | 0.08 | 261 | 0 | 0.364 | 1 | 1 | cs | TRUE
17 | LV_1630-21_0_3_line_17 |  | 10 | 12 | 0.11737 | 0.125 | 0.08 | 261 | 0 | 0.364 | 1 | 1 | cs | TRUE
18 | LV_1630-21_0_3_line_18 |  | 11 | 20 | 0.13999 | 0.125 | 0.08 | 261 | 0 | 0.364 | 1 | 1 | cs | TRUE
19 | LV_1630-21_0_3_line_19 |  | 12 | 83 | 0.012314 | 0.125 | 0.08 | 261 | 0 | 0.364 | 1 | 1 | cs | TRUE
20 | LV_1630-21_0_3_line_20 |  | 12 | 81 | 0.015903 | 0.125 | 0.08 | 261 | 0 | 0.364 | 1 | 1 | cs | TRUE
21 | LV_1630-21_0_3_line_21 |  | 13 | 81 | 0.11562 | 0.125 | 0.08 | 261 | 0 | 0.364 | 1 | 1 | cs | TRUE
22 | LV_1630-21_0_3_line_22 |  | 15 | 79 | 0.012651 | 0.125 | 0.08 | 261 | 0 | 0.364 | 1 | 1 | cs | TRUE
23 | LV_1630-21_0_3_line_23 |  | 15 | 72 | 0.059203 | 0.125 | 0.08 | 261 | 0 | 0.364 | 1 | 1 | cs | TRUE
24 | LV_1630-21_0_3_line_24 |  | 17 | 131 | 0.023712 | 0.125 | 0.08 | 261 | 0 | 0.364 | 1 | 1 | cs | TRUE
25 | LV_1630-21_0_3_line_25 |  | 18 | 130 | 0.009894 | 0.125 | 0.08 | 261 | 0 | 0.364 | 1 | 1 | cs | TRUE
26 | LV_1630-21_0_3_line_26 |  | 20 | 21 | 0.014737 | 0.125 | 0.08 | 261 | 0 | 0.364 | 1 | 1 | cs | TRUE
27 | LV_1630-21_0_3_line_27 |  | 21 | 22 | 0.039238 | 0.125 | 0.08 | 261 | 0 | 0.364 | 1 | 1 | cs | TRUE
28 | LV_1630-21_0_3_line_28 |  | 22 | 23 | 0.0058787 | 0.125 | 0.08 | 261 | 0 | 0.364 | 1 | 1 | cs | TRUE
29 | LV_1630-21_0_3_line_29 |  | 22 | 24 | 0.028375 | 0.125 | 0.08 | 261 | 0 | 0.364 | 1 | 1 | cs | TRUE
30 | LV_1630-21_0_3_line_30 |  | 25 | 26 | 0.05056 | 0.125 | 0.08 | 261 | 0 | 0.364 | 1 | 1 | cs | TRUE
31 | LV_1630-21_0_3_line_31 |  | 26 | 27 | 0.010986 | 0.125 | 0.08 | 261 | 0 | 0.364 | 1 | 1 | cs | TRUE
32 | LV_1630-21_0_3_line_32 |  | 26 | 28 | 0.071549 | 0.125 | 0.08 | 261 | 0 | 0.364 | 1 | 1 | cs | TRUE
33 | LV_1630-21_0_3_line_33 |  | 28 | 29 | 0.02037 | 0.125 | 0.08 | 261 | 0 | 0.364 | 1 | 1 | cs | TRUE
34 | LV_1630-21_0_3_line_34 |  | 29 | 30 | 0.00072518 | 0.125 | 0.08 | 261 | 0 | 0.364 | 1 | 1 | cs | TRUE
35 | LV_1630-21_0_3_line_35 |  | 30 | 58 | 0.015368 | 0.125 | 0.08 | 261 | 0 | 0.364 | 1 | 1 | cs | TRUE
36 | LV_1630-21_0_3_line_36 |  | 31 | 32 | 0.021151 | 0.125 | 0.08 | 261 | 0 | 0.364 | 1 | 1 | cs | TRUE
37 | LV_1630-21_0_3_line_37 |  | 31 | 33 | 0.022471 | 0.125 | 0.08 | 261 | 0 | 0.364 | 1 | 1 | cs | TRUE
38 | LV_1630-21_0_3_line_38 |  | 32 | 34 | 0.20791 | 0.125 | 0.08 | 261 | 0 | 0.364 | 1 | 1 | cs | TRUE
39 | LV_1630-21_0_3_line_39 |  | 32 | 35 | 0.020413 | 0.125 | 0.08 | 261 | 0 | 0.364 | 1 | 1 | cs | TRUE
40 | LV_1630-21_0_3_line_40 |  | 32 | 36 | 0.063214 | 0.125 | 0.08 | 261 | 0 | 0.364 | 1 | 1 | cs | TRUE
41 | LV_1630-21_0_3_line_41 |  | 33 | 37 | 0.060464 | 0.125 | 0.08 | 261 | 0 | 0.364 | 1 | 1 | cs | TRUE
42 | LV_1630-21_0_3_line_42 |  | 33 | 38 | 0.017304 | 0.125 | 0.08 | 261 | 0 | 0.364 | 1 | 1 | cs | TRUE
43 | LV_1630-21_0_3_line_43 |  | 34 | 39 | 0.15123 | 0.125 | 0.08 | 261 | 0 | 0.364 | 1 | 1 | cs | TRUE
44 | LV_1630-21_0_3_line_44 |  | 34 | 40 | 0.0067589 | 0.125 | 0.08 | 261 | 0 | 0.364 | 1 | 1 | cs | TRUE
45 | LV_1630-21_0_3_line_45 |  | 35 | 41 | 0.020586 | 0.125 | 0.08 | 261 | 0 | 0.364 | 1 | 1 | cs | TRUE
46 | LV_1630-21_0_3_line_46 |  | 36 | 42 | 0.0043638 | 0.125 | 0.08 | 261 | 0 | 0.364 | 1 | 1 | cs | TRUE
47 | LV_1630-21_0_3_line_47 |  | 37 | 43 | 0.01461 | 0.125 | 0.08 | 261 | 0 | 0.364 | 1 | 1 | cs | TRUE
48 | LV_1630-21_0_3_line_48 |  | 38 | 44 | 0.035777 | 0.125 | 0.08 | 261 | 0 | 0.364 | 1 | 1 | cs | TRUE
49 | LV_1630-21_0_3_line_49 |  | 39 | 45 | 0.015749 | 0.125 | 0.08 | 261 | 0 | 0.364 | 1 | 1 | cs | TRUE
50 | LV_1630-21_0_3_line_50 |  | 39 | 46 | 0.023462 | 0.125 | 0.08 | 261 | 0 | 0.364 | 1 | 1 | cs | TRUE
51 | LV_1630-21_0_3_line_51 |  | 40 | 47 | 0.027389 | 0.125 | 0.08 | 261 | 0 | 0.364 | 1 | 1 | cs | TRUE
52 | LV_1630-21_0_3_line_52 |  | 41 | 48 | 0.0060755 | 0.125 | 0.08 | 261 | 0 | 0.364 | 1 | 1 | cs | TRUE
53 | LV_1630-21_0_3_line_53 |  | 42 | 49 | 0.004145 | 0.125 | 0.08 | 261 | 0 | 0.364 | 1 | 1 | cs | TRUE
54 | LV_1630-21_0_3_line_54 |  | 42 | 50 | 0.020353 | 0.125 | 0.08 | 261 | 0 | 0.364 | 1 | 1 | cs | TRUE
55 | LV_1630-21_0_3_line_55 |  | 43 | 51 | 0.033312 | 0.125 | 0.08 | 261 | 0 | 0.364 | 1 | 1 | cs | TRUE
56 | LV_1630-21_0_3_line_56 |  | 44 | 52 | 0.0043297 | 0.125 | 0.08 | 261 | 0 | 0.364 | 1 | 1 | cs | TRUE
57 | LV_1630-21_0_3_line_57 |  | 46 | 53 | 0.023932 | 0.125 | 0.08 | 261 | 0 | 0.364 | 1 | 1 | cs | TRUE
58 | LV_1630-21_0_3_line_58 |  | 47 | 78 | 0.028225 | 0.125 | 0.08 | 261 | 0 | 0.364 | 1 | 1 | cs | TRUE
59 | LV_1630-21_0_3_line_59 |  | 48 | 69 | 0.041028 | 0.125 | 0.08 | 261 | 0 | 0.364 | 1 | 1 | cs | TRUE
60 | LV_1630-21_0_3_line_60 |  | 48 | 70 | 0.0096094 | 0.125 | 0.08 | 261 | 0 | 0.364 | 1 | 1 | cs | TRUE
61 | LV_1630-21_0_3_line_61 |  | 50 | 61 | 0.0099124 | 0.125 | 0.08 | 261 | 0 | 0.364 | 1 | 1 | cs | TRUE
62 | LV_1630-21_0_3_line_62 |  | 51 | 62 | 0.068595 | 0.125 | 0.08 | 261 | 0 | 0.364 | 1 | 1 | cs | TRUE
63 | LV_1630-21_0_3_line_63 |  | 52 | 67 | 0.036291 | 0.125 | 0.08 | 261 | 0 | 0.364 | 1 | 1 | cs | TRUE
64 | LV_1630-21_0_3_line_64 |  | 54 | 55 | 0.040285 | 0.125 | 0.08 | 261 | 0 | 0.364 | 1 | 1 | cs | TRUE
65 | LV_1630-21_0_3_line_65 |  | 54 | 56 | 0.033637 | 0.125 | 0.08 | 261 | 0 | 0.364 | 1 | 1 | cs | TRUE
66 | LV_1630-21_0_3_line_66 |  | 55 | 57 | 0.066904 | 0.125 | 0.08 | 261 | 0 | 0.364 | 1 | 1 | cs | TRUE
67 | LV_1630-21_0_3_line_67 |  | 55 | 58 | 0.043895 | 0.125 | 0.08 | 261 | 0 | 0.364 | 1 | 1 | cs | TRUE
68 | LV_1630-21_0_3_line_68 |  | 57 | 59 | 0.0092987 | 0.125 | 0.08 | 261 | 0 | 0.364 | 1 | 1 | cs | TRUE
69 | LV_1630-21_0_3_line_69 |  | 59 | 60 | 0.006387 | 0.125 | 0.08 | 261 | 0 | 0.364 | 1 | 1 | cs | TRUE
70 | LV_1630-21_0_3_line_70 |  | 59 | 61 | 0.012667 | 0.125 | 0.08 | 261 | 0 | 0.364 | 1 | 1 | cs | TRUE
71 | LV_1630-21_0_3_line_71 |  | 62 | 65 | 0.18 | 0.125 | 0.08 | 261 | 0 | 0.364 | 1 | 2 | cs | TRUE
72 | LV_1630-21_0_3_line_72 |  | 62 | 66 | 0.029407 | 0.125 | 0.08 | 261 | 0 | 0.364 | 1 | 1 | cs | TRUE
73 | LV_1630-21_0_3_line_73 |  | 63 | 64 | 0.0054758 | 0.125 | 0.08 | 261 | 0 | 0.364 | 1 | 1 | cs | TRUE
74 | LV_1630-21_0_3_line_74 |  | 64 | 67 | 0.016071 | 0.125 | 0.08 | 261 | 0 | 0.364 | 1 | 1 | cs | TRUE
75 | LV_1630-21_0_3_line_75 |  | 65 | 68 | 0.019769 | 0.125 | 0.08 | 261 | 0 | 0.364 | 1 | 1 | cs | TRUE
76 | LV_1630-21_0_3_line_76 |  | 67 | 80 | 0.027182 | 0.125 | 0.08 | 261 | 0 | 0.364 | 1 | 1 | cs | TRUE
77 | LV_1630-21_0_3_line_77 |  | 68 | 97 | 0.11275 | 0.125 | 0.08 | 261 | 0 | 0.364 | 1 | 1 | cs | TRUE
78 | LV_1630-21_0_3_line_78 |  | 68 | 95 | 0.072791 | 0.125 | 0.08 | 261 | 0 | 0.364 | 1 | 1 | cs | TRUE
79 | LV_1630-21_0_3_line_79 |  | 70 | 71 | 0.0067345 | 0.125 | 0.08 | 261 | 0 | 0.364 | 1 | 1 | cs | TRUE
80 | LV_1630-21_0_3_line_80 |  | 71 | 72 | 0.052024 | 0.125 | 0.08 | 261 | 0 | 0.364 | 1 | 1 | cs | TRUE
81 | LV_1630-21_0_3_line_81 |  | 73 | 74 | 0.047489 | 0.125 | 0.08 | 261 | 0 | 0.364 | 1 | 1 | cs | TRUE
82 | LV_1630-21_0_3_line_82 |  | 73 | 75 | 0.0491 | 0.125 | 0.08 | 261 | 0 | 0.364 | 1 | 1 | cs | TRUE
83 | LV_1630-21_0_3_line_83 |  | 75 | 76 | 0.022665 | 0.125 | 0.08 | 261 | 0 | 0.364 | 1 | 1 | cs | TRUE
84 | LV_1630-21_0_3_line_84 |  | 75 | 77 | 0.0089464 | 0.125 | 0.08 | 261 | 0 | 0.364 | 1 | 1 | cs | TRUE
85 | LV_1630-21_0_3_line_85 |  | 77 | 78 | 0.036022 | 0.125 | 0.08 | 261 | 0 | 0.364 | 1 | 1 | cs | TRUE
86 | LV_1630-21_0_3_line_86 |  | 80 | 88 | 0.1084 | 0.125 | 0.08 | 261 | 0 | 0.364 | 1 | 1 | cs | TRUE
87 | LV_1630-21_0_3_line_87 |  | 80 | 87 | 0.0067652 | 0.125 | 0.08 | 261 | 0 | 0.364 | 1 | 1 | cs | TRUE
88 | LV_1630-21_0_3_line_88 |  | 81 | 82 | 0.038782 | 0.125 | 0.08 | 261 | 0 | 0.364 | 1 | 1 | cs | TRUE
89 | LV_1630-21_0_3_line_89 |  | 84 | 85 | 0.04553 | 0.125 | 0.08 | 261 | 0 | 0.364 | 1 | 1 | cs | TRUE
90 | LV_1630-21_0_3_line_90 |  | 85 | 86 | 0.050765 | 0.125 | 0.08 | 261 | 0 | 0.364 | 1 | 1 | cs | TRUE
91 | LV_1630-21_0_3_line_91 |  | 85 | 87 | 0.070258 | 0.125 | 0.08 | 261 | 0 | 0.364 | 1 | 1 | cs | TRUE
92 | LV_1630-21_0_3_line_92 |  | 88 | 92 | 0.030113 | 0.125 | 0.08 | 261 | 0 | 0.364 | 1 | 1 | cs | TRUE
93 | LV_1630-21_0_3_line_93 |  | 88 | 89 | 0.01003 | 0.125 | 0.08 | 261 | 0 | 0.364 | 1 | 1 | cs | TRUE
94 | LV_1630-21_0_3_line_94 |  | 89 | 90 | 0.14461 | 0.125 | 0.08 | 261 | 0 | 0.364 | 1 | 1 | cs | TRUE
95 | LV_1630-21_0_3_line_95 |  | 90 | 91 | 0.0097753 | 0.125 | 0.08 | 261 | 0 | 0.364 | 1 | 1 | cs | TRUE
96 | LV_1630-21_0_3_line_96 |  | 93 | 94 | 0.015041 | 0.125 | 0.08 | 261 | 0 | 0.364 | 1 | 1 | cs | TRUE
97 | LV_1630-21_0_3_line_97 |  | 93 | 95 | 0.071181 | 0.125 | 0.08 | 261 | 0 | 0.364 | 1 | 1 | cs | TRUE
98 | LV_1630-21_0_3_line_98 |  | 95 | 96 | 0.06825 | 0.125 | 0.08 | 261 | 0 | 0.364 | 1 | 1 | cs | TRUE
99 | LV_1630-21_0_3_line_99 |  | 96 | 98 | 0.0040057 | 0.125 | 0.08 | 261 | 0 | 0.364 | 1 | 1 | cs | TRUE
100 | LV_1630-21_0_3_line_100 |  | 97 | 99 | 0.011829 | 0.125 | 0.08 | 261 | 0 | 0.364 | 1 | 1 | cs | TRUE
101 | LV_1630-21_0_3_line_101 |  | 97 | 100 | 0.014694 | 0.125 | 0.08 | 261 | 0 | 0.364 | 1 | 1 | cs | TRUE
102 | LV_1630-21_0_3_line_102 |  | 99 | 105 | 0.024747 | 0.125 | 0.08 | 261 | 0 | 0.364 | 1 | 1 | cs | TRUE
103 | LV_1630-21_0_3_line_103 |  | 101 | 102 | 0.018255 | 0.125 | 0.08 | 261 | 0 | 0.364 | 1 | 1 | cs | TRUE
104 | LV_1630-21_0_3_line_104 |  | 101 | 103 | 0.029782 | 0.125 | 0.08 | 261 | 0 | 0.364 | 1 | 1 | cs | TRUE
105 | LV_1630-21_0_3_line_105 |  | 103 | 104 | 0.010357 | 0.125 | 0.08 | 261 | 0 | 0.364 | 1 | 1 | cs | TRUE
106 | LV_1630-21_0_3_line_106 |  | 103 | 105 | 0.045932 | 0.125 | 0.08 | 261 | 0 | 0.364 | 1 | 1 | cs | TRUE
107 | LV_1630-21_0_3_line_107 |  | 103 | 106 | 0.03672 | 0.125 | 0.08 | 261 | 0 | 0.364 | 1 | 1 | cs | TRUE
108 | LV_1630-21_0_3_line_108 |  | 104 | 107 | 0.007424 | 0.125 | 0.08 | 261 | 0 | 0.364 | 1 | 1 | cs | TRUE
109 | LV_1630-21_0_3_line_109 |  | 104 | 108 | 0.020673 | 0.125 | 0.08 | 261 | 0 | 0.364 | 1 | 1 | cs | TRUE
110 | LV_1630-21_0_3_line_110 |  | 105 | 109 | 0.01136 | 0.125 | 0.08 | 261 | 0 | 0.364 | 1 | 1 | cs | TRUE
111 | LV_1630-21_0_3_line_111 |  | 106 | 110 | 0.007717 | 0.125 | 0.08 | 261 | 0 | 0.364 | 1 | 1 | cs | TRUE
112 | LV_1630-21_0_3_line_112 |  | 106 | 111 | 0.016458 | 0.125 | 0.08 | 261 | 0 | 0.364 | 1 | 1 | cs | TRUE
113 | LV_1630-21_0_3_line_113 |  | 108 | 112 | 0.005501 | 0.125 | 0.08 | 261 | 0 | 0.364 | 1 | 1 | cs | TRUE
114 | LV_1630-21_0_3_line_114 |  | 108 | 113 | 0.0082791 | 0.125 | 0.08 | 261 | 0 | 0.364 | 1 | 1 | cs | TRUE
115 | LV_1630-21_0_3_line_115 |  | 111 | 114 | 0.02265 | 0.125 | 0.08 | 261 | 0 | 0.364 | 1 | 1 | cs | TRUE
116 | LV_1630-21_0_3_line_116 |  | 111 | 115 | 0.0083063 | 0.125 | 0.08 | 261 | 0 | 0.364 | 1 | 1 | cs | TRUE
117 | LV_1630-21_0_3_line_117 |  | 113 | 128 | 0.034108 | 0.125 | 0.08 | 261 | 0 | 0.364 | 1 | 1 | cs | TRUE
118 | LV_1630-21_0_3_line_118 |  | 115 | 123 | 0.040975 | 0.125 | 0.08 | 261 | 0 | 0.364 | 1 | 1 | cs | TRUE
119 | LV_1630-21_0_3_line_119 |  | 116 | 117 | 0.032245 | 0.125 | 0.08 | 261 | 0 | 0.364 | 1 | 1 | cs | TRUE
120 | LV_1630-21_0_3_line_120 |  | 116 | 118 | 0.03301 | 0.125 | 0.08 | 261 | 0 | 0.364 | 1 | 1 | cs | TRUE
121 | LV_1630-21_0_3_line_121 |  | 117 | 119 | 0.11377 | 0.125 | 0.08 | 261 | 0 | 0.364 | 1 | 1 | cs | TRUE
122 | LV_1630-21_0_3_line_122 |  | 119 | 120 | 0.00781 | 0.125 | 0.08 | 261 | 0 | 0.364 | 1 | 1 | cs | TRUE
123 | LV_1630-21_0_3_line_123 |  | 119 | 121 | 0.037864 | 0.125 | 0.08 | 261 | 0 | 0.364 | 1 | 1 | cs | TRUE
124 | LV_1630-21_0_3_line_124 |  | 121 | 122 | 0.009292 | 0.125 | 0.08 | 261 | 0 | 0.364 | 1 | 1 | cs | TRUE
125 | LV_1630-21_0_3_line_125 |  | 121 | 123 | 0.007444 | 0.125 | 0.08 | 261 | 0 | 0.364 | 1 | 1 | cs | TRUE
126 | LV_1630-21_0_3_line_126 |  | 123 | 129 | 0.027592 | 0.125 | 0.08 | 261 | 0 | 0.364 | 1 | 1 | cs | TRUE
127 | LV_1630-21_0_3_line_127 |  | 124 | 125 | 0.054258 | 0.125 | 0.08 | 261 | 0 | 0.364 | 1 | 1 | cs | TRUE
128 | LV_1630-21_0_3_line_128 |  | 124 | 126 | 0.084691 | 0.125 | 0.08 | 261 | 0 | 0.364 | 1 | 1 | cs | TRUE
129 | LV_1630-21_0_3_line_129 |  | 125 | 127 | 0.009233 | 0.125 | 0.08 | 261 | 0 | 0.364 | 1 | 1 | cs | TRUE
130 | LV_1630-21_0_3_line_130 |  | 125 | 128 | 0.021201 | 0.125 | 0.08 | 261 | 0 | 0.364 | 1 | 1 | cs | TRUE
131 | LV_1630-21_0_3_line_131 |  | 131 | 132 | 0.010234 | 0.125 | 0.08 | 261 | 0 | 0.364 | 1 | 1 | cs | TRUE

## trafo
| name | std_type | hv_bus | lv_bus | sn_mva | vn_hv_kv | vn_lv_kv | vk_percent | vkr_percent | pfe_kw | i0_percent | shift_degree | tap_side | tap_neutral | tap_min | tap_max | tap_step_percent | tap_step_degree | tap_pos | tap_phase_shifter | parallel | df | in_service
0 | LV_1630-21_0_3_trafo_111 | 0.63 MVA 20/0.4 kV | 133 | 65 | 0.63 | 20 | 0.4 | 6 | 1.206 | 1.65 | 0.2619 | 150 | hv | 0 | -2 | 2 | 2.5 | 0 | 0 | FALSE | 1 | 1 | TRUE

## line_geodata
| x0 | y0 | x1 | y1 | x2 | y2 | x3 | y3 | x4 | y4 | x5 | y5 | x6 | y6 | x7 | y7 | x8 | y8 | x9 | y9 | x10 | y10 | x11 | y11 | x12 | y12 | x13 | y13 | x14 | y14 | x15 | y15 | x16 | y16 | x17 | y17 | x18 | y18 | x19 | y19 | x20 | y20 | x21 | y21 | x22 | y22 | x23 | y23
0 | 2730833.7684 | 1219230.5292 | 2730806.104 | 1219237.3848
1 | 2730785.5942 | 1219235.5755 | 2730790.3014 | 1219237.6361 | 2730795.7064 | 1219239.0337 | 2730801.0826 | 1219238.6291 | 2730806.104 | 1219237.3848
2 | 2730833.7684 | 1219230.5292 | 2730837.0912 | 1219252.7423 | 2730837.8484 | 1219266.3033 | 2730840.9149 | 1219288.433 | 2730841.8981 | 1219298.6184 | 2730840.9989 | 1219304.9927
3 | 2730833.7684 | 1219230.5292 | 2730832.2654 | 1219218.0861 | 2730831.4553 | 1219210.3843 | 2730831.9032 | 1219203.4774 | 2730832.7085 | 1219197.9239 | 2730837.0795 | 1219181.084 | 2730836.4413 | 1219174.5425 | 2730842.8535 | 1219178.8201
4 | 2730785.5942 | 1219235.5755 | 2730787.6861 | 1219239.8805 | 2730788.5999 | 1219241.1349 | 2730796.3353 | 1219246.687
5 | 2730771.3314 | 1219446.9781 | 2730766.7916 | 1219441.7965 | 2730758.8724 | 1219427.689 | 2730758.2952 | 1219422.8614 | 2730759.0755 | 1219418.4416 | 2730762.0067 | 1219412.1786 | 2730767.4681 | 1219404.0919 | 2730791.027 | 1219373.2285 | 2730795.8664 | 1219369.2649 | 2730815.352 | 1219355.5371 | 2730819.7667 | 1219350.5189 | 2730829.4911 | 1219337.4107 | 2730832.726 | 1219331.1545 | 2730839.0359 | 1219312.0998 | 2730840.9989 | 1219304.9927
6 | 2730842.8535 | 1219178.8201 | 2730849.856 | 1219176.9613
7 | 2730842.8535 | 1219178.8201 | 2730868.2477 | 1219195.7583
8 | 2730842.8535 | 1219178.8201 | 2730836.4413 | 1219174.5425 | 2730863.644 | 1219150.3092 | 2730873.8506 | 1219143.9505 | 2730887.5946 | 1219138.3034 | 2730910.3124 | 1219130.574 | 2730920.6636 | 1219128.6888 | 2730975.5622 | 1219126.5382 | 2730980.3028 | 1219125.3525 | 2730984.3698 | 1219123.0401 | 2730987.2702 | 1219120.2682 | 2730989.4861 | 1219116.8586 | 2730990.989 | 1219112.3881 | 2730991.2327 | 1219107.5228 | 2730990.242 | 1219103.2086 | 2730988.3595 | 1219099.3975
9 | 2730771.3314 | 1219446.9781 | 2730736.5242 | 1219382.6629
10 | 2730771.3314 | 1219446.9781 | 2730758.548 | 1219453.1692 | 2730754.7975 | 1219453.8764 | 2730751.4851 | 1219454.6821 | 2730749.2511 | 1219455.4671 | 2730748.1412 | 1219456.5769 | 2730746.7622 | 1219462.099
11 | 2730771.3314 | 1219446.9781 | 2730774.0807 | 1219449.3404
12 | 2730885.7902 | 1219184.112 | 2730880.3528 | 1219191.4429 | 2730876.2746 | 1219194.2667 | 2730872.863 | 1219195.4372 | 2730868.2477 | 1219195.7583
13 | 2730896.4366 | 1219211.9573 | 2730886.3568 | 1219207.3766 | 2730868.2477 | 1219195.7583
14 | 2730947.6631 | 1219011.2092 | 2730950.7337 | 1219017.6153 | 2730955.8657 | 1219042.4704 | 2730955.9251 | 1219046.6751 | 2730954.1628 | 1219051.2067 | 2730951.3172 | 1219054.2466 | 2730932.4008 | 1219070.6887 | 2730926.3735 | 1219078.2512 | 2730922.294 | 1219087.3467 | 2730920.8521 | 1219090.7734 | 2730918.5104 | 1219093.3462 | 2730915.4291 | 1219095.0243 | 2730909.6117 | 1219097.8766 | 2730906.7938 | 1219099.6606 | 2730905.0261 | 1219102.7131 | 2730917.02 | 1219104.845 | 2730924.9049 | 1219104.9851 | 2730934.2567 | 1219103.3226 | 2730966.0668 | 1219091.9347 | 2730972.9094 | 1219090.7953 | 2730978.1444 | 1219091.6444 | 2730982.4215 | 1219093.5845 | 2730985.7724 | 1219096.2158 | 2730988.3595 | 1219099.3975
15 | 2730988.3595 | 1219099.3975 | 2730995.7587 | 1219094.0114 | 2730999.3141 | 1219087.3244
16 | 2730579.1921 | 1219303.681 | 2730578.251 | 1219320.9744 | 2730576.2305 | 1219330.7158 | 2730573.5722 | 1219338.0412 | 2730568.2828 | 1219345.22 | 2730560.7493 | 1219351.2264 | 2730554.753 | 1219352.9075 | 2730549.2145 | 1219354.1427
17 | 2730579.1921 | 1219303.681 | 2730594.203 | 1219306.3456 | 2730615.7445 | 1219308.931 | 2730623.0933 | 1219311.3496 | 2730633.9195 | 1219316.8581 | 2730649.0069 | 1219327.7978 | 2730653.7514 | 1219332.995 | 2730655.9449 | 1219337.8581 | 2730656.132 | 1219342.1323 | 2730655.0472 | 1219345.9005 | 2730651.1151 | 1219350.7293 | 2730638.3783 | 1219359.2902
18 | 2730549.2145 | 1219354.1427 | 2730413.8813 | 1219318.3403
19 | 2730638.3783 | 1219359.2902 | 2730631.5237 | 1219355.4591 | 2730632.1524 | 1219351.0248
20 | 2730635.7085 | 1219374.0548 | 2730634.4668 | 1219367.6779 | 2730635.1583 | 1219364.535 | 2730636.4642 | 1219361.7614 | 2730638.3783 | 1219359.2902
21 | 2730635.7085 | 1219374.0548 | 2730646.9726 | 1219386.245 | 2730653.2045 | 1219391.1189 | 2730661.2497 | 1219396.0438 | 2730685.1576 | 1219400.7831 | 2730693.2206 | 1219401.783 | 2730702.7265 | 1219402.0696 | 2730709.9251 | 1219400.9488 | 2730716.9943 | 1219397.4233 | 2730736.5242 | 1219382.6629
22 | 2730768.8174 | 1219460.5117 | 2730771.4178 | 1219452.0286 | 2730774.0807 | 1219449.3404
23 | 2730774.0807 | 1219449.3404 | 2730784.9327 | 1219454.0046 | 2730788.0918 | 1219456.7206 | 2730793.4413 | 1219464.0885 | 2730797.7191 | 1219468.7528 | 2730805.9029 | 1219474.6151 | 2730814.5407 | 1219480.1981 | 2730821.1952 | 1219483.5225
24 | 2730896.4366 | 1219211.9573 | 2730897.1855 | 1219214.8428 | 2730896.4611 | 1219219.4751 | 2730894.2122 | 1219222.6616 | 2730892.6684 | 1219223.8175 | 2730882.8181 | 1219226.517
25 | 2730947.6631 | 1219011.2092 | 2730946.0232 | 1219015.6991 | 2730945.5695 | 1219020.7932
26 | 2730400.1099 | 1219323.5859 | 2730413.8813 | 1219318.3403
27 | 2730378.1786 | 1219354.3975 | 2730379.8925 | 1219353.79 | 2730381.8908 | 1219351.9768 | 2730387.9412 | 1219341.2338 | 2730389.6938 | 1219338.8591 | 2730393.3106 | 1219335.5912 | 2730396.5203 | 1219333.9268 | 2730397.941 | 1219329.3764 | 2730400.1099 | 1219323.5859
28 | 2730378.1786 | 1219354.3975 | 2730372.3198 | 1219354.8793
29 | 2730378.1786 | 1219354.3975 | 2730378.0157 | 1219356.6402 | 2730377.7238 | 1219357.8347 | 2730362.0166 | 1219377.1512
30 | 2731010.1319 | 1219392.6695 | 2731005.6983 | 1219385.4328 | 2731005.1017 | 1219381.1496 | 2731004.8916 | 1219372.7604 | 2731003.3528 | 1219364.0306 | 2731002.1156 | 1219358.4989 | 2731000.8354 | 1219354.9234 | 2730995.7557 | 1219345.1371
31 | 2731010.1319 | 1219392.6695 | 2731012.8532 | 1219387.6809 | 2731016.6473 | 1219383.9613
32 | 2731016.5554 | 1219448.8453 | 2731012.0761 | 1219451.6157 | 2731009.5675 | 1219452.1165 | 2731007.1223 | 1219450.7727 | 2731006.3706 | 1219449.3995 | 2731006.6077 | 1219446.558 | 2731008.9323 | 1219430.6184 | 2731009.5486 | 1219427.4516 | 2731014.0375 | 1219417.6868 | 2731015.2836 | 1219412.4656 | 2731015.6905 | 1219407.426 | 2731015.2805 | 1219403.9808 | 2731014.0674 | 1219399.0835 | 2731010.1319 | 1219392.6695
33 | 2731016.5554 | 1219448.8453 | 2731024.9038 | 1219444.8034 | 2731032.6905 | 1219436.901
34 | 2731033.1995 | 1219436.3844 | 2731032.6905 | 1219436.901
35 | 2731046.7617 | 1219430.9173 | 2731041.0026 | 1219431.1352 | 2731036.6367 | 1219432.8962 | 2731033.1995 | 1219436.3844
36 | 2730927.0232 | 1219524.3604 | 2730942.923 | 1219538.3083
37 | 2730959.8151 | 1219553.1267 | 2730942.923 | 1219538.3083
38 | 2730778.9132 | 1219650.2427 | 2730784.2104 | 1219642.3637 | 2730801.2282 | 1219604.4399 | 2730804.6585 | 1219598.2657 | 2730808.223 | 1219593.5847 | 2730813.1131 | 1219588.6881 | 2730819.4715 | 1219584.3353 | 2730826.124 | 1219581.4568 | 2730834.0033 | 1219579.7507 | 2730863.4095 | 1219577.795 | 2730871.1113 | 1219576.2184 | 2730877.8919 | 1219573.3873 | 2730885.0677 | 1219568.4632 | 2730890.3436 | 1219563.6307 | 2730927.0232 | 1219524.3604
39 | 2730927.0232 | 1219524.3604 | 2730921.4938 | 1219519.3126 | 2730914.4089 | 1219513.8858 | 2730910.984 | 1219511.817
40 | 2730927.0232 | 1219524.3604 | 2730932.9253 | 1219518.3297 | 2730937.9448 | 1219514.4591 | 2730944.1111 | 1219510.5693 | 2730950.3895 | 1219507.4492 | 2730957.0803 | 1219504.9053 | 2730965.7288 | 1219502.4045 | 2730972.5998 | 1219500.9877 | 2730983.5217 | 1219500.0907
41 | 2730959.8151 | 1219553.1267 | 2730978.8473 | 1219587.2506 | 2730981.0568 | 1219593.0928 | 2730983.4723 | 1219600.6187 | 2730984.9676 | 1219606.4897 | 2730985.1126 | 1219607.6634
42 | 2730959.8151 | 1219553.1267 | 2730971.6202 | 1219563.4502 | 2730972.9434 | 1219564.3886
43 | 2730778.9132 | 1219650.2427 | 2730772.1322 | 1219658.9787 | 2730767.9138 | 1219664.0568 | 2730763.2247 | 1219668.4464 | 2730754.0887 | 1219674.4952 | 2730673.9751 | 1219716.1711 | 2730669.4476 | 1219719.7748 | 2730666.234 | 1219723.6963 | 2730663.5768 | 1219728.8978 | 2730659.5885 | 1219727.9985 | 2730657.0927 | 1219727.9215 | 2730654.5458 | 1219728.4438
44 | 2730778.9132 | 1219650.2427 | 2730785.6507 | 1219650.7803
45 | 2730893.1825 | 1219501.4983 | 2730897.807 | 1219503.8574 | 2730910.984 | 1219511.817
46 | 2730987.8709 | 1219499.7336 | 2730983.5217 | 1219500.0907
47 | 2730987.2396 | 1219622.1086 | 2730986.3465 | 1219617.6513 | 2730985.1126 | 1219607.6634
48 | 2730972.9434 | 1219564.3886 | 2730978.9828 | 1219568.6719 | 2730985.8024 | 1219572.0023 | 2730993.5235 | 1219574.0404 | 2731006.251 | 1219575.384
49 | 2730654.5458 | 1219728.4438 | 2730647.7331 | 1219719.9542 | 2730646.3937 | 1219715.2655
50 | 2730654.5458 | 1219728.4438 | 2730651.5506 | 1219730.0239 | 2730635.7391 | 1219739.3291 | 2730634.1642 | 1219740.0422
51 | 2730812.9532 | 1219652.9589 | 2730785.6507 | 1219650.7803
52 | 2730887.2012 | 1219500.4327 | 2730893.1825 | 1219501.4983
53 | 2730987.8709 | 1219499.7336 | 2730987.5595 | 1219495.6011
54 | 2730987.8709 | 1219499.7336 | 2731008.1547 | 1219498.0562
55 | 2731001.0033 | 1219652.2349 | 2730993.0533 | 1219638.1821 | 2730989.2797 | 1219629.5921 | 2730988.1591 | 1219626.6985 | 2730987.2396 | 1219622.1086
56 | 2731010.5568 | 1219575.8386 | 2731006.251 | 1219575.384
57 | 2730610.9487 | 1219740.8201 | 2730615.3298 | 1219740.9162 | 2730621.6679 | 1219742.6677 | 2730625.6304 | 1219742.6657 | 2730629.7663 | 1219742.0337 | 2730634.1642 | 1219740.0422
58 | 2730812.9532 | 1219652.9589 | 2730828.372 | 1219652.2191 | 2730841.1124 | 1219651.1157
59 | 2730887.2012 | 1219500.4327 | 2730887.1832 | 1219503.6682 | 2730887.7071 | 1219506.7711 | 2730890.9765 | 1219516.8956 | 2730889.2653 | 1219529.813 | 2730888.3984 | 1219531.2617 | 2730879.7086 | 1219534.6069
60 | 2730887.2012 | 1219500.4327 | 2730877.7268 | 1219498.8274
61 | 2731018.0333 | 1219497.2392 | 2731008.1547 | 1219498.0562
62 | 2730982.642 | 1219717.6955 | 2730992.3236 | 1219697.9034 | 2730993.9904 | 1219684.9406 | 2730997.4587 | 1219672.5624 | 2730999.5691 | 1219661.5221 | 2731001.0033 | 1219652.2349
63 | 2731010.5568 | 1219575.8386 | 2731046.7902 | 1219579.2828
64 | 2731078.3075 | 1219443.5326 | 2731081.4525 | 1219448.6059 | 2731080.3773 | 1219459.5134 | 2731081.1672 | 1219468.1155 | 2731081.5632 | 1219472.5389 | 2731083.232 | 1219479.4924 | 2731084.2967 | 1219482.4308
65 | 2731087.0271 | 1219515.3717 | 2731088.0735 | 1219509.223 | 2731088.461 | 1219503.0043 | 2731088.188 | 1219496.7821 | 2731087.2611 | 1219490.6123 | 2731084.2967 | 1219482.4308
66 | 2731078.3075 | 1219443.5326 | 2731072.9446 | 1219448.5076 | 2731070.9948 | 1219452.2455 | 2731061.4099 | 1219479.0008 | 2731058.6648 | 1219483.3439 | 2731055.3123 | 1219486.6617 | 2731050.8637 | 1219489.4217 | 2731046.2288 | 1219490.9876 | 2731039.4834 | 1219492.7449
67 | 2731046.7617 | 1219430.9173 | 2731056.6317 | 1219425.0074 | 2731059.5998 | 1219424.3277 | 2731062.9862 | 1219424.6469 | 2731069.2217 | 1219428.3093 | 2731076.0013 | 1219434.8415 | 2731077.6165 | 1219437.3346 | 2731078.4005 | 1219439.6537 | 2731078.3075 | 1219443.5326
68 | 2731030.485 | 1219495.0891 | 2731039.4834 | 1219492.7449
69 | 2731030.485 | 1219495.0891 | 2731028.6306 | 1219488.9767
70 | 2731018.0333 | 1219497.2392 | 2731025.3925 | 1219496.4115 | 2731030.485 | 1219495.0891
71 | 2730982.642 | 1219717.6955 | 2730978.1256 | 1219719.4087 | 2730972.692 | 1219722.7808 | 2730964.2079 | 1219728.1765 | 2730959.9779 | 1219732.7427 | 2730956.8642 | 1219737.6338 | 2730951.68 | 1219749.6852 | 2730946.1861 | 1219766.5003 | 2730943.075 | 1219774.7275 | 2730939.5502 | 1219780.3657 | 2730935.6095 | 1219784.8939 | 2730930.4984 | 1219789.1405 | 2730902.8814 | 1219805.4024 | 2730898.4833 | 1219808.6417 | 2730885.1372 | 1219818.0116 | 2730865.265 | 1219828.6726 | 2730859.6469 | 1219834.2314 | 2730856.7271 | 1219836.1956
72 | 2730982.642 | 1219717.6955 | 2730988.362 | 1219719.2447 | 2730995.5928 | 1219719.4038 | 2731002.0214 | 1219717.7327 | 2731007.5144 | 1219716.4858 | 2731011.4738 | 1219716.1576
73 | 2731046.5142 | 1219598.0828 | 2731050.8602 | 1219594.7515
74 | 2731046.7902 | 1219579.2828 | 2731048.5016 | 1219588.7837 | 2731050.8602 | 1219594.7515
75 | 2730840.3304 | 1219847.2399 | 2730851.1792 | 1219839.9278 | 2730856.7271 | 1219836.1956
76 | 2731046.7902 | 1219579.2828 | 2731055.4802 | 1219580.0634 | 2731060.5397 | 1219580.931 | 2731064.3271 | 1219582.3377 | 2731067.349 | 1219584.0389 | 2731071.7985 | 1219587.7843
77 | 2730840.3304 | 1219847.2399 | 2730850.0185 | 1219850.5999 | 2730907.3955 | 1219870.7546 | 2730939.0933 | 1219881.8825 | 2730932.869 | 1219887.0499
78 | 2730840.3304 | 1219847.2399 | 2730836.4984 | 1219849.9357 | 2730822.3932 | 1219856.5535 | 2730808.426 | 1219866.2213 | 2730801.2924 | 1219869.2449 | 2730794.7829 | 1219871.1591 | 2730783.5653 | 1219873.4925 | 2730773.9605 | 1219874.9829
79 | 2730871.087 | 1219497.7024 | 2730877.7268 | 1219498.8274
80 | 2730871.087 | 1219497.7024 | 2730857.9391 | 1219495.4747 | 2730845.3213 | 1219492.0615 | 2730823.7843 | 1219484.816 | 2730821.1952 | 1219483.5225
81 | 2730897.8306 | 1219688.2908 | 2730889.934 | 1219696.1848 | 2730883.9643 | 1219701.5024 | 2730879.7308 | 1219703.8113 | 2730876.2061 | 1219705.3017 | 2730865.6532 | 1219706.393 | 2730858.9437 | 1219707.035 | 2730856.6655 | 1219707.5256
82 | 2730884.6572 | 1219640.9908 | 2730897.8306 | 1219688.2908
83 | 2730890.6259 | 1219619.8381 | 2730890.6203 | 1219626.9993 | 2730890.1685 | 1219629.5915 | 2730889.3529 | 1219633.1987 | 2730887.4358 | 1219637.5268 | 2730884.6572 | 1219640.9908
84 | 2730876.276 | 1219644.1203 | 2730884.6572 | 1219640.9908
85 | 2730876.276 | 1219644.1203 | 2730866.9931 | 1219647.5191 | 2730845.5761 | 1219650.7291 | 2730841.1124 | 1219651.1157
86 | 2731071.7985 | 1219587.7843 | 2731076.8441 | 1219595.8351 | 2731081.0295 | 1219599.508 | 2731086.4852 | 1219602.0301 | 2731131.7495 | 1219615.5817 | 2731161.1919 | 1219623.3473 | 2731171.0029 | 1219624.5865
87 | 2731071.7985 | 1219587.7843 | 2731078.1147 | 1219585.3609
88 | 2730635.7085 | 1219374.0548 | 2730639.49 | 1219393.3867 | 2730640.2341 | 1219406.18 | 2730639.8236 | 1219412.4316
89 | 2731142.9895 | 1219558.505 | 2731173.6856 | 1219548.6617 | 2731179.8973 | 1219547.1973 | 2731186.7727 | 1219547.9103
90 | 2731142.9895 | 1219558.505 | 2731145.1909 | 1219554.717 | 2731156.3663 | 1219538.8279 | 2731160.7092 | 1219533.6304 | 2731167.2212 | 1219528.5252 | 2731171.1135 | 1219525.8643 | 2731176.059 | 1219520.6382
91 | 2731142.9895 | 1219558.505 | 2731132.8639 | 1219562.5854 | 2731114.3659 | 1219571.4521 | 2731078.1147 | 1219585.3609
92 | 2731171.0029 | 1219624.5865 | 2731171.257 | 1219641.3057 | 2731169.507 | 1219654.5779
93 | 2731171.0029 | 1219624.5865 | 2731176.0768 | 1219624.4537 | 2731180.981 | 1219623.7537
94 | 2731180.981 | 1219623.7537 | 2731197.2014 | 1219621.4386 | 2731204.5581 | 1219622.4348 | 2731209.477 | 1219624.5115 | 2731212.8463 | 1219628.0107 | 2731215.9251 | 1219633.3273 | 2731216.7417 | 1219638.9832 | 2731216.7908 | 1219645.3673 | 2731216.1496 | 1219652.4144 | 2731213.5893 | 1219668.004 | 2731210.7545 | 1219678.4834 | 2731205.813 | 1219694.9991 | 2731204.0826 | 1219704.2797 | 2731203.7775 | 1219711.2342 | 2731203.7898 | 1219717.5618 | 2731204.8514 | 1219725.1914 | 2731206.9062 | 1219734.5998 | 2731205.6462 | 1219735.0116
95 | 2731196.3544 | 1219738.048 | 2731205.6462 | 1219735.0116
96 | 2730714.4697 | 1219911.4857 | 2730709.363 | 1219912.9515 | 2730705.433 | 1219914.9335 | 2730701.1653 | 1219918.1203
97 | 2730773.9605 | 1219874.9829 | 2730765.6817 | 1219878.3038 | 2730752.5901 | 1219887.8575 | 2730739.0932 | 1219901.6948 | 2730735.6336 | 1219904.3766 | 2730731.937 | 1219905.7521 | 2730724.8015 | 1219908.52 | 2730714.4697 | 1219911.4857
98 | 2730773.9605 | 1219874.9829 | 2730771.3503 | 1219877.6944 | 2730770.6299 | 1219880.77 | 2730771.7582 | 1219884.3532 | 2730775.5556 | 1219887.0277 | 2730795.5093 | 1219891.992 | 2730827.013 | 1219899.4033
99 | 2730830.9123 | 1219900.3206 | 2730827.013 | 1219899.4033
100 | 2730932.869 | 1219887.0499 | 2730931.4128 | 1219898.7885
101 | 2730932.869 | 1219887.0499 | 2730918.2496 | 1219885.5726
102 | 2730928.3662 | 1219923.347 | 2730931.4128 | 1219898.7885
103 | 2730990.2904 | 1219960.0048 | 2730982.1296 | 1219961.4154 | 2730976.6874 | 1219961.7404 | 2730975.5731 | 1219961.6714 | 2730974.8892 | 1219961.3562 | 2730974.4433 | 1219960.9238 | 2730973.9744 | 1219958.948
104 | 2730948.5459 | 1219946.6651 | 2730953.0045 | 1219947.9197 | 2730957.6449 | 1219948.4999 | 2730969.1417 | 1219953.1342 | 2730972.0344 | 1219954.8325 | 2730973.0702 | 1219955.7116 | 2730973.4777 | 1219956.8548 | 2730973.9744 | 1219958.948
105 | 2730957.76 | 1219941.886 | 2730952.7981 | 1219944.5346 | 2730948.5459 | 1219946.6651
106 | 2730928.3662 | 1219923.347 | 2730929.9282 | 1219924.4601 | 2730930.9459 | 1219925.8169 | 2730931.6469 | 1219928.8014 | 2730932.0704 | 1219950.962 | 2730937.9125 | 1219950.0563 | 2730943.3563 | 1219948.6193 | 2730948.5459 | 1219946.6651
107 | 2730912.4546 | 1219950.664 | 2730925.9769 | 1219951.2172 | 2730932.0704 | 1219950.962 | 2730937.9125 | 1219950.0563 | 2730943.3563 | 1219948.6193 | 2730948.5459 | 1219946.6651
108 | 2730957.76 | 1219941.886 | 2730955.0121 | 1219934.9866
109 | 2730976.0408 | 1219932.1355 | 2730957.76 | 1219941.886
110 | 2730928.3662 | 1219923.347 | 2730917.3863 | 1219920.4329
111 | 2730912.4546 | 1219950.664 | 2730912.7153 | 1219942.9523
112 | 2730895.9531 | 1219950.2788 | 2730912.4546 | 1219950.664
113 | 2730976.0408 | 1219932.1355 | 2730978.6824 | 1219936.9642
114 | 2730976.0408 | 1219932.1355 | 2730983.3456 | 1219928.239
115 | 2730895.9531 | 1219950.2788 | 2730896.0729 | 1219954.496 | 2730897.104 | 1219956.6204 | 2730898.8065 | 1219957.9033 | 2730900.8086 | 1219959.026 | 2730912.3612 | 1219960.7812
116 | 2730895.9531 | 1219950.2788 | 2730889.7835 | 1219950.5435 | 2730887.6922 | 1219950.9532
117 | 2731013.4398 | 1219912.1862 | 2730983.3456 | 1219928.239
118 | 2730852.4063 | 1219970.5719 | 2730872.0479 | 1219955.8804 | 2730877.8461 | 1219953.5169 | 2730884.1191 | 1219951.6533 | 2730887.6922 | 1219950.9532
119 | 2730728.5188 | 1219917.9537 | 2730746.957 | 1219916.913 | 2730760.5658 | 1219919.0606
120 | 2730793.2879 | 1219923.3019 | 2730777.7375 | 1219921.7704 | 2730760.5658 | 1219919.0606
121 | 2730728.5188 | 1219917.9537 | 2730725.2593 | 1219918.7828 | 2730722.9208 | 1219920.8776 | 2730721.7614 | 1219923.8991 | 2730722.0171 | 1219926.7737 | 2730724.0516 | 1219929.8764 | 2730727.0474 | 1219931.3767 | 2730736.8468 | 1219934.8501 | 2730783.9452 | 1219960.1934 | 2730785.636 | 1219961.6651 | 2730786.4312 | 1219963.4729 | 2730786.5472 | 1219967.5232 | 2730808.177 | 1219971.1566
122 | 2730808.177 | 1219971.1566 | 2730809.4773 | 1219963.4567
123 | 2730808.177 | 1219971.1566 | 2730829.1188 | 1219974.6638 | 2730835.997 | 1219975.3154 | 2730841.7627 | 1219974.7749 | 2730845.6715 | 1219973.7599
124 | 2730845.6715 | 1219973.7599 | 2730843.2117 | 1219964.7986
125 | 2730852.4063 | 1219970.5719 | 2730847.2936 | 1219973.1728 | 2730845.6715 | 1219973.7599
126 | 2730852.4063 | 1219970.5719 | 2730856.6005 | 1219971.4203 | 2730859.6336 | 1219970.8754 | 2730865.0155 | 1219969.1478 | 2730870.5073 | 1219966.2216 | 2730878.8076 | 1219965.2554
127 | 2731032.1891 | 1219902.1904 | 2731042.9735 | 1219896.4341 | 2731046.9252 | 1219893.8189 | 2731049.7393 | 1219890.1222 | 2731051.0575 | 1219886.4482 | 2731051.2619 | 1219881.9936 | 2731050.1886 | 1219877.9889 | 2731048.3527 | 1219871.7323 | 2731047.491 | 1219868.811 | 2731057.5167 | 1219865.4511
128 | 2731057.5167 | 1219865.4511 | 2731078.8109 | 1219860.5489 | 2731096.8539 | 1219858.511 | 2731115.7301 | 1219857.9371 | 2731141.5274 | 1219857.8887
129 | 2731032.1891 | 1219902.1904 | 2731027.998 | 1219893.9582
130 | 2731013.4398 | 1219912.1862 | 2731032.1891 | 1219902.1904
131 | 2730872.9477 | 1219229.2219 | 2730882.8181 | 1219226.517

## bus_geodata
| x | y | coords
0 | 2730806.104 | 1219237.3848
1 | 2730833.7684 | 1219230.5292
2 | 2730785.5942 | 1219235.5755
3 | 2730840.9989 | 1219304.9927
4 | 2730842.8535 | 1219178.8201
5 | 2730796.3353 | 1219246.687
6 | 2730771.3314 | 1219446.9781
7 | 2730849.856 | 1219176.9613
8 | 2730868.2477 | 1219195.7583
9 | 2730988.3595 | 1219099.3975
10 | 2730579.1921 | 1219303.681
11 | 2730549.2145 | 1219354.1427
12 | 2730638.3783 | 1219359.2902
13 | 2730736.5242 | 1219382.6629
14 | 2730746.7622 | 1219462.099
15 | 2730774.0807 | 1219449.3404
16 | 2730885.7902 | 1219184.112
17 | 2730896.4366 | 1219211.9573
18 | 2730947.6632 | 1219011.2092
19 | 2730999.3141 | 1219087.3244
20 | 2730413.8813 | 1219318.3403
21 | 2730400.1099 | 1219323.5859
22 | 2730378.1786 | 1219354.3975
23 | 2730372.3198 | 1219354.8793
24 | 2730362.0166 | 1219377.1512
25 | 2730995.7557 | 1219345.1371
26 | 2731010.1319 | 1219392.6695
27 | 2731016.6473 | 1219383.9613
28 | 2731016.5553 | 1219448.8453
29 | 2731032.6905 | 1219436.901
30 | 2731033.1995 | 1219436.3844
31 | 2730942.923 | 1219538.3083
32 | 2730927.0232 | 1219524.3604
33 | 2730959.8151 | 1219553.1267
34 | 2730778.9132 | 1219650.2427
35 | 2730910.984 | 1219511.817
36 | 2730983.5217 | 1219500.0907
37 | 2730985.1126 | 1219607.6634
38 | 2730972.9434 | 1219564.3886
39 | 2730654.5458 | 1219728.4438
40 | 2730785.6507 | 1219650.7803
41 | 2730893.1825 | 1219501.4983
42 | 2730987.8709 | 1219499.7336
43 | 2730987.2396 | 1219622.1086
44 | 2731006.251 | 1219575.384
45 | 2730646.3937 | 1219715.2655
46 | 2730634.1642 | 1219740.0422
47 | 2730812.9532 | 1219652.9589
48 | 2730887.2012 | 1219500.4327
49 | 2730987.5595 | 1219495.6011
50 | 2731008.1547 | 1219498.0562
51 | 2731001.0033 | 1219652.2349
52 | 2731010.5568 | 1219575.8386
53 | 2730610.9487 | 1219740.8201
54 | 2731084.2967 | 1219482.4308
55 | 2731078.3075 | 1219443.5326
56 | 2731087.0271 | 1219515.3717
57 | 2731039.4834 | 1219492.7449
58 | 2731046.7617 | 1219430.9173
59 | 2731030.485 | 1219495.0891
60 | 2731028.6306 | 1219488.9767
61 | 2731018.0333 | 1219497.2392
62 | 2730982.642 | 1219717.6955
63 | 2731046.5142 | 1219598.0828
64 | 2731050.8602 | 1219594.7515
65 | 2730856.7271 | 1219836.1956
66 | 2731011.4738 | 1219716.1576
67 | 2731046.7902 | 1219579.2828
68 | 2730840.3304 | 1219847.2399
69 | 2730879.7086 | 1219534.6069
70 | 2730877.7268 | 1219498.8274
71 | 2730871.087 | 1219497.7024
72 | 2730821.1952 | 1219483.5225
73 | 2730897.8306 | 1219688.2908
74 | 2730856.6655 | 1219707.5256
75 | 2730884.6572 | 1219640.9908
76 | 2730890.6259 | 1219619.8381
77 | 2730876.276 | 1219644.1203
78 | 2730841.1124 | 1219651.1157
79 | 2730768.8174 | 1219460.5117
80 | 2731071.7985 | 1219587.7843
81 | 2730635.7085 | 1219374.0548
82 | 2730639.8236 | 1219412.4316
83 | 2730632.1524 | 1219351.0248
84 | 2731186.7727 | 1219547.9103
85 | 2731142.9895 | 1219558.505
86 | 2731176.059 | 1219520.6382
87 | 2731078.1147 | 1219585.3609
88 | 2731171.0029 | 1219624.5865
89 | 2731180.981 | 1219623.7537
90 | 2731205.6462 | 1219735.0116
91 | 2731196.3544 | 1219738.048
92 | 2731169.507 | 1219654.5779
93 | 2730714.4697 | 1219911.4857
94 | 2730701.1653 | 1219918.1203
95 | 2730773.9605 | 1219874.9829
96 | 2730827.013 | 1219899.4033
97 | 2730932.869 | 1219887.0499
98 | 2730830.9123 | 1219900.3206
99 | 2730931.4128 | 1219898.7885
100 | 2730918.2496 | 1219885.5726
101 | 2730973.9744 | 1219958.948
102 | 2730990.2904 | 1219960.0048
103 | 2730948.5459 | 1219946.6651
104 | 2730957.76 | 1219941.886
105 | 2730928.3662 | 1219923.347
106 | 2730912.4546 | 1219950.664
107 | 2730955.0121 | 1219934.9866
108 | 2730976.0408 | 1219932.1355
109 | 2730917.3863 | 1219920.4329
110 | 2730912.7153 | 1219942.9523
111 | 2730895.9531 | 1219950.2788
112 | 2730978.6824 | 1219936.9642
113 | 2730983.3456 | 1219928.239
114 | 2730912.3612 | 1219960.7812
115 | 2730887.6922 | 1219950.9532
116 | 2730760.5658 | 1219919.0606
117 | 2730728.5188 | 1219917.9537
118 | 2730793.2879 | 1219923.3019
119 | 2730808.177 | 1219971.1566
120 | 2730809.4773 | 1219963.4567
121 | 2730845.6715 | 1219973.7599
122 | 2730843.2117 | 1219964.7986
123 | 2730852.4063 | 1219970.5719
124 | 2731057.5167 | 1219865.4511
125 | 2731032.1891 | 1219902.1904
126 | 2731141.5274 | 1219857.8887
127 | 2731027.998 | 1219893.9582
128 | 2731013.4398 | 1219912.1862
129 | 2730878.8076 | 1219965.2554
130 | 2730945.5695 | 1219020.7932
131 | 2730882.8181 | 1219226.5169
132 | 2730872.9477 | 1219229.2219
133 | 2730840.3304 | 1219847.2399

## line_std_types
| c_nf_per_km | r_ohm_per_km | x_ohm_per_km | max_i_ka | type | q_mm2 | alpha | voltage_rating
NAYY 4x50 SE | 210 | 0.642 | 0.083 | 0.142 | cs | 50 | 0.00403 | LV
NAYY 4x120 SE | 264 | 0.225 | 0.08 | 0.242 | cs | 120 | 0.00403 | LV
NAYY 4x150 SE | 261 | 0.208 | 0.08 | 0.27 | cs | 150 | 0.00403 | LV
NA2XS2Y 1x95 RM/25 12/20 kV | 216 | 0.313 | 0.132 | 0.252 | cs | 95 | 0.00403 | MV
NA2XS2Y 1x185 RM/25 12/20 kV | 273 | 0.161 | 0.117 | 0.362 | cs | 185 | 0.00403 | MV
NA2XS2Y 1x240 RM/25 12/20 kV | 304 | 0.122 | 0.112 | 0.421 | cs | 240 | 0.00403 | MV
NA2XS2Y 1x95 RM/25 6/10 kV | 315 | 0.313 | 0.123 | 0.249 | cs | 95 | 0.00403 | MV
NA2XS2Y 1x185 RM/25 6/10 kV | 406 | 0.161 | 0.11 | 0.358 | cs | 185 | 0.00403 | MV
NA2XS2Y 1x240 RM/25 6/10 kV | 456 | 0.122 | 0.105 | 0.416 | cs | 240 | 0.00403 | MV
NA2XS2Y 1x150 RM/25 12/20 kV | 250 | 0.206 | 0.116 | 0.319 | cs | 150 | 0.00403 | MV
NA2XS2Y 1x120 RM/25 12/20 kV | 230 | 0.253 | 0.119 | 0.283 | cs | 120 | 0.00403 | MV
NA2XS2Y 1x70 RM/25 12/20 kV | 190 | 0.443 | 0.132 | 0.22 | cs | 70 | 0.00403 | MV
NA2XS2Y 1x150 RM/25 6/10 kV | 360 | 0.206 | 0.11 | 0.315 | cs | 150 | 0.00403 | MV
NA2XS2Y 1x120 RM/25 6/10 kV | 340 | 0.253 | 0.113 | 0.28 | cs | 120 | 0.00403 | MV
NA2XS2Y 1x70 RM/25 6/10 kV | 280 | 0.443 | 0.123 | 0.217 | cs | 70 | 0.00403 | MV
N2XS(FL)2Y 1x120 RM/35 64/110 kV | 112 | 0.153 | 0.166 | 0.366 | cs | 120 | 0.00393 | HV
N2XS(FL)2Y 1x185 RM/35 64/110 kV | 125 | 0.099 | 0.156 | 0.457 | cs | 185 | 0.00393 | HV
N2XS(FL)2Y 1x240 RM/35 64/110 kV | 135 | 0.075 | 0.149 | 0.526 | cs | 240 | 0.00393 | HV
N2XS(FL)2Y 1x300 RM/35 64/110 kV | 144 | 0.06 | 0.144 | 0.588 | cs | 300 | 0.00393 | HV
15-AL1/3-ST1A 0.4 | 11 | 1.8769 | 0.35 | 0.105 | ol | 16 | 0.00403 | LV
24-AL1/4-ST1A 0.4 | 11.25 | 1.2012 | 0.335 | 0.14 | ol | 24 | 0.00403 | LV
48-AL1/8-ST1A 0.4 | 12.2 | 0.5939 | 0.3 | 0.21 | ol | 48 | 0.00403 | LV
94-AL1/15-ST1A 0.4 | 13.2 | 0.306 | 0.29 | 0.35 | ol | 94 | 0.00403 | LV
34-AL1/6-ST1A 10.0 | 9.7 | 0.8342 | 0.36 | 0.17 | ol | 34 | 0.00403 | MV
48-AL1/8-ST1A 10.0 | 10.1 | 0.5939 | 0.35 | 0.21 | ol | 48 | 0.00403 | MV
70-AL1/11-ST1A 10.0 | 10.4 | 0.4132 | 0.339 | 0.29 | ol | 70 | 0.00403 | MV
94-AL1/15-ST1A 10.0 | 10.75 | 0.306 | 0.33 | 0.35 | ol | 94 | 0.00403 | MV
122-AL1/20-ST1A 10.0 | 11.1 | 0.2376 | 0.323 | 0.41 | ol | 122 | 0.00403 | MV
149-AL1/24-ST1A 10.0 | 11.25 | 0.194 | 0.315 | 0.47 | ol | 149 | 0.00403 | MV
34-AL1/6-ST1A 20.0 | 9.15 | 0.8342 | 0.382 | 0.17 | ol | 34 | 0.00403 | MV
48-AL1/8-ST1A 20.0 | 9.5 | 0.5939 | 0.372 | 0.21 | ol | 48 | 0.00403 | MV
70-AL1/11-ST1A 20.0 | 9.7 | 0.4132 | 0.36 | 0.29 | ol | 70 | 0.00403 | MV
94-AL1/15-ST1A 20.0 | 10 | 0.306 | 0.35 | 0.35 | ol | 94 | 0.00403 | MV
122-AL1/20-ST1A 20.0 | 10.3 | 0.2376 | 0.344 | 0.41 | ol | 122 | 0.00403 | MV
149-AL1/24-ST1A 20.0 | 10.5 | 0.194 | 0.337 | 0.47 | ol | 149 | 0.00403 | MV
184-AL1/30-ST1A 20.0 | 10.75 | 0.1571 | 0.33 | 0.535 | ol | 184 | 0.00403 | MV
243-AL1/39-ST1A 20.0 | 11 | 0.1188 | 0.32 | 0.645 | ol | 243 | 0.00403 | MV
48-AL1/8-ST1A 110.0 | 8 | 0.5939 | 0.46 | 0.21 | ol | 48 | 0.00403 | HV
70-AL1/11-ST1A 110.0 | 8.4 | 0.4132 | 0.45 | 0.29 | ol | 70 | 0.00403 | HV
94-AL1/15-ST1A 110.0 | 8.65 | 0.306 | 0.44 | 0.35 | ol | 94 | 0.00403 | HV
122-AL1/20-ST1A 110.0 | 8.5 | 0.2376 | 0.43 | 0.41 | ol | 122 | 0.00403 | HV
149-AL1/24-ST1A 110.0 | 8.75 | 0.194 | 0.41 | 0.47 | ol | 149 | 0.00403 | HV
184-AL1/30-ST1A 110.0 | 8.8 | 0.1571 | 0.4 | 0.535 | ol | 184 | 0.00403 | HV
243-AL1/39-ST1A 110.0 | 9 | 0.1188 | 0.39 | 0.645 | ol | 243 | 0.00403 | HV
305-AL1/39-ST1A 110.0 | 9.2 | 0.0949 | 0.38 | 0.74 | ol | 305 | 0.00403 | HV
490-AL1/64-ST1A 110.0 | 9.75 | 0.059 | 0.37 | 0.96 | ol | 490 | 0.00403 | HV
679-AL1/86-ST1A 110.0 | 9.95 | 0.042 | 0.36 | 1.15 | ol | 679 | 0.00403 | HV
490-AL1/64-ST1A 220.0 | 10 | 0.059 | 0.285 | 0.96 | ol | 490 | 0.00403 | HV
679-AL1/86-ST1A 220.0 | 11.7 | 0.042 | 0.275 | 1.15 | ol | 679 | 0.00403 | HV
490-AL1/64-ST1A 380.0 | 11 | 0.059 | 0.253 | 0.96 | ol | 490 | 0.00403 | HV
679-AL1/86-ST1A 380.0 | 14.6 | 0.042 | 0.25 | 1.15 | ol | 679 | 0.00403 | HV

## trafo_std_types
| i0_percent | pfe_kw | vkr_percent | sn_mva | vn_lv_kv | vn_hv_kv | vk_percent | shift_degree | vector_group | tap_side | tap_neutral | tap_min | tap_max | tap_step_degree | tap_step_percent | tap_phase_shifter
160 MVA 380/110 kV | 0.06 | 60 | 0.25 | 160 | 110 | 380 | 12.2 | 0 | Yy0 | hv | 0 | -9 | 9 | 0 | 1.5 | FALSE
100 MVA 220/110 kV | 0.06 | 55 | 0.26 | 100 | 110 | 220 | 12 | 0 | Yy0 | hv | 0 | -9 | 9 | 0 | 1.5 | FALSE
63 MVA 110/20 kV | 0.04 | 22 | 0.32 | 63 | 20 | 110 | 18 | 150 | YNd5 | hv | 0 | -9 | 9 | 0 | 1.5 | FALSE
40 MVA 110/20 kV | 0.05 | 18 | 0.34 | 40 | 20 | 110 | 16.2 | 150 | YNd5 | hv | 0 | -9 | 9 | 0 | 1.5 | FALSE
25 MVA 110/20 kV | 0.07 | 14 | 0.41 | 25 | 20 | 110 | 12 | 150 | YNd5 | hv | 0 | -9 | 9 | 0 | 1.5 | FALSE
63 MVA 110/10 kV | 0.04 | 22 | 0.32 | 63 | 10 | 110 | 18 | 150 | YNd5 | hv | 0 | -9 | 9 | 0 | 1.5 | FALSE
40 MVA 110/10 kV | 0.05 | 18 | 0.34 | 40 | 10 | 110 | 16.2 | 150 | YNd5 | hv | 0 | -9 | 9 | 0 | 1.5 | FALSE
25 MVA 110/10 kV | 0.07 | 14 | 0.41 | 25 | 10 | 110 | 12 | 150 | YNd5 | hv | 0 | -9 | 9 | 0 | 1.5 | FALSE
0.25 MVA 20/0.4 kV | 0.32 | 0.8 | 1.44 | 0.25 | 0.4 | 20 | 6 | 150 | Yzn5 | hv | 0 | -2 | 2 | 0 | 2.5 | FALSE
0.4 MVA 20/0.4 kV | 0.3375 | 1.35 | 1.425 | 0.4 | 0.4 | 20 | 6 | 150 | Dyn5 | hv | 0 | -2 | 2 | 0 | 2.5 | FALSE
0.63 MVA 20/0.4 kV | 0.2619 | 1.65 | 1.206 | 0.63 | 0.4 | 20 | 6 | 150 | Dyn5 | hv | 0 | -2 | 2 | 0 | 2.5 | FALSE
0.25 MVA 10/0.4 kV | 0.24 | 0.6 | 1.2 | 0.25 | 0.4 | 10 | 4 | 150 | Dyn5 | hv | 0 | -2 | 2 | 0 | 2.5 | FALSE
0.4 MVA 10/0.4 kV | 0.2375 | 0.95 | 1.325 | 0.4 | 0.4 | 10 | 4 | 150 | Dyn5 | hv | 0 | -2 | 2 | 0 | 2.5 | FALSE
0.63 MVA 10/0.4 kV | 0.1873 | 1.18 | 1.0794 | 0.63 | 0.4 | 10 | 4 | 150 | Dyn5 | hv | 0 | -2 | 2 | 0 | 2.5 | FALSE

## trafo3w_std_types
| sn_hv_mva | sn_mv_mva | sn_lv_mva | vn_hv_kv | vn_mv_kv | vn_lv_kv | vk_hv_percent | vk_mv_percent | vk_lv_percent | vkr_hv_percent | vkr_mv_percent | vkr_lv_percent | pfe_kw | i0_percent | shift_mv_degree | shift_lv_degree | vector_group | tap_side | tap_neutral | tap_min | tap_max | tap_step_percent
63/25/38 MVA 110/20/10 kV | 63 | 25 | 38 | 110 | 20 | 10 | 10.4 | 10.4 | 10.4 | 0.28 | 0.32 | 0.35 | 35 | 0.89 | 0 | 0 | YN0yn0yn0 | hv | 0 | -10 | 10 | 1.2
63/25/38 MVA 110/10/10 kV | 63 | 25 | 38 | 110 | 10 | 10 | 10.4 | 10.4 | 10.4 | 0.28 | 0.32 | 0.35 | 35 | 0.89 | 0 | 0 | YN0yn0yn0 | hv | 0 | -10 | 10 | 1.2

## fuse_std_types
| fuse_type | i_rated_a | t_avg | t_min | t_total | x_avg | x_min | x_total
HV 100A | HV 100A | 100 | 0 | [10.0, 3.64, 0.854, 0.281, 0.1, 0.0531, 0.022, 0.01] | [10.0, 4.267, 1.21, 0.403, 0.1, 0.058, 0.022, 0.01] | 0 | [300.0, 350.0, 450.0, 550.0, 700.0, 850.0, 1200.0, 1752.0] | [600.0, 700.0, 900.0, 1150.0, 1665.0, 2000.0, 3000.0, 4313.0]
HV 10A | HV 10A | 10 | 0 | [10.0, 1675.0, 0.344, 0.156, 0.1, 0.0417, 0.0171, 0.01] | [10.0, 1.3, 0.3, 0.155, 0.1, 0.0555, 0.023, 0.01] | 0 | [30.0, 32.0, 35.0, 37.0, 39.0, 50.0, 70.0, 88.0] | [60.0, 70.0, 80.0, 87.0, 94.0, 110.0, 150.0, 216.0]
HV 125A | HV 125A | 125 | 0 | [10.0, 1.82, 0.344, 0.1, 0.0467, 0.0269, 0.01] | [10.0, 2.478, 0.426, 0.1, 0.0427, 0.0211, 0.01] | 0 | [375.0, 500.0, 700.0, 925.0, 1200.0, 1500.0, 2341.0] | [750.0, 1000.0, 1500.0, 2200.0, 3000.0, 4000.0, 5765.0]
HV 160A | HV 160A | 160 | 0 | [10.0, 4.15, 1.03, 0.198, 0.1, 0.051, 0.0172, 0.01] | [10.0, 2.3, 0.734, 0.274, 0.1, 0.046, 0.0177, 0.01] | 0 | [480.0, 550.0, 700.0, 1000.0, 1260.0, 1600.0, 2500.0, 3227.0] | [960.0, 1300.0, 1700.0, 2200.0, 2996.0, 4000.0, 6000.0, 7946.0]
HV 16A | HV 16A | 16 | 0 | [10.0, 0.352, 0.164, 0.1, 0.0649, 0.0342, 0.01] | [10.0, 2.34, 0.722, 0.181, 0.1, 0.055, 0.0296, 0.01] | 0 | [48.0, 60.0, 65.0, 71.0, 80.0, 100.0, 162.0] | [96.0, 110.0, 125.0, 150.0, 168.0, 200.0, 250.0, 398.0]
HV 200A | HV 200A | 200 | 0 | [10.0, 4.267, 1.21, 0.403, 0.1, 0.058, 0.022, 0.01] | [10.0, 3.73, 1.654, 0.328, 0.1, 0.0531, 0.019, 0.01] | 0 | [600.0, 700.0, 900.0, 1150.0, 1665.0, 2000.0, 3000.0, 4313.0] | [1200.0, 1500.0, 1800.0, 2700.0, 3960.0, 5000.0, 7500.0, 10620.0]
HV 20A | HV 20A | 20 | 0 | [10.0, 1.3, 0.3, 0.155, 0.1, 0.0555, 0.023, 0.01] | [10.0, 1.3, 0.161, 0.1, 0.0611, 0.0399, 0.0141, 0.01] | 0 | [60.0, 70.0, 80.0, 87.0, 94.0, 110.0, 150.0, 216.0] | [120.0, 150.0, 200.0, 223.0, 260.0, 300.0, 450.0, 532.0]
HV 25A | HV 25A | 25 | 0 | [10.0, 2.512, 0.833, 0.299, 0.1, 0.0372, 0.0223, 0.01] | [10.0, 3.125, 0.597, 0.198, 0.1, 0.0378, 0.022, 0.01] | 0 | [75.0, 82.0, 90.0, 100.0, 124.0, 170.0, 200.0, 289.0] | [150.0, 170.0, 210.0, 250.0, 294.0, 400.0, 500.0, 711.0]
HV 31.5A | HV 31.5A | 31.5 | 0 | [10.0, 2.34, 0.722, 0.181, 0.1, 0.055, 0.0296, 0.01] | [10.0, 2.84, 0.368, 0.164, 0.1, 0.0621, 0.0378, 0.0195, 0.01] | 0 | [95.0, 110.0, 125.0, 150.0, 165.0, 200.0, 250.0, 390.0] | [189.0, 220.0, 300.0, 350.0, 393.0, 450.0, 530.0, 700.0, 960.0]
HV 40A | HV 40A | 40 | 0 | [10.0, 1.3, 0.161, 0.1, 0.0611, 0.0399, 0.0141, 0.01] | [10.0, 2.05, 0.369, 0.198, 0.1, 0.051, 0.0298, 0.01] | 0 | [120.0, 150.0, 200.0, 223.0, 260.0, 300.0, 450.0, 532.0] | [240.0, 300.0, 400.0, 450.0, 530.0, 650.0, 800.0, 1311.0]
HV 50A | HV 50A | 50 | 0 | [10.0, 3.215, 0.597, 0.198, 0.1, 0.0378, 0.022, 0.01] | [10.0, 3.64, 0.854, 0.281, 0.1, 0.0531, 0.022, 0.01] | 0 | [150.0, 170.0, 210.0, 250.0, 294.0, 400.0, 500.0, 711.0] | [300.0, 350.0, 450.0, 550.0, 700.0, 850.0, 1200.0, 1752.0]
HV 6.3A | HV 6.3A | 6.3 | 0 | [10.0, 1.39, 0.344, 0.168, 0.1, 0.056, 0.0263, 0.01] | [10.0, 1.711, 0.516, 0.198, 0.1, 0.0634, 0.0303, 0.01] | 0 | [19.0, 19.5, 20.4, 20.8, 22.0, 25.0, 32.0, 48.0] | [38.0, 40.0, 43.0, 48.0, 53.0, 60.0, 75.0, 118.0]
HV 63A | HV 63A | 63 | 0 | [10.0, 2.84, 0.368, 0.164, 0.1, 0.0621, 0.0378, 0.0195, 0.01] | [10.0, 1.82, 0.344, 0.1, 0.0467, 0.0269, 0.01] | 0 | [189.0, 220.0, 300.0, 350.0, 393.0, 450.0, 530.0, 700.0, 961.0] | [378.0, 500.0, 700.0, 934.0, 1200.0, 1500.0, 2366.0]
HV 80A | HV 80A | 80 | 0 | [10.0, 2.05, 0.369, 0.198, 0.1, 0.051, 0.0298, 0.01] | [10.0, 4.15, 1.03, 0.198, 0.1, 0.051, 0.0172, 0.01] | 0 | [240.0, 300.0, 400.0, 450.0, 530.0, 650.0, 800.0, 1311.0] | [480.0, 550.0, 700.0, 1000.0, 1260.0, 1600.0, 2500.0, 3227.0]
Siemens NH-1-100 | Siemens NH-1-100 | 100 | [5400.0, 2000.0, 400.0, 20.0, 1.0, 0.2, 0.012, 0.004] | 0 | 0 | [150.0, 190.0, 250.0, 430.0, 900.0, 1250.0, 2700.0, 3600.0] | 0 | 0
Siemens NH-1-125 | Siemens NH-1-125 | 125 | [4800.0, 120.0, 7.0, 0.1, 0.004] | 0 | 0 | [180.0, 400.0, 740.0, 2000.0, 4250.0] | 0 | 0
Siemens NH-1-16 | Siemens NH-1-16 | 16 | [4000.0, 400.0, 2.0, 0.1, 0.04, 0.01] | 0 | 0 | [26.0, 35.0, 75.0, 150.0, 200.0, 300.0] | 0 | 0
Siemens NH-1-160 | Siemens NH-1-160 | 160 | [4800.0, 120.0, 7.0, 0.1, 0.004] | 0 | 0 | [210.0, 500.0, 900.0, 2300.0, 5000.0] | 0 | 0
Siemens NH-1-25 | Siemens NH-1-25 | 25 | [4000.0, 1000.0, 10.0, 0.2, 0.02, 0.01] | 0 | 0 | [40.0, 50.0, 100.0, 210.0, 400.0, 500.0] | 0 | 0
Siemens NH-1-50 | Siemens NH-1-50 | 50 | [4000.0, 40.0, 4.0, 1.0, 0.02, 0.01] | 0 | 0 | [86.0, 200.0, 300.0, 400.0, 1000.0, 1280.0] | 0 | 0
Siemens NH-1-63 | Siemens NH-1-63 | 63 | [4000.0, 100.0, 10.0, 2.0, 0.04, 0.01] | 0 | 0 | [100.0, 200.0, 300.0, 400.0, 1000.0, 1500.0] | 0 | 0
Siemens NH-1-80 | Siemens NH-1-80 | 80 | [4800.0, 120.0, 7.0, 0.1, 0.01] | 0 | 0 | [150.58, 250.0, 450.0, 1150.0, 2470.0] | 0 | 0
Siemens NH-2-1000 | Siemens NH-2-1000 | 1000 | [4800.0, 120.0, 7.0, 0.1, 0.004] | 0 | 0 | [1900.0, 3500.0, 8400.0, 24000.0, 52000.0] | 0 | 0
Siemens NH-2-200 | Siemens NH-2-200 | 200 | [4800.0, 120.0, 7.0, 0.1, 0.004] | 0 | 0 | [280.0, 650.0, 1200.0, 3000.0, 7000.0] | 0 | 0
Siemens NH-2-224 | Siemens NH-2-224 | 224 | [4800.0, 120.0, 7.0, 0.2, 0.04, 0.004] | 0 | 0 | [400.0, 750.0, 1453.0, 3025.0, 4315.0, 7600.0] | 0 | 0
Siemens NH-2-250 | Siemens NH-2-250 | 250 | [4800.0, 120.0, 7.0, 0.1, 0.004] | 0 | 0 | [450.0, 800.0, 1650.0, 4000.0, 8500.0] | 0 | 0
Siemens NH-2-315 | Siemens NH-2-315 | 315 | [4800.0, 120.0, 7.0, 0.1, 0.004] | 0 | 0 | [550.0, 920.0, 1900.0, 5000.0, 11000.0] | 0 | 0
Siemens NH-2-355 | Siemens NH-2-355 | 355 | [4800.0, 120.0, 6.0, 0.1, 0.004] | 0 | 0 | [650.0, 1116.27, 2350.0, 5840.0, 12790.0] | 0 | 0
Siemens NH-2-400 | Siemens NH-2-400 | 400 | [4800.0, 120.0, 7.0, 0.1, 0.004] | 0 | 0 | [720.0, 1350.0, 2800.0, 6500.0, 15000.0] | 0 | 0
Siemens NH-2-425 | Siemens NH-2-425 | 425 | [4800.0, 120.0, 7.0, 0.1, 0.004] | 0 | 0 | [850.0, 1500.0, 3050.0, 7500.0, 16500.0] | 0 | 0
Siemens NH-2-630 | Siemens NH-2-630 | 630 | [4800.0, 120.0, 7.0, 0.1, 0.004] | 0 | 0 | [1200.0, 2000.0, 4800.0, 12000.0, 26000.0] | 0 | 0

## res_bus
| vm_pu | va_degree | p_mw | q_mvar
0 | 0.97681 | -0.44714 | 0.0021897 | 0.00054879
1 | 0.97688 | -0.44566 | 0 | 0
2 | 0.9768 | -0.44739 | 0 | 0
3 | 0.9774 | -0.43547 | 0.00039971 | 0.00010018
4 | 0.97661 | -0.45108 | 0 | 0
5 | 0.97679 | -0.44758 | 0.00064952 | 0.00016279
6 | 0.97867 | -0.41039 | 0 | 0
7 | 0.97661 | -0.45113 | 0.00040521 | 0.00010156
8 | 0.97653 | -0.45264 | 0 | 0
9 | 0.97636 | -0.45603 | 0 | 0
10 | 0.97735 | -0.43649 | 0 | 0
11 | 0.97714 | -0.44059 | 0.00033124 | 8.3017e-05
12 | 0.97772 | -0.42914 | 0 | 0
13 | 0.9783 | -0.41764 | 0.00057535 | 0.0001442
14 | 0.97866 | -0.41067 | 0.00048668 | 0.00012197
15 | 0.97872 | -0.40949 | 0 | 0
16 | 0.9765 | -0.45321 | 0.0014164 | 0.00035498
17 | 0.97649 | -0.45346 | 0 | 0
18 | 0.97618 | -0.4597 | 0 | 0
19 | 0.97636 | -0.45614 | 0.00038375 | 9.6178e-05
20 | 0.97674 | -0.4485 | 0.0021074 | 0.00052817
21 | 0.97673 | -0.44877 | 0 | 0
22 | 0.97669 | -0.44948 | 0 | 0
23 | 0.97669 | -0.44953 | 0.00052167 | 0.00013074
24 | 0.97668 | -0.44971 | 0.00046112 | 0.00011557
25 | 0.98008 | -0.38278 | 0.00033607 | 8.4228e-05
26 | 0.98009 | -0.38247 | 0 | 0
27 | 0.98009 | -0.38258 | 0.0005398 | 0.00013529
28 | 0.98015 | -0.38133 | 0 | 0
29 | 0.98017 | -0.38101 | 0.0016681 | 0.00041806
30 | 0.98017 | -0.38097 | 0.00035811 | 8.975e-05
31 | 0.98245 | -0.3364 | 0.00036908 | 9.2499e-05
32 | 0.98143 | -0.35629 | 0 | 0
33 | 0.98354 | -0.31517 | 0 | 0
34 | 0.9772 | -0.43913 | 0 | 0
35 | 0.98102 | -0.36433 | 0.00093649 | 0.00023471
36 | 0.98094 | -0.36583 | 0.0007761 | 0.00019451
37 | 0.9872 | -0.24404 | 0.000427 | 0.00010702
38 | 0.98333 | -0.31927 | 0.00059877 | 0.00015006
39 | 0.97569 | -0.46869 | 0 | 0
40 | 0.97713 | -0.44052 | 0.00047065 | 0.00011796
41 | 0.98062 | -0.37209 | 0.00070394 | 0.00017642
42 | 0.98091 | -0.36643 | 0 | 0
43 | 0.98809 | -0.22683 | 0.00082543 | 0.00020687
44 | 0.98291 | -0.32736 | 0.00088915 | 0.00022284
45 | 0.97567 | -0.46912 | 0.0014925 | 0.00037406
46 | 0.97549 | -0.47264 | 0.0054815 | 0.0013738
47 | 0.97685 | -0.44589 | 0 | 0
48 | 0.98051 | -0.3743 | 0 | 0
49 | 0.98091 | -0.36646 | 0.00042334 | 0.0001061
50 | 0.98078 | -0.36906 | 0.0012329 | 0.00030898
51 | 0.99015 | -0.18719 | 0 | 0
52 | 0.98287 | -0.32827 | 0 | 0
53 | 0.97541 | -0.47427 | 0.0037136 | 0.00093072
54 | 0.98027 | -0.37902 | 0.00081272 | 0.00020369
55 | 0.98033 | -0.37785 | 0 | 0
56 | 0.98025 | -0.3795 | 0.00078741 | 0.00019734
57 | 0.98061 | -0.37237 | 0.00078285 | 0.0001962
58 | 0.98021 | -0.38016 | 0 | 0
59 | 0.98065 | -0.37148 | 0 | 0
60 | 0.98065 | -0.37155 | 0.0006073 | 0.0001522
61 | 0.98072 | -0.37012 | 0 | 0
62 | 0.99439 | -0.10609 | 0 | 0
63 | 0.98245 | -0.33636 | 0.00070771 | 0.00017737
64 | 0.98246 | -0.33629 | 0.00062153 | 0.00015577
65 | 1 | 0 | -0.17026 | -0.043265
66 | 0.99438 | -0.10633 | 0.00046064 | 0.00011545
67 | 0.98248 | -0.33591 | 0 | 0
68 | 0.9982 | -0.03409 | 0 | 0
69 | 0.98048 | -0.37487 | 0.00075774 | 0.00018991
70 | 0.98034 | -0.37767 | 0.0004906 | 0.00012296
71 | 0.98022 | -0.37998 | 0.0040549 | 0.0010163
72 | 0.97951 | -0.39395 | 0.00036551 | 9.1604e-05
73 | 0.97609 | -0.46086 | 0.00070475 | 0.00017663
74 | 0.97593 | -0.46406 | 0.0036838 | 0.00092324
75 | 0.97629 | -0.45692 | 0.00091297 | 0.00022881
76 | 0.97626 | -0.45748 | 0.0013552 | 0.00033964
77 | 0.97635 | -0.45583 | 0 | 0
78 | 0.97657 | -0.45144 | 0.0040917 | 0.0010255
79 | 0.97871 | -0.40964 | 0.00065243 | 0.00016351
80 | 0.98222 | -0.34098 | 0 | 0
81 | 0.97779 | -0.42789 | 0 | 0
82 | 0.97777 | -0.42827 | 0.00053731 | 0.00013466
83 | 0.97771 | -0.42934 | 0.00088967 | 0.00022297
84 | 0.98204 | -0.34442 | 0.00097618 | 0.00024465
85 | 0.98208 | -0.34362 | 0 | 0
86 | 0.98204 | -0.3444 | 0.00085099 | 0.00021328
87 | 0.9822 | -0.34129 | 0.00074246 | 0.00018608
88 | 0.98144 | -0.35616 | 0 | 0
89 | 0.98138 | -0.35745 | 0.0010055 | 0.00025199
90 | 0.98056 | -0.37343 | 0.0052701 | 0.0013208
91 | 0.98055 | -0.37357 | 0.00082867 | 0.00020768
92 | 0.98142 | -0.3565 | 0.0006337 | 0.00015882
93 | 0.99704 | -0.056482 | 0.001953 | 0.00048946
94 | 0.997 | -0.057277 | 0.0030149 | 0.0007556
95 | 0.99736 | -0.050282 | 0 | 0
96 | 0.99688 | -0.059534 | 0.0045372 | 0.0011371
97 | 0.98924 | -0.20534 | 0 | 0
98 | 0.99687 | -0.059759 | 0.0031948 | 0.00080068
99 | 0.98835 | -0.22249 | 0.0057572 | 0.0014429
100 | 0.98918 | -0.20656 | 0.0046657 | 0.0011693
101 | 0.98343 | -0.31819 | 0.0033909 | 0.00084985
102 | 0.98338 | -0.31908 | 0.0027063 | 0.00067826
103 | 0.98359 | -0.31492 | 0 | 0
104 | 0.98335 | -0.31974 | 0 | 0
105 | 0.98663 | -0.25594 | 0 | 0
106 | 0.98225 | -0.34113 | 0 | 0
107 | 0.98332 | -0.32033 | 0.0044418 | 0.0011132
108 | 0.98294 | -0.32771 | 0 | 0
109 | 0.98658 | -0.25678 | 0.004129 | 0.0010348
110 | 0.98222 | -0.34178 | 0.0046268 | 0.0011596
111 | 0.98172 | -0.35153 | 0 | 0
112 | 0.98291 | -0.3282 | 0.0049528 | 0.0012413
113 | 0.98281 | -0.33016 | 0.004541 | 0.0011381
114 | 0.98158 | -0.35416 | 0.0064381 | 0.0016135
115 | 0.9815 | -0.35581 | 0.0066977 | 0.0016786
116 | 0.9788 | -0.40862 | 0.0050423 | 0.0012637
117 | 0.97907 | -0.4034 | 0 | 0
118 | 0.97869 | -0.41094 | 0.0038619 | 0.00096789
119 | 0.98001 | -0.38499 | 0 | 0
120 | 0.97996 | -0.38588 | 0.0062968 | 0.0015781
121 | 0.98054 | -0.37454 | 0 | 0
122 | 0.98051 | -0.37517 | 0.0037297 | 0.00093474
123 | 0.98067 | -0.37199 | 0 | 0
124 | 0.9822 | -0.3421 | 0 | 0
125 | 0.98231 | -0.34007 | 0 | 0
126 | 0.98204 | -0.34528 | 0.0020732 | 0.00051959
127 | 0.98227 | -0.34085 | 0.0046973 | 0.0011773
128 | 0.98244 | -0.33747 | 0.0051041 | 0.0012792
129 | 0.9806 | -0.37342 | 0.0028652 | 0.00071808
130 | 0.97617 | -0.45987 | 0.00098468 | 0.00024678
131 | 0.97646 | -0.45406 | 0.0007446 | 0.00018661
132 | 0.97645 | -0.45418 | 0.00064138 | 0.00016074
133 | 0.99998 | 149.9956 | 0 | 0

## res_line
| p_from_mw | q_from_mvar | p_to_mw | q_to_mvar | pl_mw | ql_mvar | i_from_ka | i_to_ka | i_ka | vm_from_pu | va_from_degree | vm_to_pu | va_to_degree | loading_percent
0 | -0.0028392 | -0.00071112 | 0.0028394 | 0.00071089 | 1.9992e-07 | -2.2885e-07 | 0.004325 | 0.0043248 | 0.004325 | 0.97681 | -0.44714 | 0.97688 | -0.44566 | 1.1882
1 | 0.00064954 | 0.00016233 | -0.00064953 | -0.00016259 | 7.8131e-09 | -2.6145e-07 | 0.00098931 | 0.0009894 | 0.0009894 | 0.97681 | -0.44714 | 0.9768 | -0.44739 | 0.27181
2 | -0.0074175 | -0.0018513 | 0.0074211 | 0.0018527 | 3.5911e-06 | 1.3581e-06 | 0.011296 | 0.011295 | 0.011296 | 0.97688 | -0.44566 | 0.9774 | -0.43547 | 3.1032
3 | 0.0045781 | 0.0011404 | -0.0045769 | -0.0011405 | 1.1752e-06 | -5.5023e-08 | 0.0069709 | 0.0069712 | 0.0069712 | 0.97688 | -0.44566 | 0.97661 | -0.45108 | 1.9152
4 | 0.00064953 | 0.00016259 | -0.00064952 | -0.00016279 | 5.8141e-09 | -1.9452e-07 | 0.0009894 | 0.00098947 | 0.00098947 | 0.9768 | -0.44739 | 0.97679 | -0.44758 | 0.27183
5 | -0.0078208 | -0.0019529 | 0.0078301 | 0.0019566 | 9.3255e-06 | 3.7659e-06 | 0.011904 | 0.011903 | 0.011904 | 0.9774 | -0.43547 | 0.97867 | -0.41039 | 3.2703
6 | 0.00040522 | 0.00010147 | -0.00040521 | -0.00010156 | 1.0329e-09 | -8.9756e-08 | 0.00061738 | 0.00061741 | 0.00061741 | 0.97661 | -0.45108 | 0.97661 | -0.45113 | 0.16962
7 | 0.0028027 | 0.00070107 | -0.0028025 | -0.00070132 | 2.0828e-07 | -2.4784e-07 | 0.0042699 | 0.00427 | 0.00427 | 0.97661 | -0.45108 | 0.97653 | -0.45264 | 1.1731
8 | 0.0013689 | 0.00033795 | -0.0013686 | -0.00034021 | 3.1997e-07 | -2.252e-06 | 0.002084 | 0.0020848 | 0.0020848 | 0.97661 | -0.45108 | 0.97636 | -0.45603 | 0.57276
9 | 0.0054314 | 0.0013558 | -0.0054295 | -0.0013556 | 1.8694e-06 | 2.7784e-07 | 0.0082562 | 0.0082565 | 0.0082565 | 0.97867 | -0.41039 | 0.9783 | -0.41764 | 2.2683
10 | 0.00048669 | 0.00012159 | -0.00048668 | -0.00012197 | 6.3763e-09 | -3.8618e-07 | 0.00073984 | 0.00073998 | 0.00073998 | 0.97867 | -0.41039 | 0.97866 | -0.41067 | 0.20329
11 | -0.013748 | -0.0034341 | 0.013749 | 0.0034344 | 5.9276e-07 | 3.3389e-07 | 0.020899 | 0.020899 | 0.020899 | 0.97867 | -0.41039 | 0.97872 | -0.40949 | 5.7415
12 | 0.0014164 | 0.00035473 | -0.0014164 | -0.00035498 | 3.8923e-08 | -2.5384e-07 | 0.0021582 | 0.0021584 | 0.0021584 | 0.97653 | -0.45264 | 0.9765 | -0.45321 | 0.59295
13 | 0.0013861 | 0.00034659 | -0.001386 | -0.00034696 | 5.4383e-08 | -3.7198e-07 | 0.0021118 | 0.0021119 | 0.0021119 | 0.97653 | -0.45264 | 0.97649 | -0.45346 | 0.5802
14 | 0.00098486 | 0.00024424 | -0.00098469 | -0.00024667 | 1.7149e-07 | -2.43e-06 | 0.0015 | 0.001501 | 0.001501 | 0.97636 | -0.45603 | 0.97618 | -0.4597 | 0.41235
15 | 0.00038376 | 9.597e-05 | -0.00038375 | -9.6178e-05 | 2.1451e-09 | -2.078e-07 | 0.00058479 | 0.00058486 | 0.00058486 | 0.97636 | -0.45603 | 0.97636 | -0.45614 | 0.16068
16 | 0.0034234 | 0.00085503 | -0.0034227 | -0.00085543 | 6.6664e-07 | -3.9353e-07 | 0.005211 | 0.0052113 | 0.0052113 | 0.97735 | -0.43649 | 0.97714 | -0.44059 | 1.4317
17 | -0.0034234 | -0.00085503 | 0.0034246 | 0.00085433 | 1.1951e-06 | -7.0656e-07 | 0.005211 | 0.0052105 | 0.005211 | 0.97735 | -0.43649 | 0.97772 | -0.42914 | 1.4316
18 | 0.0030915 | 0.00077241 | -0.0030903 | -0.00077342 | 1.1632e-06 | -1.0084e-06 | 0.0047069 | 0.0047075 | 0.0047075 | 0.97714 | -0.44059 | 0.97674 | -0.4485 | 1.2933
19 | 0.00088968 | 0.00022282 | -0.00088967 | -0.00022297 | 8.4658e-09 | -1.4901e-07 | 0.001354 | 0.001354 | 0.001354 | 0.97772 | -0.42914 | 0.97771 | -0.42934 | 0.37199
20 | -0.0043142 | -0.0010771 | 0.0043145 | 0.0010771 | 2.5698e-07 | -3.4987e-08 | 0.0065645 | 0.0065644 | 0.0065645 | 0.97772 | -0.42914 | 0.97779 | -0.42789 | 1.8034
21 | 0.0048542 | 0.0012114 | -0.0048518 | -0.0012113 | 2.3624e-06 | 6.1024e-08 | 0.0073814 | 0.0073819 | 0.0073819 | 0.9783 | -0.41764 | 0.97779 | -0.42789 | 2.028
22 | 0.00065244 | 0.00016336 | -0.00065243 | -0.00016351 | 4.6677e-09 | -1.5599e-07 | 0.00099189 | 0.00099195 | 0.00099195 | 0.97872 | -0.40949 | 0.97871 | -0.40964 | 0.27251
23 | -0.014401 | -0.0035977 | 0.014412 | 0.0036038 | 1.0639e-05 | 6.0644e-06 | 0.021891 | 0.021891 | 0.021891 | 0.97872 | -0.40949 | 0.97951 | -0.39395 | 6.014
24 | 0.001386 | 0.00034696 | -0.001386 | -0.00034723 | 3.9662e-08 | -2.7123e-07 | 0.0021119 | 0.002112 | 0.002112 | 0.97649 | -0.45346 | 0.97646 | -0.45406 | 0.58023
25 | 0.00098469 | 0.00024667 | -0.00098468 | -0.00024678 | 8.3589e-09 | -1.1834e-07 | 0.001501 | 0.001501 | 0.001501 | 0.97618 | -0.4597 | 0.97617 | -0.45987 | 0.41236
26 | 0.00098285 | 0.00024524 | -0.00098284 | -0.00024542 | 1.2384e-08 | -1.7652e-07 | 0.0014969 | 0.001497 | 0.001497 | 0.97674 | -0.4485 | 0.97673 | -0.44877 | 0.41126
27 | 0.00098284 | 0.00024542 | -0.00098281 | -0.00024589 | 3.2979e-08 | -4.6997e-07 | 0.001497 | 0.0014972 | 0.0014972 | 0.97673 | -0.44877 | 0.97669 | -0.44948 | 0.41131
28 | 0.00052168 | 0.00013067 | -0.00052167 | -0.00013074 | 1.3925e-09 | -7.2679e-08 | 0.00079476 | 0.00079479 | 0.00079479 | 0.97669 | -0.44948 | 0.97669 | -0.44953 | 0.21835
29 | 0.00046113 | 0.00011522 | -0.00046112 | -0.00011557 | 5.2509e-09 | -3.5174e-07 | 0.00070242 | 0.00070255 | 0.00070255 | 0.97669 | -0.44948 | 0.97668 | -0.44971 | 0.19301
30 | -0.00033607 | -8.4228e-05 | 0.00033608 | 8.3594e-05 | 4.934e-09 | -6.34e-07 | 0.00051025 | 0.00051002 | 0.00051025 | 0.98008 | -0.38278 | 0.98009 | -0.38247 | 0.14018
31 | 0.0005398 | 0.00013515 | -0.0005398 | -0.00013529 | 2.7669e-09 | -1.3668e-07 | 0.0008195 | 0.00081955 | 0.00081955 | 0.98009 | -0.38247 | 0.98009 | -0.38258 | 0.22515
32 | -0.00087588 | -0.00021874 | 0.00087593 | 0.00021787 | 4.7415e-08 | -8.7138e-07 | 0.0013295 | 0.0013292 | 0.0013295 | 0.98009 | -0.38247 | 0.98015 | -0.38133 | 0.36525
33 | -0.00087593 | -0.00021787 | 0.00087594 | 0.00021762 | 1.3495e-08 | -2.481e-07 | 0.0013292 | 0.0013291 | 0.0013292 | 0.98015 | -0.38133 | 0.98017 | -0.38101 | 0.36516
34 | -0.002544 | -0.00063569 | 0.002544 | 0.00063568 | 4.055e-09 | -6.5451e-09 | 0.0038615 | 0.0038615 | 0.0038615 | 0.98017 | -0.38101 | 0.98017 | -0.38097 | 1.0608
35 | -0.0029021 | -0.00072543 | 0.0029023 | 0.00072531 | 1.1183e-07 | -1.2214e-07 | 0.0044051 | 0.004405 | 0.0044051 | 0.98017 | -0.38097 | 0.98021 | -0.38016 | 1.2102
36 | 0.052156 | 0.013126 | -0.052107 | -0.013095 | 4.952e-05 | 3.1425e-05 | 0.079016 | 0.079016 | 0.079016 | 0.98245 | -0.3364 | 0.98143 | -0.35629 | 21.7076
37 | -0.052525 | -0.013219 | 0.052579 | 0.013253 | 5.3357e-05 | 3.3864e-05 | 0.079575 | 0.079574 | 0.079575 | 0.98245 | -0.3364 | 0.98354 | -0.31517 | 21.8611
38 | 0.02202 | 0.0055549 | -0.021933 | -0.0055018 | 8.6976e-05 | 5.3049e-05 | 0.033399 | 0.0334 | 0.0334 | 0.98143 | -0.35629 | 0.9772 | -0.43913 | 9.1759
39 | 0.021754 | 0.0054549 | -0.021746 | -0.0054498 | 8.3281e-06 | 5.0721e-06 | 0.032984 | 0.032984 | 0.032984 | 0.98143 | -0.35629 | 0.98102 | -0.36433 | 9.0616
40 | 0.0083322 | 0.0020851 | -0.0083285 | -0.0020835 | 3.7827e-06 | 1.6225e-06 | 0.012632 | 0.012632 | 0.012632 | 0.98143 | -0.35629 | 0.98094 | -0.36583 | 3.4704
41 | -0.065729 | -0.016551 | 0.065953 | 0.016693 | 0.00022434 | 0.00014281 | 0.099471 | 0.099471 | 0.099471 | 0.98354 | -0.31517 | 0.9872 | -0.24404 | 27.3271
42 | 0.01315 | 0.003298 | -0.013148 | -0.0032966 | 2.5689e-06 | 1.4245e-06 | 0.019896 | 0.019896 | 0.019896 | 0.98354 | -0.31517 | 0.98333 | -0.31927 | 5.4661
43 | 0.010705 | 0.0026868 | -0.01069 | -0.0026791 | 1.5072e-05 | 7.7542e-06 | 0.016302 | 0.016303 | 0.016303 | 0.9772 | -0.43913 | 0.97569 | -0.46869 | 4.4787
44 | 0.011229 | 0.002815 | -0.011228 | -0.0028146 | 7.41e-07 | 3.8957e-07 | 0.017098 | 0.017098 | 0.017098 | 0.9772 | -0.43913 | 0.97713 | -0.44052 | 4.6974
45 | 0.020809 | 0.0052151 | -0.020802 | -0.0052105 | 7.691e-06 | 4.6624e-06 | 0.031564 | 0.031564 | 0.031564 | 0.98102 | -0.36433 | 0.98062 | -0.37209 | 8.6714
46 | 0.0075524 | 0.001889 | -0.0075521 | -0.0018889 | 2.1473e-07 | 8.2339e-08 | 0.011455 | 0.011455 | 0.011455 | 0.98094 | -0.36583 | 0.98091 | -0.36643 | 3.147
47 | -0.06638 | -0.0168 | 0.066435 | 0.016835 | 5.4912e-05 | 3.4956e-05 | 0.10011 | 0.10011 | 0.10011 | 0.9872 | -0.24404 | 0.98809 | -0.22683 | 27.5039
48 | 0.012549 | 0.0031465 | -0.012544 | -0.0031438 | 4.8385e-06 | 2.643e-06 | 0.01899 | 0.018991 | 0.018991 | 0.98333 | -0.31927 | 0.98291 | -0.32736 | 5.2172
49 | 0.0014925 | 0.00037388 | -0.0014925 | -0.00037406 | 3.0599e-08 | -1.7711e-07 | 0.0022762 | 0.0022763 | 0.0022763 | 0.97569 | -0.46869 | 0.97567 | -0.46912 | 0.62535
50 | 0.0091971 | 0.0023052 | -0.0091954 | -0.0023044 | 1.731e-06 | 8.1486e-07 | 0.014026 | 0.014027 | 0.014027 | 0.97569 | -0.46869 | 0.97549 | -0.47264 | 3.8534
51 | 0.010757 | 0.0026967 | -0.010754 | -0.0026952 | 2.7564e-06 | 1.4211e-06 | 0.016382 | 0.016382 | 0.016382 | 0.97713 | -0.44052 | 0.97685 | -0.44589 | 4.5005
52 | 0.020098 | 0.005034 | -0.020096 | -0.0050328 | 2.1188e-06 | 1.2794e-06 | 0.030496 | 0.030496 | 0.030496 | 0.98062 | -0.37209 | 0.98051 | -0.3743 | 8.378
53 | 0.00042335 | 0.00010605 | -0.00042334 | -0.0001061 | 6.4101e-10 | -5.1913e-08 | 0.00064219 | 0.0006422 | 0.0006422 | 0.98091 | -0.36643 | 0.98091 | -0.36646 | 0.17643
54 | 0.0071288 | 0.0017828 | -0.0071279 | -0.0017825 | 8.9236e-07 | 3.1423e-07 | 0.010813 | 0.010813 | 0.010813 | 0.98091 | -0.36643 | 0.98078 | -0.36906 | 2.9706
55 | -0.067261 | -0.017042 | 0.067389 | 0.017124 | 0.00012833 | 8.1706e-05 | 0.10136 | 0.10136 | 0.10136 | 0.98809 | -0.22683 | 0.99015 | -0.18719 | 27.8454
56 | 0.011655 | 0.002921 | -0.011655 | -0.0029207 | 5.0549e-07 | 2.6864e-07 | 0.017644 | 0.017644 | 0.017644 | 0.98291 | -0.32736 | 0.98287 | -0.32827 | 4.8474
57 | 0.0037139 | 0.0009306 | -0.0037136 | -0.00093072 | 2.8803e-07 | -1.1441e-07 | 0.0056651 | 0.0056652 | 0.0056652 | 0.97549 | -0.47264 | 0.97541 | -0.47427 | 1.5564
58 | 0.010754 | 0.0026952 | -0.010752 | -0.0026938 | 2.8405e-06 | 1.4647e-06 | 0.016382 | 0.016382 | 0.016382 | 0.97685 | -0.44589 | 0.97657 | -0.45144 | 4.5005
59 | 0.00075776 | 0.0001894 | -0.00075774 | -0.00018991 | 2.0343e-08 | -5.0445e-07 | 0.0011498 | 0.00115 | 0.00115 | 0.98051 | -0.3743 | 0.98048 | -0.37487 | 0.31593
60 | 0.019338 | 0.0048434 | -0.019335 | -0.0048415 | 3.1033e-06 | 1.8649e-06 | 0.029346 | 0.029346 | 0.029346 | 0.98051 | -0.3743 | 0.98034 | -0.37767 | 8.0621
61 | 0.005895 | 0.0014735 | -0.0058947 | -0.0014735 | 2.9725e-07 | 6.5156e-08 | 0.0089424 | 0.0089425 | 0.0089425 | 0.98078 | -0.36906 | 0.98072 | -0.37012 | 2.4567
62 | -0.067389 | -0.017124 | 0.067653 | 0.017292 | 0.00026426 | 0.00016824 | 0.10136 | 0.10136 | 0.10136 | 0.99015 | -0.18719 | 0.99439 | -0.10609 | 27.8453
63 | 0.011655 | 0.0029207 | -0.01165 | -0.0029185 | 4.2369e-06 | 2.2519e-06 | 0.017644 | 0.017645 | 0.017645 | 0.98287 | -0.32827 | 0.98248 | -0.33591 | 4.8474
64 | -0.0016002 | -0.00040062 | 0.0016002 | 0.00040017 | 8.9112e-08 | -4.5086e-07 | 0.0024288 | 0.0024286 | 0.0024288 | 0.98027 | -0.37902 | 0.98033 | -0.37785 | 0.66726
65 | 0.00078743 | 0.00019693 | -0.00078741 | -0.00019734 | 1.8019e-08 | -4.1251e-07 | 0.0011951 | 0.0011953 | 0.0011953 | 0.98027 | -0.37902 | 0.98025 | -0.3795 | 0.32838
66 | -0.0045028 | -0.0011251 | 0.004504 | 0.001125 | 1.1715e-06 | -9.401e-08 | 0.0068335 | 0.0068332 | 0.0068335 | 0.98033 | -0.37785 | 0.98061 | -0.37237 | 1.8773
67 | 0.0029026 | 0.00072496 | -0.0029023 | -0.00072531 | 3.1939e-07 | -3.4896e-07 | 0.0044048 | 0.004405 | 0.004405 | 0.98033 | -0.37785 | 0.98021 | -0.38016 | 1.2102
68 | -0.0052868 | -0.0013212 | 0.0052871 | 0.0013213 | 2.2435e-07 | 2.627e-08 | 0.0080211 | 0.0080211 | 0.0080211 | 0.98061 | -0.37237 | 0.98065 | -0.37148 | 2.2036
69 | 0.0006073 | 0.00015212 | -0.0006073 | -0.0001522 | 2.0338e-09 | -7.928e-08 | 0.00092148 | 0.00092151 | 0.00092151 | 0.98065 | -0.37148 | 0.98065 | -0.37155 | 0.25316
70 | -0.0058944 | -0.0014734 | 0.0058947 | 0.0014735 | 3.7986e-07 | 8.3285e-08 | 0.0089425 | 0.0089425 | 0.0089425 | 0.98065 | -0.37148 | 0.98072 | -0.37012 | 2.4567
71 | -0.068114 | -0.017407 | 0.068465 | 0.017628 | 0.00035144 | 0.00022022 | 0.10205 | 0.10204 | 0.10205 | 0.99439 | -0.10609 | 1 | 0 | 14.0173
72 | 0.00046065 | 0.00011507 | -0.00046064 | -0.00011545 | 5.2388e-09 | -3.7812e-07 | 0.00068919 | 0.00068932 | 0.00068932 | 0.99439 | -0.10609 | 0.99438 | -0.10633 | 0.18937
73 | -0.00070771 | -0.00017737 | 0.00070771 | 0.0001773 | 2.3592e-09 | -6.783e-08 | 0.0010719 | 0.0010719 | 0.0010719 | 0.98245 | -0.33636 | 0.98246 | -0.33629 | 0.29447
74 | -0.0013292 | -0.00033307 | 0.0013293 | 0.00033288 | 2.4425e-08 | -1.8788e-07 | 0.0020132 | 0.0020132 | 0.0020132 | 0.98246 | -0.33629 | 0.98248 | -0.33591 | 0.55308
75 | 0.10014 | 0.025637 | -0.099976 | -0.025532 | 0.00016504 | 0.00010536 | 0.1492 | 0.1492 | 0.1492 | 1 | 0 | 0.9982 | -0.03409 | 40.9897
76 | 0.010321 | 0.0025856 | -0.010319 | -0.0025844 | 2.4907e-06 | 1.2499e-06 | 0.015632 | 0.015632 | 0.015632 | 0.98248 | -0.33591 | 0.98222 | -0.34098 | 4.2944
77 | 0.087261 | 0.022342 | -0.086544 | -0.021885 | 0.0007173 | 0.00045761 | 0.13025 | 0.13025 | 0.13025 | 0.9982 | -0.03409 | 0.98924 | -0.20534 | 35.7826
78 | 0.012715 | 0.0031894 | -0.012705 | -0.003184 | 9.8073e-06 | 5.326e-06 | 0.018955 | 0.018955 | 0.018955 | 0.9982 | -0.03409 | 0.99736 | -0.050282 | 5.2074
79 | 0.018844 | 0.0047185 | -0.018842 | -0.0047173 | 2.0659e-06 | 1.2373e-06 | 0.028601 | 0.028601 | 0.028601 | 0.98034 | -0.37767 | 0.98022 | -0.37998 | 7.8575
80 | 0.014787 | 0.003701 | -0.014777 | -0.0036954 | 9.8291e-06 | 5.6353e-06 | 0.022446 | 0.022446 | 0.022446 | 0.98022 | -0.37998 | 0.97951 | -0.39395 | 6.1665
81 | 0.0036843 | 0.00092301 | -0.0036838 | -0.00092324 | 5.6179e-07 | -2.3394e-07 | 0.0056165 | 0.0056167 | 0.0056167 | 0.97609 | -0.46086 | 0.97593 | -0.46406 | 1.5431
82 | -0.0043891 | -0.0010996 | 0.0043899 | 0.0010995 | 8.2426e-07 | -8.6325e-08 | 0.0066909 | 0.0066906 | 0.0066909 | 0.97609 | -0.46086 | 0.97629 | -0.45692 | 1.8382
83 | 0.0013552 | 0.00033938 | -0.0013552 | -0.00033964 | 3.6262e-08 | -2.602e-07 | 0.0020655 | 0.0020656 | 0.0020656 | 0.97629 | -0.45692 | 0.97626 | -0.45748 | 0.56746
84 | -0.0066581 | -0.0016677 | 0.0066585 | 0.0016679 | 3.4547e-07 | 1.0922e-07 | 0.010148 | 0.010148 | 0.010148 | 0.97629 | -0.45692 | 0.97635 | -0.45583 | 2.7878
85 | -0.0066585 | -0.0016679 | 0.0066598 | 0.0016683 | 1.391e-06 | 4.3963e-07 | 0.010148 | 0.010147 | 0.010148 | 0.97635 | -0.45583 | 0.97657 | -0.45144 | 2.7878
86 | 0.0077487 | 0.0019423 | -0.0077431 | -0.0019401 | 5.6018e-06 | 2.2143e-06 | 0.011739 | 0.01174 | 0.01174 | 0.98222 | -0.34098 | 0.98144 | -0.35616 | 3.2251
87 | 0.0025699 | 0.00064201 | -0.0025699 | -0.00064208 | 3.8441e-08 | -6.1022e-08 | 0.0038926 | 0.0038926 | 0.0038926 | 0.98222 | -0.34098 | 0.9822 | -0.34129 | 1.0694
88 | 0.00053732 | 0.00013418 | -0.00053731 | -0.00013466 | 9.7221e-09 | -4.8021e-07 | 0.00081753 | 0.0008177 | 0.0008177 | 0.97779 | -0.42789 | 0.97777 | -0.42827 | 0.22464
89 | -0.00097618 | -0.00024465 | 0.00097622 | 0.0002441 | 3.7349e-08 | -5.5218e-07 | 0.0014791 | 0.0014789 | 0.0014791 | 0.98204 | -0.34442 | 0.98208 | -0.34362 | 0.40636
90 | 0.00085102 | 0.00021266 | -0.00085099 | -0.00021328 | 3.1646e-08 | -6.2206e-07 | 0.0012892 | 0.0012894 | 0.0012894 | 0.98208 | -0.34362 | 0.98204 | -0.3444 | 0.35424
91 | -0.0018272 | -0.00045676 | 0.0018274 | 0.000456 | 2.0186e-07 | -7.5992e-07 | 0.0027681 | 0.0027678 | 0.0027681 | 0.98208 | -0.34362 | 0.9822 | -0.34129 | 0.76048
92 | 0.00063371 | 0.00015845 | -0.0006337 | -0.00015882 | 1.0423e-08 | -3.7386e-07 | 0.00096066 | 0.0009608 | 0.0009608 | 0.98144 | -0.35616 | 0.98142 | -0.3565 | 0.26396
93 | 0.0071094 | 0.0017817 | -0.0071089 | -0.0017815 | 4.3698e-07 | 1.5293e-07 | 0.010779 | 0.010779 | 0.010779 | 0.98144 | -0.35616 | 0.98138 | -0.35745 | 2.9612
94 | 0.0061035 | 0.0015295 | -0.0060988 | -0.0015284 | 4.6445e-06 | 1.1469e-06 | 0.0092544 | 0.009255 | 0.009255 | 0.98138 | -0.35745 | 0.98056 | -0.37343 | 2.5426
95 | 0.00082868 | 0.00020756 | -0.00082867 | -0.00020768 | 5.7967e-09 | -1.196e-07 | 0.0012575 | 0.0012575 | 0.0012575 | 0.98056 | -0.37343 | 0.98055 | -0.37357 | 0.34548
96 | 0.003015 | 0.00075548 | -0.0030149 | -0.0007556 | 1.142e-07 | -1.2306e-07 | 0.0044997 | 0.0044997 | 0.0044997 | 0.99704 | -0.056482 | 0.997 | -0.057277 | 1.2362
97 | -0.004968 | -0.0012449 | 0.0049694 | 0.001245 | 1.4673e-06 | 1.0459e-08 | 0.0074143 | 0.007414 | 0.0074143 | 0.99704 | -0.056482 | 0.99736 | -0.050282 | 2.0369
98 | 0.0077354 | 0.0019391 | -0.007732 | -0.0019378 | 3.409e-06 | 1.2915e-06 | 0.011541 | 0.011541 | 0.011541 | 0.99736 | -0.050282 | 0.99688 | -0.059534 | 3.1707
99 | 0.0031948 | 0.00080065 | -0.0031948 | -0.00080068 | 3.4161e-08 | -3.0361e-08 | 0.0047688 | 0.0047688 | 0.0047688 | 0.99688 | -0.059534 | 0.99687 | -0.059759 | 1.3101
100 | 0.081878 | 0.020715 | -0.081811 | -0.020672 | 6.7359e-05 | 4.2958e-05 | 0.12323 | 0.12323 | 0.12323 | 0.98924 | -0.20534 | 0.98835 | -0.22249 | 33.8544
101 | 0.004666 | 0.0011693 | -0.0046657 | -0.0011693 | 2.7144e-07 | -1.4916e-08 | 0.0070186 | 0.0070186 | 0.0070186 | 0.98924 | -0.20534 | 0.98918 | -0.20656 | 1.9282
102 | 0.076053 | 0.019229 | -0.075932 | -0.019152 | 0.0001218 | 7.7633e-05 | 0.11456 | 0.11456 | 0.11456 | 0.98835 | -0.22249 | 0.98663 | -0.25594 | 31.4732
103 | 0.0027064 | 0.0006781 | -0.0027063 | -0.00067826 | 1.1479e-07 | -1.5814e-07 | 0.004095 | 0.004095 | 0.004095 | 0.98343 | -0.31819 | 0.98338 | -0.31908 | 1.125
104 | -0.0060973 | -0.0015279 | 0.0060983 | 0.0015282 | 9.5056e-07 | 2.3042e-07 | 0.0092257 | 0.0092256 | 0.0092257 | 0.98343 | -0.31819 | 0.98359 | -0.31492 | 2.5345
105 | 0.025832 | 0.0064794 | -0.025826 | -0.0064757 | 5.9321e-06 | 3.6652e-06 | 0.039082 | 0.039082 | 0.039082 | 0.98359 | -0.31492 | 0.98335 | -0.31974 | 10.7367
106 | -0.0716 | -0.017988 | 0.071802 | 0.018117 | 0.00020216 | 0.00012879 | 0.10834 | 0.10834 | 0.10834 | 0.98359 | -0.31492 | 0.98663 | -0.25594 | 29.7624
107 | 0.03967 | 0.0099806 | -0.03962 | -0.0099493 | 4.9618e-05 | 3.129e-05 | 0.060028 | 0.060028 | 0.060028 | 0.98359 | -0.31492 | 0.98225 | -0.34113 | 16.4912
108 | 0.0044419 | 0.0011132 | -0.0044418 | -0.0011132 | 1.2578e-07 | -1.3679e-08 | 0.0067215 | 0.0067216 | 0.0067216 | 0.98335 | -0.31974 | 0.98332 | -0.32033 | 1.8466
109 | 0.021384 | 0.0053625 | -0.021376 | -0.0053576 | 8.1182e-06 | 4.9335e-06 | 0.03236 | 0.03236 | 0.03236 | 0.98335 | -0.31974 | 0.98294 | -0.32771 | 8.8902
110 | 0.0041292 | 0.0010348 | -0.004129 | -0.0010348 | 1.6522e-07 | -3.9331e-08 | 0.0062276 | 0.0062276 | 0.0062276 | 0.98663 | -0.25594 | 0.98658 | -0.25678 | 1.7109
111 | 0.004627 | 0.0011596 | -0.0046268 | -0.0011596 | 1.4218e-07 | -6.6795e-09 | 0.0070094 | 0.0070094 | 0.0070094 | 0.98225 | -0.34113 | 0.98222 | -0.34178 | 1.9257
112 | 0.034993 | 0.0087897 | -0.034976 | -0.0087788 | 1.7349e-05 | 1.0895e-05 | 0.053019 | 0.053019 | 0.053019 | 0.98225 | -0.34113 | 0.98172 | -0.35153 | 14.5656
113 | 0.0049529 | 0.0012413 | -0.0049528 | -0.0012413 | 1.1597e-07 | 4.4971e-09 | 0.0074979 | 0.007498 | 0.007498 | 0.98294 | -0.32771 | 0.98291 | -0.3282 | 2.0599
114 | 0.016423 | 0.0041163 | -0.016421 | -0.0041152 | 1.9191e-06 | 1.1233e-06 | 0.024862 | 0.024862 | 0.024862 | 0.98294 | -0.32771 | 0.98281 | -0.33016 | 6.8303
115 | 0.0064389 | 0.0016138 | -0.0064381 | -0.0016135 | 8.0904e-07 | 2.3144e-07 | 0.0097596 | 0.0097597 | 0.0097597 | 0.98172 | -0.35153 | 0.98158 | -0.35416 | 2.6812
116 | 0.028537 | 0.007165 | -0.028531 | -0.0071614 | 5.829e-06 | 3.6256e-06 | 0.043259 | 0.043259 | 0.043259 | 0.98172 | -0.35153 | 0.9815 | -0.35581 | 11.8844
117 | 0.01188 | 0.0029771 | -0.011876 | -0.0029749 | 4.1382e-06 | 2.2164e-06 | 0.017987 | 0.017987 | 0.017987 | 0.98281 | -0.33016 | 0.98244 | -0.33747 | 4.9415
118 | 0.021834 | 0.0054828 | -0.021817 | -0.0054726 | 1.684e-05 | 1.026e-05 | 0.033105 | 0.033105 | 0.033105 | 0.9815 | -0.35581 | 0.98067 | -0.37199 | 9.0948
119 | -0.0089047 | -0.0022315 | 0.0089069 | 0.0022325 | 2.2158e-06 | 1.0127e-06 | 0.013537 | 0.013537 | 0.013537 | 0.9788 | -0.40862 | 0.97907 | -0.4034 | 3.719
120 | 0.0038623 | 0.00096775 | -0.0038619 | -0.00096789 | 4.2677e-07 | -1.4172e-07 | 0.0058716 | 0.0058718 | 0.0058718 | 0.9788 | -0.40862 | 0.97869 | -0.41094 | 1.6131
121 | -0.0089069 | -0.0022325 | 0.0089147 | 0.0022361 | 7.8177e-06 | 3.5712e-06 | 0.013537 | 0.013536 | 0.013537 | 0.97907 | -0.4034 | 0.98001 | -0.38499 | 3.7189
122 | 0.0062971 | 0.0015782 | -0.0062968 | -0.0015781 | 2.6774e-07 | 7.2953e-08 | 0.0095613 | 0.0095613 | 0.0095613 | 0.98001 | -0.38499 | 0.97996 | -0.38588 | 2.6267
123 | -0.015212 | -0.0038143 | 0.015219 | 0.0038186 | 7.5752e-06 | 4.3708e-06 | 0.023098 | 0.023098 | 0.023098 | 0.98001 | -0.38499 | 0.98054 | -0.37454 | 6.3455
124 | 0.0037298 | 0.00093469 | -0.0037297 | -0.00093474 | 1.1163e-07 | -4.5759e-08 | 0.0056601 | 0.0056601 | 0.0056601 | 0.98054 | -0.37454 | 0.98051 | -0.37517 | 1.555
125 | -0.018949 | -0.0047533 | 0.018951 | 0.0047547 | 2.3086e-06 | 1.3836e-06 | 0.028758 | 0.028758 | 0.028758 | 0.98054 | -0.37454 | 0.98067 | -0.37199 | 7.9004
126 | 0.0028654 | 0.00071786 | -0.0028652 | -0.00071808 | 1.9559e-07 | -2.2293e-07 | 0.0043477 | 0.0043478 | 0.0043478 | 0.98067 | -0.37199 | 0.9806 | -0.37342 | 1.1944
127 | -0.0020735 | -0.00051872 | 0.0020737 | 0.00051816 | 2.0072e-07 | -5.5832e-07 | 0.003141 | 0.0031407 | 0.003141 | 0.9822 | -0.3421 | 0.98231 | -0.34007 | 0.8629
128 | 0.0020735 | 0.00051872 | -0.0020732 | -0.00051959 | 3.1336e-07 | -8.7116e-07 | 0.003141 | 0.0031414 | 0.0031414 | 0.9822 | -0.3421 | 0.98204 | -0.34528 | 0.86301
129 | 0.0046975 | 0.0011773 | -0.0046973 | -0.0011773 | 1.7532e-07 | -4.6739e-09 | 0.0071158 | 0.0071159 | 0.0071159 | 0.98231 | -0.34007 | 0.98227 | -0.34085 | 1.9549
130 | -0.0067712 | -0.0016954 | 0.006772 | 0.0016957 | 8.3634e-07 | 2.6684e-07 | 0.010257 | 0.010256 | 0.010257 | 0.98231 | -0.34007 | 0.98244 | -0.33747 | 2.8177
131 | 0.00064138 | 0.00016062 | -0.00064138 | -0.00016074 | 3.6662e-09 | -1.2567e-07 | 0.00097735 | 0.0009774 | 0.0009774 | 0.97646 | -0.45406 | 0.97645 | -0.45418 | 0.26852

## res_trafo
| p_hv_mw | q_hv_mvar | p_lv_mw | q_lv_mvar | pl_mw | ql_mvar | i_hv_ka | i_lv_ka | vm_hv_pu | va_hv_degree | vm_lv_pu | va_lv_degree | loading_percent
0 | -1.2729e-15 | -1.3162e-15 | 0.00165 | 1.2699e-07 | 0.00165 | 1.2699e-07 | 5.2857e-17 | 0.0023815 | 0.99998 | 149.9956 | 1 | 0 | 0.2619

## res_ext_grid
| p_mw | q_mvar
0 | 0.17215 | 0.043738

## res_load
| p_mw | q_mvar
0 | 0.0021897 | 0.00054879
1 | 0.00039971 | 0.00010018
2 | 0.00064952 | 0.00016279
3 | 0.00040521 | 0.00010156
4 | 0.00033124 | 8.3017e-05
5 | 0.00057535 | 0.0001442
6 | 0.00048668 | 0.00012197
7 | 0.0014164 | 0.00035498
8 | 0.00038375 | 9.6178e-05
9 | 0.0021074 | 0.00052817
10 | 0.00052167 | 0.00013074
11 | 0.00046112 | 0.00011557
12 | 0.00033607 | 8.4228e-05
13 | 0.0005398 | 0.00013529
14 | 0.0016681 | 0.00041806
15 | 0.00035811 | 8.975e-05
16 | 0.00036908 | 9.2499e-05
17 | 0.00093649 | 0.00023471
18 | 0.0007761 | 0.00019451
19 | 0.000427 | 0.00010702
20 | 0.00059877 | 0.00015006
21 | 0.00047065 | 0.00011796
22 | 0.00070394 | 0.00017642
23 | 0.00082543 | 0.00020687
24 | 0.00088915 | 0.00022284
25 | 0.0014925 | 0.00037406
26 | 0.0054815 | 0.0013738
27 | 0.00042334 | 0.0001061
28 | 0.0012329 | 0.00030898
29 | 0.0037136 | 0.00093072
30 | 0.00081272 | 0.00020369
31 | 0.00078741 | 0.00019734
32 | 0.00078285 | 0.0001962
33 | 0.0006073 | 0.0001522
34 | 0.00070771 | 0.00017737
35 | 0.00062153 | 0.00015577
36 | 0.00189 | 0.00047368
37 | 0.00046064 | 0.00011545
38 | 0.00075774 | 0.00018991
39 | 0.0004906 | 0.00012296
40 | 0.0040549 | 0.0010163
41 | 0.00036551 | 9.1604e-05
42 | 0.00070475 | 0.00017663
43 | 0.0036838 | 0.00092324
44 | 0.00091297 | 0.00022881
45 | 0.0013552 | 0.00033964
46 | 0.0040917 | 0.0010255
47 | 0.00065243 | 0.00016351
48 | 0.00053731 | 0.00013466
49 | 0.00088967 | 0.00022297
50 | 0.00097618 | 0.00024465
51 | 0.00085099 | 0.00021328
52 | 0.00074246 | 0.00018608
53 | 0.0010055 | 0.00025199
54 | 0.0052701 | 0.0013208
55 | 0.00082867 | 0.00020768
56 | 0.0006337 | 0.00015882
57 | 0.001953 | 0.00048946
58 | 0.0030149 | 0.0007556
59 | 0.0045372 | 0.0011371
60 | 0.0031948 | 0.00080068
61 | 0.0057572 | 0.0014429
62 | 0.0046657 | 0.0011693
63 | 0.0033909 | 0.00084985
64 | 0.0027063 | 0.00067826
65 | 0.0044418 | 0.0011132
66 | 0.004129 | 0.0010348
67 | 0.0046268 | 0.0011596
68 | 0.0049528 | 0.0012413
69 | 0.004541 | 0.0011381
70 | 0.0064381 | 0.0016135
71 | 0.0066977 | 0.0016786
72 | 0.0050423 | 0.0012637
73 | 0.0038619 | 0.00096789
74 | 0.0062968 | 0.0015781
75 | 0.0037297 | 0.00093474
76 | 0.0020732 | 0.00051959
77 | 0.0046973 | 0.0011773
78 | 0.0051041 | 0.0012792
79 | 0.0028652 | 0.00071808
80 | 0.00098468 | 0.00024678
81 | 0.0007446 | 0.00018661
82 | 0.00064138 | 0.00016074

## dtypes
| element | column | dtype
0 | bus | name | object
1 | bus | vn_kv | float64
2 | bus | type | object
3 | bus | zone | object
4 | bus | in_service | bool
5 | load | name | object
6 | load | bus | uint32
7 | load | p_mw | float64
8 | load | q_mvar | float64
9 | load | const_z_percent | float64
10 | load | const_i_percent | float64
11 | load | sn_mva | float64
12 | load | scaling | float64
13 | load | in_service | bool
14 | load | type | object
15 | ext_grid | name | object
16 | ext_grid | bus | uint32
17 | ext_grid | vm_pu | float64
18 | ext_grid | va_degree | float64
19 | ext_grid | slack_weight | float64
20 | ext_grid | in_service | bool
21 | line | name | object
22 | line | std_type | object
23 | line | from_bus | uint32
24 | line | to_bus | uint32
25 | line | length_km | float64
26 | line | r_ohm_per_km | float64
27 | line | x_ohm_per_km | float64
28 | line | c_nf_per_km | float64
29 | line | g_us_per_km | float64
30 | line | max_i_ka | float64
31 | line | df | float64
32 | line | parallel | uint32
33 | line | type | object
34 | line | in_service | bool
35 | trafo | name | object
36 | trafo | std_type | object
37 | trafo | hv_bus | uint32
38 | trafo | lv_bus | uint32
39 | trafo | sn_mva | float64
40 | trafo | vn_hv_kv | float64
41 | trafo | vn_lv_kv | float64
42 | trafo | vk_percent | float64
43 | trafo | vkr_percent | float64
44 | trafo | pfe_kw | float64
45 | trafo | i0_percent | float64
46 | trafo | shift_degree | float64
47 | trafo | tap_side | object
48 | trafo | tap_neutral | int32
49 | trafo | tap_min | int32
50 | trafo | tap_max | int32
51 | trafo | tap_step_percent | float64
52 | trafo | tap_step_degree | float64
53 | trafo | tap_pos | int32
54 | trafo | tap_phase_shifter | bool
55 | trafo | parallel | uint32
56 | trafo | df | float64
57 | trafo | in_service | bool
58 | line_geodata | coords | object
59 | bus_geodata | x | float64
60 | bus_geodata | y | float64
61 | bus_geodata | coords | object
62 | res_bus | vm_pu | float64
63 | res_bus | va_degree | float64
64 | res_bus | p_mw | float64
65 | res_bus | q_mvar | float64
66 | res_line | p_from_mw | float64
67 | res_line | q_from_mvar | float64
68 | res_line | p_to_mw | float64
69 | res_line | q_to_mvar | float64
70 | res_line | pl_mw | float64
71 | res_line | ql_mvar | float64
72 | res_line | i_from_ka | float64
73 | res_line | i_to_ka | float64
74 | res_line | i_ka | float64
75 | res_line | vm_from_pu | float64
76 | res_line | va_from_degree | float64
77 | res_line | vm_to_pu | float64
78 | res_line | va_to_degree | float64
79 | res_line | loading_percent | float64
80 | res_trafo | p_hv_mw | float64
81 | res_trafo | q_hv_mvar | float64
82 | res_trafo | p_lv_mw | float64
83 | res_trafo | q_lv_mvar | float64
84 | res_trafo | pl_mw | float64
85 | res_trafo | ql_mvar | float64
86 | res_trafo | i_hv_ka | float64
87 | res_trafo | i_lv_ka | float64
88 | res_trafo | vm_hv_pu | float64
89 | res_trafo | va_hv_degree | float64
90 | res_trafo | vm_lv_pu | float64
91 | res_trafo | va_lv_degree | float64
92 | res_trafo | loading_percent | float64
93 | res_ext_grid | p_mw | float64
94 | res_ext_grid | q_mvar | float64
95 | res_load | p_mw | float64
96 | res_load | q_mvar | float64

## parameters
| version | format_version | converged | OPF_converged | name | f_hz | sn_mva
0 | 2.14.6 | 2.14.0 | TRUE | FALSE |  | 50 | 1