## bus
| name | vn_kv | type | zone | in_service
0 | bus_LV_1630-30_0_6_node_0 | 0.4 | n |  | TRUE
1 | bus_LV_1630-30_0_6_node_1 | 0.4 | n |  | TRUE
2 | bus_LV_1630-30_0_6_node_3 | 0.4 | n |  | TRUE
3 | bus_LV_1630-30_0_6_node_6 | 0.4 | n |  | TRUE
4 | bus_LV_1630-30_0_6_node_4 | 0.4 | n |  | TRUE
5 | bus_LV_1630-30_0_6_node_7 | 0.4 | n |  | TRUE
6 | bus_LV_1630-30_0_6_node_8 | 0.4 | n |  | TRUE
7 | bus_LV_1630-30_0_6_node_5 | 0.4 | n |  | TRUE
8 | bus_LV_1630-30_0_6_node_9 | 0.4 | n |  | TRUE
9 | bus_LV_1630-30_0_6_node_10 | 0.4 | n |  | TRUE
10 | bus_LV_1630-30_0_6_node_13 | 0.4 | n |  | TRUE
11 | bus_LV_1630-30_0_6_node_25 | 0.4 | n |  | TRUE
12 | bus_LV_1630-30_0_6_node_72 | 0.4 | n |  | TRUE
13 | bus_LV_1630-30_0_6_node_11 | 0.4 | n |  | TRUE
14 | bus_LV_1630-30_0_6_node_12 | 0.4 | n |  | TRUE
15 | bus_LV_1630-30_0_6_node_70 | 0.4 | n |  | TRUE
16 | bus_LV_1630-30_0_6_node_14 | 0.4 | n |  | TRUE
17 | bus_LV_1630-30_0_6_node_15 | 0.4 | n |  | TRUE
18 | bus_LV_1630-30_0_6_node_16 | 0.4 | n |  | TRUE
19 | bus_LV_1630-30_0_6_node_17 | 0.4 | n |  | TRUE
20 | bus_LV_1630-30_0_6_node_18 | 0.4 | n |  | TRUE
21 | bus_LV_1630-30_0_6_node_20 | 0.4 | n |  | TRUE
22 | bus_LV_1630-30_0_6_node_23 | 0.4 | n |  | TRUE
23 | bus_LV_1630-30_0_6_node_19 | 0.4 | n |  | TRUE
24 | bus_LV_1630-30_0_6_node_24 | 0.4 | n |  | TRUE
25 | bus_LV_1630-30_0_6_node_65 | 0.4 | n |  | TRUE
26 | bus_LV_1630-30_0_6_node_21 | 0.4 | n |  | TRUE
27 | bus_LV_1630-30_0_6_node_22 | 0.4 | n |  | TRUE
28 | bus_LV_1630-30_0_6_node_62 | 0.4 | n |  | TRUE
29 | bus_LV_1630-30_0_6_node_55 | 0.4 | n |  | TRUE
30 | bus_LV_1630-30_0_6_node_51 | 0.4 | n |  | TRUE
31 | bus_LV_1630-30_0_6_node_30 | 0.4 | n |  | TRUE
32 | bus_LV_1630-30_0_6_node_29 | 0.4 | n |  | TRUE
33 | bus_LV_1630-30_0_6_node_104 | 0.4 | n |  | TRUE
34 | bus_LV_1630-30_0_6_node_31 | 0.4 | n |  | TRUE
35 | bus_LV_1630-30_0_6_node_63 | 0.4 | n |  | TRUE
36 | bus_LV_1630-30_0_6_node_115 | 0.4 | n |  | TRUE
37 | bus_LV_1630-30_0_6_node_53 | 0.4 | n |  | TRUE
38 | bus_LV_1630-30_0_6_node_90 | 0.4 | n |  | TRUE
39 | bus_LV_1630-30_0_6_node_52 | 0.4 | n |  | TRUE
40 | bus_LV_1630-30_0_6_node_119 | 0.4 | n |  | TRUE
41 | bus_LV_1630-30_0_6_node_33 | 0.4 | n |  | TRUE
42 | bus_LV_1630-30_0_6_node_32 | 0.4 | n |  | TRUE
43 | bus_LV_1630-30_0_6_node_34 | 0.4 | n |  | TRUE
44 | bus_LV_1630-30_0_6_node_117 | 0.4 | n |  | TRUE
45 | bus_LV_1630-30_0_6_node_118 | 0.4 | n |  | TRUE
46 | bus_LV_1630-30_0_6_node_102 | 0.4 | n |  | TRUE
47 | bus_LV_1630-30_0_6_node_36 | 0.4 | n |  | TRUE
48 | bus_LV_1630-30_0_6_node_28 | 0.4 | n |  | TRUE
49 | bus_LV_1630-30_0_6_node_116 | 0.4 | n |  | TRUE
50 | bus_LV_1630-30_0_6_node_71 | 0.4 | n |  | TRUE
51 | bus_LV_1630-30_0_6_node_26 | 0.4 | n |  | TRUE
52 | bus_LV_1630-30_0_6_node_27 | 0.4 | n |  | TRUE
53 | bus_LV_1630-30_0_6_node_37 | 0.4 | n |  | TRUE
54 | bus_LV_1630-30_0_6_node_105 | 0.4 | n |  | TRUE
55 | bus_LV_1630-30_0_6_node_101 | 0.4 | n |  | TRUE
56 | bus_LV_1630-30_0_6_node_110 | 0.4 | n |  | TRUE
57 | bus_LV_1630-30_0_6_node_38 | 0.4 | n |  | TRUE
58 | bus_LV_1630-30_0_6_node_39 | 0.4 | n |  | TRUE
59 | bus_LV_1630-30_0_6_node_40 | 0.4 | n |  | TRUE
60 | bus_LV_1630-30_0_6_node_41 | 0.4 | n |  | TRUE
61 | bus_LV_1630-30_0_6_node_42 | 0.4 | n |  | TRUE
62 | bus_LV_1630-30_0_6_node_44 | 0.4 | n |  | TRUE
63 | bus_LV_1630-30_0_6_node_45 | 0.4 | n |  | TRUE
64 | bus_LV_1630-30_0_6_node_46 | 0.4 | n |  | TRUE
65 | bus_LV_1630-30_0_6_node_43 | 0.4 | n |  | TRUE
66 | bus_LV_1630-30_0_6_node_87 | 0.4 | n |  | TRUE
67 | bus_LV_1630-30_0_6_node_83 | 0.4 | n |  | TRUE
68 | bus_LV_1630-30_0_6_node_92 | 0.4 | n |  | TRUE
69 | bus_LV_1630-30_0_6_node_68 | 0.4 | n |  | TRUE
70 | bus_LV_1630-30_0_6_node_69 | 0.4 | n |  | TRUE
71 | bus_LV_1630-30_0_6_node_80 | 0.4 | n |  | TRUE
72 | bus_LV_1630-30_0_6_node_93 | 0.4 | n |  | TRUE
73 | bus_LV_1630-30_0_6_node_86 | 0.4 | n |  | TRUE
74 | bus_LV_1630-30_0_6_node_50 | 0.4 | n |  | TRUE
75 | bus_LV_1630-30_0_6_node_77 | 0.4 | n |  | TRUE
76 | bus_LV_1630-30_0_6_node_59 | 0.4 | n |  | TRUE
77 | bus_LV_1630-30_0_6_node_89 | 0.4 | n |  | TRUE
78 | bus_LV_1630-30_0_6_node_114 | 0.4 | n |  | TRUE
79 | bus_LV_1630-30_0_6_node_82 | 0.4 | n |  | TRUE
80 | bus_LV_1630-30_0_6_node_79 | 0.4 | n |  | TRUE
81 | bus_LV_1630-30_0_6_node_47 | 0.4 | n |  | TRUE
82 | bus_LV_1630-30_0_6_node_48 | 0.4 | n |  | TRUE
83 | bus_LV_1630-30_0_6_node_49 | 0.4 | n |  | TRUE
84 | bus_LV_1630-30_0_6_node_60 | 0.4 | n |  | TRUE
85 | bus_LV_1630-30_0_6_node_112 | 0.4 | n |  | TRUE
86 | bus_LV_1630-30_0_6_node_54 | 0.4 | n |  | TRUE
87 | bus_LV_1630-30_0_6_node_122 | 0.4 | n |  | TRUE
88 | bus_LV_1630-30_0_6_node_67 | 0.4 | n |  | TRUE
89 | bus_LV_1630-30_0_6_node_56 | 0.4 | n |  | TRUE
90 | bus_LV_1630-30_0_6_node_121 | 0.4 | n |  | TRUE
91 | bus_LV_1630-30_0_6_node_58 | 0.4 | n |  | TRUE
92 | bus_LV_1630-30_0_6_node_61 | 0.4 | n |  | TRUE
93 | bus_LV_1630-30_0_6_node_123 | 0.4 | n |  | TRUE
94 | bus_LV_1630-30_0_6_node_91 | 0.4 | n |  | TRUE
95 | bus_LV_1630-30_0_6_node_120 | 0.4 | n |  | TRUE
96 | bus_LV_1630-30_0_6_node_124 | 0.4 | n |  | TRUE
97 | bus_LV_1630-30_0_6_node_64 | 0.4 | n |  | TRUE
98 | bus_LV_1630-30_0_6_node_113 | 0.4 | n |  | TRUE
99 | bus_LV_1630-30_0_6_node_66 | 0.4 | n |  | TRUE
100 | bus_LV_1630-30_0_6_node_78 | 0.4 | n |  | TRUE
101 | bus_LV_1630-30_0_6_node_81 | 0.4 | n |  | TRUE
102 | bus_LV_1630-30_0_6_node_85 | 0.4 | n |  | TRUE
103 | bus_LV_1630-30_0_6_node_84 | 0.4 | n |  | TRUE
104 | bus_LV_1630-30_0_6_node_88 | 0.4 | n |  | TRUE
105 | bus_LV_1630-30_0_6_node_73 | 0.4 | n |  | TRUE
106 | bus_LV_1630-30_0_6_node_74 | 0.4 | n |  | TRUE
107 | bus_LV_1630-30_0_6_node_75 | 0.4 | n |  | TRUE
108 | bus_LV_1630-30_0_6_node_76 | 0.4 | n |  | TRUE
109 | bus_LV_1630-30_0_6_node_94 | 0.4 | n |  | TRUE
110 | bus_LV_1630-30_0_6_node_95 | 0.4 | n |  | TRUE
111 | bus_LV_1630-30_0_6_node_96 | 0.4 | n |  | TRUE
112 | bus_LV_1630-30_0_6_node_97 | 0.4 | n |  | TRUE
113 | bus_LV_1630-30_0_6_node_98 | 0.4 | n |  | TRUE
114 | bus_LV_1630-30_0_6_node_99 | 0.4 | n |  | TRUE
115 | bus_LV_1630-30_0_6_node_100 | 0.4 | n |  | TRUE
116 | bus_LV_1630-30_0_6_node_111 | 0.4 | n |  | TRUE
117 | bus_LV_1630-30_0_6_node_106 | 0.4 | n |  | TRUE
118 | bus_LV_1630-30_0_6_node_108 | 0.4 | n |  | TRUE
119 | bus_LV_1630-30_0_6_node_109 | 0.4 | n |  | TRUE
120 | bus_MV_152_0_node_40 | 20 | n |  | TRUE

## load
| name | bus | p_mw | q_mvar | const_z_percent | const_i_percent | sn_mva | scaling | in_service | type
0 | LV_1630-30_0_6_load_0 | 0 | 0.013217 | 0.0033125 | 0 | 0 |  | 1 | TRUE | wye
1 | LV_1630-30_0_6_load_1 | 1 | 0.0003242 | 8.1253e-05 | 0 | 0 |  | 1 | TRUE | wye
2 | LV_1630-30_0_6_load_3 | 2 | 0.0089328 | 0.0022388 | 0 | 0 |  | 1 | TRUE | wye
3 | LV_1630-30_0_6_load_7 | 5 | 0.0028128 | 0.00070496 | 0 | 0 |  | 1 | TRUE | wye
4 | LV_1630-30_0_6_load_8 | 6 | 0.0021988 | 0.00055108 | 0 | 0 |  | 1 | TRUE | wye
5 | LV_1630-30_0_6_load_9 | 8 | 0.0054608 | 0.0013686 | 0 | 0 |  | 1 | TRUE | wye
6 | LV_1630-30_0_6_load_10 | 9 | 0.0036313 | 0.00091009 | 0 | 0 |  | 1 | TRUE | wye
7 | LV_1630-30_0_6_load_13 | 10 | 0.003224 | 0.000808 | 0 | 0 |  | 1 | TRUE | wye
8 | LV_1630-30_0_6_load_25 | 11 | 0.0035312 | 0.000885 | 0 | 0 |  | 1 | TRUE | wye
9 | LV_1630-30_0_6_load_72 | 12 | 0.0031496 | 0.00078936 | 0 | 0 |  | 1 | TRUE | wye
10 | LV_1630-30_0_6_load_11 | 13 | 0.013915 | 0.0034875 | 0 | 0 |  | 1 | TRUE | wye
11 | LV_1630-30_0_6_load_14 | 16 | 0.0018701 | 0.00046868 | 0 | 0 |  | 1 | TRUE | wye
12 | LV_1630-30_0_6_load_15 | 17 | 0.00084887 | 0.00021275 | 0 | 0 |  | 1 | TRUE | wye
13 | LV_1630-30_0_6_load_16 | 18 | 0.00085021 | 0.00021308 | 0 | 0 |  | 1 | TRUE | wye
14 | LV_1630-30_0_6_load_23 | 22 | 0.00096184 | 0.00024106 | 0 | 0 |  | 1 | TRUE | wye
15 | LV_1630-30_0_6_load_19 | 23 | 0.0046286 | 0.00116 | 0 | 0 |  | 1 | TRUE | wye
16 | LV_1630-30_0_6_load_65 | 25 | 0.00053144 | 0.00013319 | 0 | 0 |  | 1 | TRUE | wye
17 | LV_1630-30_0_6_load_62 | 28 | 0.0013005 | 0.00032594 | 0 | 0 |  | 1 | TRUE | wye
18 | LV_1630-30_0_6_load_51 | 30 | 0.014602 | 0.0036596 | 0 | 0 |  | 1 | TRUE | wye
19 | LV_1630-30_0_6_load_29 | 32 | 0.0033045 | 0.00082817 | 0 | 0 |  | 1 | TRUE | wye
20 | LV_1630-30_0_6_load_115 | 36 | 0.0025217 | 0.00063201 | 0 | 0 |  | 1 | TRUE | wye
21 | LV_1630-30_0_6_load_90 | 38 | 0.0026096 | 0.00065403 | 0 | 0 |  | 1 | TRUE | wye
22 | LV_1630-30_0_6_load_119 | 40 | 0.0036629 | 0.00091801 | 0 | 0 |  | 1 | TRUE | wye
23 | LV_1630-30_0_6_load_117 | 44 | 0.014795 | 0.003708 | 0 | 0 |  | 1 | TRUE | wye
24 | LV_1630-30_0_6_load_118 | 45 | 0.0055315 | 0.0013863 | 0 | 0 |  | 1 | TRUE | wye
25 | LV_1630-30_0_6_load_36 | 47 | 0.00099461 | 0.00024927 | 0 | 0 |  | 1 | TRUE | wye
26 | LV_1630-30_0_6_load_116 | 49 | 0.0032789 | 0.00082177 | 0 | 0 |  | 1 | TRUE | wye
27 | LV_1630-30_0_6_load_26 | 51 | 0.0054955 | 0.0013773 | 0 | 0 |  | 1 | TRUE | wye
28 | LV_1630-30_0_6_load_27 | 52 | 0.0033123 | 0.00083013 | 0 | 0 |  | 1 | TRUE | wye
29 | LV_1630-30_0_6_load_105 | 54 | 0.0071834 | 0.0018003 | 0 | 0 |  | 1 | TRUE | wye
30 | LV_1630-30_0_6_load_101 | 55 | 0.0093608 | 0.002346 | 0 | 0 |  | 1 | TRUE | wye
31 | LV_1630-30_0_6_load_110 | 56 | 0.00052113 | 0.00013061 | 0 | 0 |  | 1 | TRUE | wye
32 | LV_1630-30_0_6_load_38 | 57 | 0.011123 | 0.0027876 | 0 | 0 |  | 1 | TRUE | wye
33 | LV_1630-30_0_6_load_39 | 58 | 0.01603 | 0.0040175 | 0 | 0 |  | 1 | TRUE | wye
34 | LV_1630-30_0_6_load_41 | 60 | 0.0075683 | 0.0018968 | 0 | 0 |  | 1 | TRUE | wye
35 | LV_1630-30_0_6_load_42 | 61 | 0.041314 | 0.010354 | 0 | 0 |  | 1 | TRUE | wye
36 | LV_1630-30_0_6_load_87 | 66 | 0.0062319 | 0.0015619 | 0 | 0 |  | 1 | TRUE | wye
37 | LV_1630-30_0_6_load_92 | 68 | 0.014706 | 0.0036858 | 0 | 0 |  | 1 | TRUE | wye
38 | LV_1630-30_0_6_load_93 | 72 | 0.01069 | 0.0026793 | 0 | 0 |  | 1 | TRUE | wye
39 | LV_1630-30_0_6_load_86 | 73 | 0.0050305 | 0.0012608 | 0 | 0 |  | 1 | TRUE | wye
40 | LV_1630-30_0_6_load_77 | 75 | 0.023075 | 0.0057831 | 0 | 0 |  | 1 | TRUE | wye
41 | LV_1630-30_0_6_load_89 | 77 | 0.0098296 | 0.0024635 | 0 | 0 |  | 1 | TRUE | wye
42 | LV_1630-30_0_6_load_114 | 78 | 0.036713 | 0.0092012 | 0 | 0 |  | 1 | TRUE | wye
43 | LV_1630-30_0_6_load_82 | 79 | 0.0092675 | 0.0023227 | 0 | 0 |  | 1 | TRUE | wye
44 | LV_1630-30_0_6_load_47 | 81 | 0.012266 | 0.0030741 | 0 | 0 |  | 1 | TRUE | wye
45 | LV_1630-30_0_6_load_48 | 82 | 0.018679 | 0.0046815 | 0 | 0 |  | 1 | TRUE | wye
46 | LV_1630-30_0_6_load_49 | 83 | 0.0054182 | 0.0013579 | 0 | 0 |  | 1 | TRUE | wye
47 | LV_1630-30_0_6_load_112 | 85 | 0.0058095 | 0.001456 | 0 | 0 |  | 1 | TRUE | wye
48 | LV_1630-30_0_6_load_122 | 87 | 0.00037424 | 9.3794e-05 | 0 | 0 |  | 1 | TRUE | wye
49 | LV_1630-30_0_6_load_121 | 90 | 0.031092 | 0.0077923 | 0 | 0 |  | 1 | TRUE | wye
50 | LV_1630-30_0_6_load_123 | 93 | 0.03122 | 0.0078245 | 0 | 0 |  | 1 | TRUE | wye
51 | LV_1630-30_0_6_load_91 | 94 | 0.011182 | 0.0028024 | 0 | 0 |  | 1 | TRUE | wye
52 | LV_1630-30_0_6_load_120 | 95 | 0.057959 | 0.014526 | 0 | 0 |  | 1 | TRUE | wye
53 | LV_1630-30_0_6_load_124 | 96 | 0.00062092 | 0.00015562 | 0 | 0 |  | 1 | TRUE | wye
54 | LV_1630-30_0_6_load_113 | 98 | 0.0019741 | 0.00049477 | 0 | 0 |  | 1 | TRUE | wye
55 | LV_1630-30_0_6_load_66 | 99 | 0.018189 | 0.0045586 | 0 | 0 |  | 1 | TRUE | wye
56 | LV_1630-30_0_6_load_78 | 100 | 0.0044652 | 0.0011191 | 0 | 0 |  | 1 | TRUE | wye
57 | LV_1630-30_0_6_load_84 | 103 | 0.0095262 | 0.0023875 | 0 | 0 |  | 1 | TRUE | wye
58 | LV_1630-30_0_6_load_88 | 104 | 0.010516 | 0.0026355 | 0 | 0 |  | 1 | TRUE | wye
59 | LV_1630-30_0_6_load_73 | 105 | 0.010743 | 0.0026923 | 0 | 0 |  | 1 | TRUE | wye
60 | LV_1630-30_0_6_load_74 | 106 | 0.011871 | 0.0029752 | 0 | 0 |  | 1 | TRUE | wye
61 | LV_1630-30_0_6_load_76 | 108 | 0.019471 | 0.00488 | 0 | 0 |  | 1 | TRUE | wye
62 | LV_1630-30_0_6_load_94 | 109 | 0.0004914 | 0.00012316 | 0 | 0 |  | 1 | TRUE | wye
63 | LV_1630-30_0_6_load_96 | 111 | 0.00053701 | 0.00013459 | 0 | 0 |  | 1 | TRUE | wye
64 | LV_1630-30_0_6_load_100 | 115 | 0.00066376 | 0.00016635 | 0 | 0 |  | 1 | TRUE | wye
65 | LV_1630-30_0_6_load_111 | 116 | 0.00043089 | 0.00010799 | 0 | 0 |  | 1 | TRUE | wye
66 | LV_1630-30_0_6_load_106 | 117 | 0.00093261 | 0.00023373 | 0 | 0 |  | 1 | TRUE | wye
67 | LV_1630-30_0_6_load_109 | 119 | 0.00092651 | 0.0002322 | 0 | 0 |  | 1 | TRUE | wye

## ext_grid
| name | bus | vm_pu | va_degree | slack_weight | in_service
0 |  | 83 | 1 | 0 | 1 | TRUE

## line
| name | std_type | from_bus | to_bus | length_km | r_ohm_per_km | x_ohm_per_km | c_nf_per_km | g_us_per_km | max_i_ka | df | parallel | type | in_service
0 | LV_1630-30_0_6_line_0 |  | 0 | 1 | 0.023929 | 0.125 | 0.08 | 261 | 0 | 0.364 | 1 | 1 | cs | TRUE
1 | LV_1630-30_0_6_line_1 |  | 1 | 2 | 0.0043821 | 0.125 | 0.08 | 261 | 0 | 0.364 | 1 | 1 | cs | TRUE
2 | LV_1630-30_0_6_line_2 |  | 2 | 3 | 0.03342 | 0.125 | 0.08 | 261 | 0 | 0.364 | 1 | 1 | cs | TRUE
3 | LV_1630-30_0_6_line_3 |  | 3 | 10 | 0.021579 | 0.125 | 0.08 | 261 | 0 | 0.364 | 1 | 1 | cs | TRUE
4 | LV_1630-30_0_6_line_4 |  | 3 | 11 | 0.035227 | 0.125 | 0.08 | 261 | 0 | 0.364 | 1 | 1 | cs | TRUE
5 | LV_1630-30_0_6_line_5 |  | 4 | 5 | 0.0086694 | 0.125 | 0.08 | 261 | 0 | 0.364 | 1 | 1 | cs | TRUE
6 | LV_1630-30_0_6_line_6 |  | 4 | 6 | 0.01646 | 0.125 | 0.08 | 261 | 0 | 0.364 | 1 | 1 | cs | TRUE
7 | LV_1630-30_0_6_line_7 |  | 5 | 9 | 0.0072296 | 0.125 | 0.08 | 261 | 0 | 0.364 | 1 | 1 | cs | TRUE
8 | LV_1630-30_0_6_line_8 |  | 6 | 12 | 0.0007171 | 0.125 | 0.08 | 261 | 0 | 0.364 | 1 | 1 | cs | TRUE
9 | LV_1630-30_0_6_line_9 |  | 7 | 8 | 0.0046462 | 0.125 | 0.08 | 261 | 0 | 0.364 | 1 | 1 | cs | TRUE
10 | LV_1630-30_0_6_line_10 |  | 7 | 9 | 0.017653 | 0.125 | 0.08 | 261 | 0 | 0.364 | 1 | 1 | cs | TRUE
11 | LV_1630-30_0_6_line_11 |  | 8 | 13 | 0.028309 | 0.125 | 0.08 | 261 | 0 | 0.364 | 1 | 1 | cs | TRUE
12 | LV_1630-30_0_6_line_12 |  | 10 | 14 | 0.0074623 | 0.125 | 0.08 | 261 | 0 | 0.364 | 1 | 1 | cs | TRUE
13 | LV_1630-30_0_6_line_13 |  | 12 | 15 | 0.025267 | 0.125 | 0.08 | 261 | 0 | 0.364 | 1 | 1 | cs | TRUE
14 | LV_1630-30_0_6_line_14 |  | 13 | 14 | 0.032961 | 0.125 | 0.08 | 261 | 0 | 0.364 | 1 | 1 | cs | TRUE
15 | LV_1630-30_0_6_line_15 |  | 14 | 16 | 0.024275 | 0.125 | 0.08 | 261 | 0 | 0.364 | 1 | 1 | cs | TRUE
16 | LV_1630-30_0_6_line_16 |  | 15 | 50 | 0.005267 | 0.125 | 0.08 | 261 | 0 | 0.364 | 1 | 2 | cs | TRUE
17 | LV_1630-30_0_6_line_17 |  | 15 | 29 | 0.029665 | 0.125 | 0.08 | 261 | 0 | 0.364 | 1 | 2 | cs | TRUE
18 | LV_1630-30_0_6_line_18 |  | 17 | 18 | 0.02027 | 0.125 | 0.08 | 261 | 0 | 0.364 | 1 | 1 | cs | TRUE
19 | LV_1630-30_0_6_line_19 |  | 17 | 19 | 0.021315 | 0.125 | 0.08 | 261 | 0 | 0.364 | 1 | 1 | cs | TRUE
20 | LV_1630-30_0_6_line_20 |  | 18 | 20 | 0.037856 | 0.125 | 0.08 | 261 | 0 | 0.364 | 1 | 1 | cs | TRUE
21 | LV_1630-30_0_6_line_21 |  | 19 | 21 | 0.010642 | 0.125 | 0.08 | 261 | 0 | 0.364 | 1 | 1 | cs | TRUE
22 | LV_1630-30_0_6_line_22 |  | 20 | 22 | 0.033104 | 0.125 | 0.08 | 261 | 0 | 0.364 | 1 | 1 | cs | TRUE
23 | LV_1630-30_0_6_line_23 |  | 21 | 25 | 0.027145 | 0.125 | 0.08 | 261 | 0 | 0.364 | 1 | 1 | cs | TRUE
24 | LV_1630-30_0_6_line_24 |  | 21 | 26 | 0.036546 | 0.125 | 0.08 | 261 | 0 | 0.364 | 1 | 1 | cs | TRUE
25 | LV_1630-30_0_6_line_25 |  | 21 | 27 | 0.029174 | 0.125 | 0.08 | 261 | 0 | 0.364 | 1 | 1 | cs | TRUE
26 | LV_1630-30_0_6_line_26 |  | 21 | 28 | 0.019644 | 0.125 | 0.08 | 261 | 0 | 0.364 | 1 | 1 | cs | TRUE
27 | LV_1630-30_0_6_line_27 |  | 22 | 33 | 0.0087125 | 0.125 | 0.08 | 261 | 0 | 0.364 | 1 | 1 | cs | TRUE
28 | LV_1630-30_0_6_line_28 |  | 23 | 24 | 0.0019343 | 0.125 | 0.08 | 261 | 0 | 0.364 | 1 | 1 | cs | TRUE
29 | LV_1630-30_0_6_line_29 |  | 24 | 29 | 0.011312 | 0.125 | 0.08 | 261 | 0 | 0.364 | 1 | 1 | cs | TRUE
30 | LV_1630-30_0_6_line_30 |  | 25 | 34 | 0.10745 | 0.125 | 0.08 | 261 | 0 | 0.364 | 1 | 1 | cs | TRUE
31 | LV_1630-30_0_6_line_31 |  | 26 | 29 | 0.11629 | 0.125 | 0.08 | 261 | 0 | 0.364 | 1 | 2 | cs | TRUE
32 | LV_1630-30_0_6_line_32 |  | 26 | 30 | 0.047376 | 0.125 | 0.08 | 261 | 0 | 0.364 | 1 | 1 | cs | TRUE
33 | LV_1630-30_0_6_line_33 |  | 27 | 31 | 0.073154 | 0.125 | 0.08 | 261 | 0 | 0.364 | 1 | 1 | cs | TRUE
34 | LV_1630-30_0_6_line_34 |  | 27 | 32 | 0.017678 | 0.125 | 0.08 | 261 | 0 | 0.364 | 1 | 1 | cs | TRUE
35 | LV_1630-30_0_6_line_35 |  | 28 | 35 | 0.029031 | 0.125 | 0.08 | 261 | 0 | 0.364 | 1 | 1 | cs | TRUE
36 | LV_1630-30_0_6_line_36 |  | 29 | 36 | 0.037308 | 0.125 | 0.08 | 261 | 0 | 0.364 | 1 | 1 | cs | TRUE
37 | LV_1630-30_0_6_line_37 |  | 31 | 40 | 0.012369 | 0.125 | 0.08 | 261 | 0 | 0.364 | 1 | 1 | cs | TRUE
38 | LV_1630-30_0_6_line_38 |  | 32 | 48 | 0.03037 | 0.125 | 0.08 | 261 | 0 | 0.364 | 1 | 1 | cs | TRUE
39 | LV_1630-30_0_6_line_39 |  | 33 | 49 | 0.020995 | 0.125 | 0.08 | 261 | 0 | 0.364 | 1 | 1 | cs | TRUE
40 | LV_1630-30_0_6_line_40 |  | 34 | 41 | 0.15264 | 0.125 | 0.08 | 261 | 0 | 0.364 | 1 | 1 | cs | TRUE
41 | LV_1630-30_0_6_line_41 |  | 34 | 42 | 0.13202 | 0.125 | 0.08 | 261 | 0 | 0.364 | 1 | 1 | cs | TRUE
42 | LV_1630-30_0_6_line_42 |  | 35 | 97 | 0.08119 | 0.125 | 0.08 | 261 | 0 | 0.364 | 1 | 1 | cs | TRUE
43 | LV_1630-30_0_6_line_43 |  | 37 | 38 | 0.035986 | 0.125 | 0.08 | 261 | 0 | 0.364 | 1 | 1 | cs | TRUE
44 | LV_1630-30_0_6_line_44 |  | 37 | 39 | 0.065607 | 0.125 | 0.08 | 261 | 0 | 0.364 | 1 | 1 | cs | TRUE
45 | LV_1630-30_0_6_line_45 |  | 39 | 86 | 0.043515 | 0.125 | 0.08 | 261 | 0 | 0.364 | 1 | 1 | cs | TRUE
46 | LV_1630-30_0_6_line_46 |  | 41 | 45 | 0.034317 | 0.125 | 0.08 | 261 | 0 | 0.364 | 1 | 1 | cs | TRUE
47 | LV_1630-30_0_6_line_47 |  | 41 | 46 | 0.32822 | 0.125 | 0.08 | 261 | 0 | 0.364 | 1 | 1 | cs | TRUE
48 | LV_1630-30_0_6_line_48 |  | 42 | 43 | 0.15449 | 0.125 | 0.08 | 261 | 0 | 0.364 | 1 | 1 | cs | TRUE
49 | LV_1630-30_0_6_line_49 |  | 42 | 44 | 0.055093 | 0.125 | 0.08 | 261 | 0 | 0.364 | 1 | 1 | cs | TRUE
50 | LV_1630-30_0_6_line_50 |  | 43 | 47 | 0.098711 | 0.125 | 0.08 | 261 | 0 | 0.364 | 1 | 1 | cs | TRUE
51 | LV_1630-30_0_6_line_51 |  | 44 | 56 | 0.29976 | 0.125 | 0.08 | 261 | 0 | 0.364 | 1 | 1 | cs | TRUE
52 | LV_1630-30_0_6_line_52 |  | 46 | 55 | 0.035781 | 0.125 | 0.08 | 261 | 0 | 0.364 | 1 | 1 | cs | TRUE
53 | LV_1630-30_0_6_line_53 |  | 48 | 52 | 0.019276 | 0.125 | 0.08 | 261 | 0 | 0.364 | 1 | 1 | cs | TRUE
54 | LV_1630-30_0_6_line_54 |  | 50 | 98 | 0.014192 | 0.125 | 0.08 | 261 | 0 | 0.364 | 1 | 5 | cs | TRUE
55 | LV_1630-30_0_6_line_55 |  | 51 | 52 | 0.00034278 | 0.125 | 0.08 | 261 | 0 | 0.364 | 1 | 1 | cs | TRUE
56 | LV_1630-30_0_6_line_56 |  | 53 | 54 | 0.042744 | 0.125 | 0.08 | 261 | 0 | 0.364 | 1 | 1 | cs | TRUE
57 | LV_1630-30_0_6_line_57 |  | 53 | 55 | 0.10893 | 0.125 | 0.08 | 261 | 0 | 0.364 | 1 | 1 | cs | TRUE
58 | LV_1630-30_0_6_line_58 |  | 56 | 119 | 0.02174 | 0.125 | 0.08 | 261 | 0 | 0.364 | 1 | 1 | cs | TRUE
59 | LV_1630-30_0_6_line_59 |  | 57 | 58 | 0.013617 | 0.125 | 0.08 | 261 | 0 | 0.364 | 1 | 1 | cs | TRUE
60 | LV_1630-30_0_6_line_60 |  | 57 | 59 | 0.036331 | 0.125 | 0.08 | 261 | 0 | 0.364 | 1 | 1 | cs | TRUE
61 | LV_1630-30_0_6_line_61 |  | 58 | 60 | 0.0092679 | 0.125 | 0.08 | 261 | 0 | 0.364 | 1 | 1 | cs | TRUE
62 | LV_1630-30_0_6_line_62 |  | 59 | 61 | 0.032674 | 0.125 | 0.08 | 261 | 0 | 0.364 | 1 | 1 | cs | TRUE
63 | LV_1630-30_0_6_line_63 |  | 59 | 62 | 0.016146 | 0.125 | 0.08 | 261 | 0 | 0.364 | 1 | 2 | cs | TRUE
64 | LV_1630-30_0_6_line_64 |  | 60 | 63 | 0.0099551 | 0.125 | 0.08 | 261 | 0 | 0.364 | 1 | 1 | cs | TRUE
65 | LV_1630-30_0_6_line_65 |  | 61 | 64 | 0.016581 | 0.125 | 0.08 | 261 | 0 | 0.364 | 1 | 1 | cs | TRUE
66 | LV_1630-30_0_6_line_66 |  | 62 | 67 | 0.037286 | 0.125 | 0.08 | 261 | 0 | 0.364 | 1 | 5 | cs | TRUE
67 | LV_1630-30_0_6_line_67 |  | 62 | 68 | 0.012396 | 0.125 | 0.08 | 261 | 0 | 0.364 | 1 | 2 | cs | TRUE
68 | LV_1630-30_0_6_line_68 |  | 63 | 69 | 0.01882 | 0.125 | 0.08 | 261 | 0 | 0.364 | 1 | 1 | cs | TRUE
69 | LV_1630-30_0_6_line_69 |  | 63 | 70 | 0.042607 | 0.125 | 0.08 | 261 | 0 | 0.364 | 1 | 1 | cs | TRUE
70 | LV_1630-30_0_6_line_70 |  | 64 | 71 | 0.022531 | 0.125 | 0.08 | 261 | 0 | 0.364 | 1 | 1 | cs | TRUE
71 | LV_1630-30_0_6_line_71 |  | 64 | 65 | 0.018734 | 0.125 | 0.08 | 261 | 0 | 0.364 | 1 | 1 | cs | TRUE
72 | LV_1630-30_0_6_line_72 |  | 65 | 66 | 0.020912 | 0.125 | 0.08 | 261 | 0 | 0.364 | 1 | 1 | cs | TRUE
73 | LV_1630-30_0_6_line_73 |  | 66 | 72 | 0.024887 | 0.125 | 0.08 | 261 | 0 | 0.364 | 1 | 1 | cs | TRUE
74 | LV_1630-30_0_6_line_74 |  | 66 | 73 | 0.035407 | 0.125 | 0.08 | 261 | 0 | 0.364 | 1 | 1 | cs | TRUE
75 | LV_1630-30_0_6_line_75 |  | 67 | 74 | 0.029475 | 0.125 | 0.08 | 261 | 0 | 0.364 | 1 | 5 | cs | TRUE
76 | LV_1630-30_0_6_line_76 |  | 67 | 75 | 0.017625 | 0.125 | 0.08 | 261 | 0 | 0.364 | 1 | 1 | cs | TRUE
77 | LV_1630-30_0_6_line_77 |  | 68 | 76 | 0.0071256 | 0.125 | 0.08 | 261 | 0 | 0.364 | 1 | 1 | cs | TRUE
78 | LV_1630-30_0_6_line_78 |  | 69 | 77 | 0.019365 | 0.125 | 0.08 | 261 | 0 | 0.364 | 1 | 1 | cs | TRUE
79 | LV_1630-30_0_6_line_79 |  | 70 | 78 | 0.005144 | 0.125 | 0.08 | 261 | 0 | 0.364 | 1 | 1 | cs | TRUE
80 | LV_1630-30_0_6_line_80 |  | 71 | 79 | 0.022563 | 0.125 | 0.08 | 261 | 0 | 0.364 | 1 | 1 | cs | TRUE
81 | LV_1630-30_0_6_line_81 |  | 71 | 80 | 0.026162 | 0.125 | 0.08 | 261 | 0 | 0.364 | 1 | 1 | cs | TRUE
82 | LV_1630-30_0_6_line_82 |  | 73 | 102 | 0.013725 | 0.125 | 0.08 | 261 | 0 | 0.364 | 1 | 1 | cs | TRUE
83 | LV_1630-30_0_6_line_83 |  | 74 | 84 | 0.033085 | 0.125 | 0.08 | 261 | 0 | 0.364 | 1 | 5 | cs | TRUE
84 | LV_1630-30_0_6_line_84 |  | 74 | 83 | 0.017067 | 0.125 | 0.08 | 261 | 0 | 0.364 | 1 | 5 | cs | TRUE
85 | LV_1630-30_0_6_line_85 |  | 75 | 107 | 0.013755 | 0.125 | 0.08 | 261 | 0 | 0.364 | 1 | 1 | cs | TRUE
86 | LV_1630-30_0_6_line_86 |  | 76 | 94 | 0.021559 | 0.125 | 0.08 | 261 | 0 | 0.364 | 1 | 1 | cs | TRUE
87 | LV_1630-30_0_6_line_87 |  | 76 | 91 | 0.088294 | 0.125 | 0.08 | 261 | 0 | 0.364 | 1 | 1 | cs | TRUE
88 | LV_1630-30_0_6_line_88 |  | 77 | 104 | 0.0031404 | 0.125 | 0.08 | 261 | 0 | 0.364 | 1 | 1 | cs | TRUE
89 | LV_1630-30_0_6_line_89 |  | 80 | 100 | 0.011063 | 0.125 | 0.08 | 261 | 0 | 0.364 | 1 | 1 | cs | TRUE
90 | LV_1630-30_0_6_line_90 |  | 81 | 82 | 0.020964 | 0.125 | 0.08 | 261 | 0 | 0.364 | 1 | 1 | cs | TRUE
91 | LV_1630-30_0_6_line_91 |  | 82 | 83 | 0.027449 | 0.125 | 0.08 | 261 | 0 | 0.364 | 1 | 1 | cs | TRUE
92 | LV_1630-30_0_6_line_92 |  | 84 | 85 | 0.020666 | 0.125 | 0.08 | 261 | 0 | 0.364 | 1 | 5 | cs | TRUE
93 | LV_1630-30_0_6_line_93 |  | 85 | 98 | 0.0058602 | 0.125 | 0.08 | 261 | 0 | 0.364 | 1 | 5 | cs | TRUE
94 | LV_1630-30_0_6_line_94 |  | 86 | 87 | 0.063825 | 0.125 | 0.08 | 261 | 0 | 0.364 | 1 | 1 | cs | TRUE
95 | LV_1630-30_0_6_line_95 |  | 86 | 88 | 0.040426 | 0.125 | 0.08 | 261 | 0 | 0.364 | 1 | 1 | cs | TRUE
96 | LV_1630-30_0_6_line_96 |  | 88 | 96 | 0.011156 | 0.125 | 0.08 | 261 | 0 | 0.364 | 1 | 1 | cs | TRUE
97 | LV_1630-30_0_6_line_97 |  | 88 | 97 | 0.086323 | 0.125 | 0.08 | 261 | 0 | 0.364 | 1 | 1 | cs | TRUE
98 | LV_1630-30_0_6_line_98 |  | 89 | 90 | 0.0077 | 0.125 | 0.08 | 261 | 0 | 0.364 | 1 | 1 | cs | TRUE
99 | LV_1630-30_0_6_line_99 |  | 89 | 91 | 0.022895 | 0.125 | 0.08 | 261 | 0 | 0.364 | 1 | 1 | cs | TRUE
100 | LV_1630-30_0_6_line_100 |  | 89 | 92 | 0.024523 | 0.125 | 0.08 | 261 | 0 | 0.364 | 1 | 1 | cs | TRUE
101 | LV_1630-30_0_6_line_101 |  | 91 | 93 | 0.010503 | 0.125 | 0.08 | 261 | 0 | 0.364 | 1 | 1 | cs | TRUE
102 | LV_1630-30_0_6_line_102 |  | 92 | 95 | 0.004134 | 0.125 | 0.08 | 261 | 0 | 0.364 | 1 | 1 | cs | TRUE
103 | LV_1630-30_0_6_line_103 |  | 97 | 99 | 0.026755 | 0.125 | 0.08 | 261 | 0 | 0.364 | 1 | 1 | cs | TRUE
104 | LV_1630-30_0_6_line_104 |  | 101 | 102 | 0.003506 | 0.125 | 0.08 | 261 | 0 | 0.364 | 1 | 1 | cs | TRUE
105 | LV_1630-30_0_6_line_105 |  | 101 | 103 | 0.014178 | 0.125 | 0.08 | 261 | 0 | 0.364 | 1 | 1 | cs | TRUE
106 | LV_1630-30_0_6_line_106 |  | 105 | 106 | 0.01816 | 0.125 | 0.08 | 261 | 0 | 0.364 | 1 | 1 | cs | TRUE
107 | LV_1630-30_0_6_line_107 |  | 106 | 107 | 0.0079169 | 0.125 | 0.08 | 261 | 0 | 0.364 | 1 | 1 | cs | TRUE
108 | LV_1630-30_0_6_line_108 |  | 107 | 108 | 0.013729 | 0.125 | 0.08 | 261 | 0 | 0.364 | 1 | 1 | cs | TRUE
109 | LV_1630-30_0_6_line_109 |  | 109 | 110 | 0.015315 | 0.125 | 0.08 | 261 | 0 | 0.364 | 1 | 1 | cs | TRUE
110 | LV_1630-30_0_6_line_110 |  | 110 | 111 | 0.038872 | 0.125 | 0.08 | 261 | 0 | 0.364 | 1 | 1 | cs | TRUE
111 | LV_1630-30_0_6_line_111 |  | 110 | 112 | 0.086463 | 0.125 | 0.08 | 261 | 0 | 0.364 | 1 | 1 | cs | TRUE
112 | LV_1630-30_0_6_line_112 |  | 112 | 113 | 0.16322 | 0.125 | 0.08 | 261 | 0 | 0.364 | 1 | 1 | cs | TRUE
113 | LV_1630-30_0_6_line_113 |  | 112 | 114 | 0.15683 | 0.125 | 0.08 | 261 | 0 | 0.364 | 1 | 1 | cs | TRUE
114 | LV_1630-30_0_6_line_114 |  | 112 | 115 | 0.098865 | 0.125 | 0.08 | 261 | 0 | 0.364 | 1 | 1 | cs | TRUE
115 | LV_1630-30_0_6_line_115 |  | 113 | 116 | 0.015619 | 0.125 | 0.08 | 261 | 0 | 0.364 | 1 | 1 | cs | TRUE
116 | LV_1630-30_0_6_line_116 |  | 114 | 117 | 0.077322 | 0.125 | 0.08 | 261 | 0 | 0.364 | 1 | 1 | cs | TRUE
117 | LV_1630-30_0_6_line_117 |  | 115 | 118 | 0.016867 | 0.125 | 0.08 | 261 | 0 | 0.364 | 1 | 1 | cs | TRUE
118 | LV_1630-30_0_6_line_118 |  | 118 | 119 | 0.023461 | 0.125 | 0.08 | 261 | 0 | 0.364 | 1 | 1 | cs | TRUE

## trafo
| name | std_type | hv_bus | lv_bus | sn_mva | vn_hv_kv | vn_lv_kv | vk_percent | vkr_percent | pfe_kw | i0_percent | shift_degree | tap_side | tap_neutral | tap_min | tap_max | tap_step_percent | tap_step_degree | tap_pos | tap_phase_shifter | parallel | df | in_service
0 | LV_1630-30_0_6_trafo_49 | 0.63 MVA 20/0.4 kV | 120 | 83 | 0.63 | 20 | 0.4 | 6 | 1.206 | 1.65 | 0.2619 | 150 | hv | 0 | -2 | 2 | 2.5 | 0 | 0 | FALSE | 1 | 1 | TRUE

## line_geodata
| x0 | y0 | x1 | y1 | x2 | y2 | x3 | y3 | x4 | y4 | x5 | y5 | x6 | y6 | x7 | y7 | x8 | y8 | x9 | y9 | x10 | y10 | x11 | y11 | x12 | y12 | x13 | y13 | x14 | y14 | x15 | y15 | x16 | y16 | x17 | y17 | x18 | y18 | x19 | y19 | x20 | y20 | x21 | y21 | x22 | y22
0 | 2724094.3608 | 1216252.4059 | 2724070.6462 | 1216249.2069
1 | 2724070.6462 | 1216249.2069 | 2724066.3034 | 1216248.6211
2 | 2724033.1829 | 1216244.1533 | 2724066.3034 | 1216248.6211
3 | 2724033.1829 | 1216244.1533 | 2724030.4853 | 1216265.5631
4 | 2724033.1829 | 1216244.1533 | 2723998.3365 | 1216238.9862
5 | 2724110.1196 | 1216307.6931 | 2724101.6379 | 1216305.8988
6 | 2724110.1196 | 1216307.6931 | 2724126.5039 | 1216309.2739
7 | 2724101.6379 | 1216305.8988 | 2724094.5648 | 1216304.4025
8 | 2724127.2177 | 1216309.3427 | 2724126.5039 | 1216309.2739
9 | 2724077.2939 | 1216300.7488 | 2724072.7033 | 1216300.0323
10 | 2724077.2939 | 1216300.7488 | 2724094.5648 | 1216304.4025
11 | 2724044.7332 | 1216295.6671 | 2724044.7332 | 1216295.6671 | 2724072.7033 | 1216300.0323
12 | 2724029.5524 | 1216272.9669 | 2724030.4853 | 1216265.5631
13 | 2724151.4018 | 1216315.9371 | 2724136.1412 | 1216310.2036 | 2724127.2177 | 1216309.3427
14 | 2724029.5524 | 1216272.9669 | 2724027.8315 | 1216286.6751 | 2724044.7332 | 1216295.6671
15 | 2724029.5524 | 1216272.9669 | 2724005.4865 | 1216269.7902
16 | 2724151.4018 | 1216315.9371 | 2724150.3448 | 1216321.0968
17 | 2724151.4018 | 1216315.9371 | 2724157.433 | 1216307.1558 | 2724160.0538 | 1216301.3059 | 2724163.228 | 1216295.8677 | 2724166.4553 | 1216290.4307
18 | 2724104.0887 | 1216139.5483 | 2724084.8164 | 1216133.268
19 | 2724124.3546 | 1216146.1525 | 2724104.0887 | 1216139.5483
20 | 2724048.8231 | 1216121.5387 | 2724084.8164 | 1216133.268
21 | 2724124.3546 | 1216146.1525 | 2724125.8588 | 1216141.0353 | 2724130.4044 | 1216143.7766
22 | 2724048.8231 | 1216121.5387 | 2724045.1415 | 1216120.3389 | 2724017.8176 | 1216109.9525
23 | 2724130.4044 | 1216143.7766 | 2724133.521 | 1216134.1784 | 2724134.6267 | 1216132.5113 | 2724137.6829 | 1216128.7275 | 2724140.7314 | 1216127.5012 | 2724144.8044 | 1216121.9269
24 | 2724141.0433 | 1216177.7691 | 2724131.7821 | 1216159.3063 | 2724129.8757 | 1216153.8401 | 2724129.722 | 1216150.6455 | 2724130.4044 | 1216143.7766
25 | 2724130.4044 | 1216143.7766 | 2724125.8588 | 1216141.0353 | 2724126.7578 | 1216137.985 | 2724129.2028 | 1216132.187 | 2724135.5182 | 1216119.2528
26 | 2724130.4044 | 1216143.7766 | 2724145.5282 | 1216153.1767 | 2724147.185 | 1216153.9695
27 | 2724009.5085 | 1216107.3652 | 2724014.7501 | 1216108.7865 | 2724017.8176 | 1216109.9525
28 | 2724158.2388 | 1216284.8997 | 2724158.3354 | 1216282.9678
29 | 2724158.2388 | 1216284.8997 | 2724165.5814 | 1216286.8097 | 2724166.4553 | 1216290.4307
30 | 2724176.0547 | 1216022.6996 | 2724176.1944 | 1216034.5785 | 2724175.8131 | 1216036.839 | 2724173.1772 | 1216041.5878 | 2724167.272 | 1216047.5917 | 2724164.6061 | 1216051.2279 | 2724163.4852 | 1216052.8947 | 2724163.0106 | 1216054.1636 | 2724162.7021 | 1216055.8473 | 2724163.8491 | 1216059.8521 | 2724163.9447 | 1216060.7326 | 2724157.7012 | 1216090.2478 | 2724155.8657 | 1216098.8718 | 2724153.1245 | 1216108.311 | 2724146.8297 | 1216119.155 | 2724144.8044 | 1216121.9269
31 | 2724141.0433 | 1216177.7691 | 2724143.4777 | 1216184.5028 | 2724145.9175 | 1216195.7179 | 2724148.0812 | 1216203.7804 | 2724157.5562 | 1216229.8314 | 2724159.4144 | 1216236.1528 | 2724161.1083 | 1216245.6177 | 2724161.7227 | 1216258.7741 | 2724163.4338 | 1216280.8937 | 2724165.5814 | 1216286.8097 | 2724166.4553 | 1216290.4307
32 | 2724141.0433 | 1216177.7691 | 2724150.6462 | 1216184.2075 | 2724157.2151 | 1216187.5358 | 2724185.0758 | 1216193.2984
33 | 2724134.1853 | 1216061.1242 | 2724135.8072 | 1216061.2914 | 2724148.7359 | 1216067.421 | 2724147.8308 | 1216072.9509 | 2724146.401 | 1216078.8702 | 2724150.0516 | 1216080.4586 | 2724148.0754 | 1216088.546 | 2724145.593 | 1216096.1335 | 2724140.832 | 1216108.0993 | 2724135.5182 | 1216119.2528
34 | 2724135.5182 | 1216119.2528 | 2724118.6847 | 1216113.8535
35 | 2724173.9402 | 1216156.9158 | 2724173.4631 | 1216158.307 | 2724172.5611 | 1216159.3112 | 2724171.079 | 1216159.7251 | 2724150.4841 | 1216155.5484 | 2724147.185 | 1216153.9695
36 | 2724166.4553 | 1216290.4307 | 2724184.9346 | 1216314.4567 | 2724191.8309 | 1216312.9992
37 | 2724134.1853 | 1216061.1242 | 2724122.9945 | 1216055.787
38 | 2724089.7659 | 1216104.5777 | 2724118.6847 | 1216113.8535
39 | 2724009.5085 | 1216107.3652 | 2724005.1976 | 1216120.3412 | 2724002.9109 | 1216127.299
40 | 2724048.3502 | 1216027.1776 | 2724147.5319 | 1215998.3755 | 2724149.0166 | 1216003.6661 | 2724152.7384 | 1216002.5761 | 2724156.0578 | 1216002.2005 | 2724160.6813 | 1216003.7646 | 2724162.7177 | 1216004.452 | 2724180.0533 | 1216013.4313 | 2724176.0547 | 1216022.6996
41 | 2724176.0547 | 1216022.6996 | 2724180.0533 | 1216013.4313 | 2724184.1789 | 1216003.8987 | 2724181.3959 | 1215997.1243 | 2724184.8127 | 1215993.5371 | 2724187.0348 | 1215992.6049 | 2724187.2997 | 1215978.4438 | 2724186.5584 | 1215972.4682 | 2724184.9917 | 1215967.465 | 2724186.3696 | 1215966.9488 | 2724193.9338 | 1215965.5387 | 2724193.7083 | 1215964.333 | 2724201.5851 | 1215962.8627 | 2724201.8033 | 1215963.6901 | 2724205.7117 | 1215962.7597 | 2724208.5138 | 1215962.062 | 2724205.7239 | 1215955.2541 | 2724204.427 | 1215950.7902 | 2724203.4272 | 1215945.5542 | 2724203.3001 | 1215935.6216 | 2724202.613 | 1215928.5017 | 2724201.927 | 1215923.8838 | 2724200.2735 | 1215917.9448
42 | 2724253.9167 | 1216161.7417 | 2724249.0878 | 1216163.8427 | 2724244.7845 | 1216165.5099 | 2724240.1441 | 1216165.8579 | 2724233.5223 | 1216165.7976 | 2724186.6217 | 1216158.1365 | 2724173.9402 | 1216156.9158
43 | 2724273.9573 | 1216240.5321 | 2724277.1922 | 1216243.1127 | 2724285.1785 | 1216249.4842 | 2724288.3934 | 1216270.8755
44 | 2724318.4857 | 1216194.4246 | 2724305.7202 | 1216200.8746 | 2724301.5279 | 1216204.5011 | 2724293.3841 | 1216213.3159 | 2724281.5784 | 1216232.3735 | 2724278.1911 | 1216237.4624 | 2724273.9573 | 1216240.5321
45 | 2724318.4857 | 1216194.4246 | 2724324.8811 | 1216194.7805 | 2724336.1746 | 1216170.4304 | 2724338.9945 | 1216167.7872 | 2724344.4202 | 1216164.3866
46 | 2724051.5687 | 1216060.0924 | 2724051.8358 | 1216056.7509 | 2724052.6851 | 1216053.5327 | 2724054.3002 | 1216049.6522 | 2724054.6177 | 1216048.2689 | 2724054.2848 | 1216046.3827 | 2724053.2319 | 1216043.3251 | 2724051.035 | 1216036.1182 | 2724048.3502 | 1216027.1776
47 | 2723733.9905 | 1216121.484 | 2723755.5144 | 1216116.06 | 2724048.3502 | 1216027.1776
48 | 2724077.8023 | 1215824.2213 | 2724121.3572 | 1215862.4467 | 2724143.6596 | 1215877.6785 | 2724165.0474 | 1215891.2345 | 2724194.1182 | 1215913.3463 | 2724200.2735 | 1215917.9448
49 | 2724200.2735 | 1215917.9448 | 2724206.6624 | 1215918.9898 | 2724212.9652 | 1215923.0688 | 2724220.2033 | 1215931.4706 | 2724223.7004 | 1215941.518 | 2724225.6526 | 1215946.974 | 2724228.7982 | 1215949.1079 | 2724233.3671 | 1215949.281 | 2724238.2368 | 1215947.4144
50 | 2724077.8023 | 1215824.2213 | 2724071.1518 | 1215817.1329 | 2724039.9027 | 1215793.4419 | 2723997.7594 | 1215766.9526
51 | 2724238.2368 | 1215947.4144 | 2724515.6858 | 1215833.9347
52 | 2723733.9905 | 1216121.484 | 2723724.6044 | 1216086.9556
53 | 2724089.7659 | 1216104.5777 | 2724095.4961 | 1216086.1735
54 | 2724150.3448 | 1216321.0968 | 2724149.3132 | 1216326.1348 | 2724147.9309 | 1216335.0783
55 | 2724095.598 | 1216085.8462 | 2724095.4961 | 1216086.1735
56 | 2723700.3391 | 1215981.9771 | 2723693.8346 | 1215969.31 | 2723690.7855 | 1215965.4437 | 2723686.0104 | 1215959.8403 | 2723681.8716 | 1215944.1586
57 | 2723700.3391 | 1215981.9771 | 2723703.3384 | 1215993.7262 | 2723714.6869 | 1216025.4976 | 2723721.2828 | 1216045.0941 | 2723723.2044 | 1216053.8742 | 2723723.0308 | 1216059.3082 | 2723722.1849 | 1216067.1189 | 2723722.6089 | 1216079.6152 | 2723724.6044 | 1216086.9556
58 | 2724524.0025 | 1215853.4365 | 2724521.2025 | 1215850.3873 | 2724518.9951 | 1215846.616 | 2724517.2904 | 1215836.9618 | 2724516.1667 | 1215834.7588 | 2724515.6858 | 1215833.9347
59 | 2724086.4481 | 1216465.4124 | 2724084.8932 | 1216465.3243 | 2724080.8059 | 1216465.7506 | 2724077.7576 | 1216466.977 | 2724074.9099 | 1216469.5086 | 2724074.3369 | 1216470.1417
60 | 2724122.3807 | 1216470.1085 | 2724104.1084 | 1216466.414 | 2724086.4481 | 1216465.4124
61 | 2724074.3369 | 1216470.1417 | 2724068.1175 | 1216477.0129
62 | 2724122.3807 | 1216470.1085 | 2724113.0759 | 1216474.8963 | 2724106.6882 | 1216496.1681
63 | 2724122.3807 | 1216470.1085 | 2724127.0825 | 1216471.1739 | 2724128.7892 | 1216459.9785
64 | 2724061.9012 | 1216484.7608 | 2724064.4386 | 1216481.0774 | 2724068.1175 | 1216477.0129
65 | 2724101.9195 | 1216512.0485 | 2724106.6882 | 1216496.1681
66 | 2724134.3953 | 1216423.1221 | 2724128.7892 | 1216459.9785
67 | 2724128.7892 | 1216459.9785 | 2724141.1633 | 1216460.7095
68 | 2724061.9012 | 1216484.7608 | 2724052.8944 | 1216497.8502 | 2724051.5938 | 1216500.4919
69 | 2724066.5503 | 1216513.5134 | 2724076.2997 | 1216509.6133 | 2724074.2643 | 1216504.1444 | 2724076.0804 | 1216503.3705 | 2724071.8024 | 1216492.1727 | 2724061.9012 | 1216484.7608
70 | 2724094.1348 | 1216533.1918 | 2724100.1806 | 1216516.7716 | 2724101.9195 | 1216512.0485
71 | 2724120.0689 | 1216516.8969 | 2724101.9195 | 1216512.0485
72 | 2724115.9967 | 1216537.3725 | 2724117.7482 | 1216531.3154 | 2724118.8683 | 1216524.9448 | 2724120.0689 | 1216516.8969
73 | 2724115.9967 | 1216537.3725 | 2724124.1995 | 1216536.9875 | 2724130.665 | 1216536.5106 | 2724140.8571 | 1216536.5166
74 | 2724115.9967 | 1216537.3725 | 2724113.3968 | 1216544.4128 | 2724108.8887 | 1216556.6507 | 2724104.7408 | 1216570.9199
75 | 2724134.3953 | 1216423.1221 | 2724138.8683 | 1216393.9925
76 | 2724134.3953 | 1216423.1221 | 2724127.1438 | 1216422.3149 | 2724117.2853 | 1216425.3951
77 | 2724148.2765 | 1216461.1297 | 2724141.1633 | 1216460.7095
78 | 2724051.5938 | 1216500.4919 | 2724041.7704 | 1216496.64 | 2724039.744 | 1216494.385 | 2724038.211 | 1216492.1402 | 2724037.2213 | 1216489.2409
79 | 2724069.4971 | 1216517.5223 | 2724068.2046 | 1216514.6709 | 2724066.5503 | 1216513.5134
80 | 2724094.1348 | 1216533.1918 | 2724094.8186 | 1216540.4673 | 2724099.7658 | 1216542.1494 | 2724096.8994 | 1216551.775
81 | 2724094.1348 | 1216533.1918 | 2724086.1692 | 1216536.4063 | 2724069.8095 | 1216542.9931
82 | 2724101.9092 | 1216584.3492 | 2724102.7729 | 1216580.0749 | 2724104.7408 | 1216570.9199
83 | 2724143.879 | 1216361.2935 | 2724138.8683 | 1216393.9925
84 | 2724138.8683 | 1216393.9925 | 2724130.7167 | 1216393.7336 | 2724122.2011 | 1216396.3578
85 | 2724104.1561 | 1216429.4973 | 2724117.2853 | 1216425.3951
86 | 2724148.2765 | 1216461.1297 | 2724154.8442 | 1216453.2048 | 2724156.2718 | 1216442.0291
87 | 2724148.2765 | 1216461.1297 | 2724153.2292 | 1216462.912 | 2724157.7163 | 1216466.2637 | 2724169.7867 | 1216469.8068 | 2724175.0631 | 1216471.3623 | 2724187.2572 | 1216473.3402 | 2724195.3215 | 1216478.5122 | 2724201.7903 | 1216480.7932 | 2724207.978 | 1216481.9898 | 2724208.2494 | 1216461.6907 | 2724210.2571 | 1216458.2854
88 | 2724035.8666 | 1216486.4097 | 2724037.1444 | 1216489.0156 | 2724037.2213 | 1216489.2409
89 | 2724069.8095 | 1216542.9931 | 2724076.1651 | 1216552.0479
90 | 2724075.915 | 1216410.5464 | 2724085.4256 | 1216407.6904 | 2724095.9697 | 1216404.4411
91 | 2724095.9697 | 1216404.4411 | 2724122.2011 | 1216396.3578
92 | 2724143.879 | 1216361.2935 | 2724147.0358 | 1216340.8697
93 | 2724147.0358 | 1216340.8697 | 2724147.9309 | 1216335.0783
94 | 2724344.4202 | 1216164.3866 | 2724349.8615 | 1216160.9641 | 2724352.4048 | 1216161.0172 | 2724355.7492 | 1216162.3547 | 2724363.4368 | 1216167.7526 | 2724369.1334 | 1216170.2957 | 2724372.5977 | 1216170.9796 | 2724382.6446 | 1216171.7899 | 2724391.5235 | 1216173.2429 | 2724395.8891 | 1216175.8694 | 2724398.0511 | 1216183.6317
95 | 2724344.4202 | 1216164.3866 | 2724339.6856 | 1216162.6976 | 2724334.3455 | 1216162.3637 | 2724331.3986 | 1216162.3578 | 2724328.9865 | 1216160.7507 | 2724328.4374 | 1216157.5812 | 2724328.8422 | 1216154.1981 | 2724330.8194 | 1216150.0806 | 2724336.2874 | 1216141.3768 | 2724336.6261 | 1216138.615
96 | 2724336.6261 | 1216138.615 | 2724346.9541 | 1216134.3271
97 | 2724336.6261 | 1216138.615 | 2724327.1625 | 1216144.0663 | 2724312.8273 | 1216148.2039 | 2724308.3274 | 1216150.5563 | 2724293.6611 | 1216154.9094 | 2724269.1943 | 1216159.3917 | 2724253.9167 | 1216161.7417
98 | 2724213.9304 | 1216435.8333 | 2724206.2079 | 1216435.7612
99 | 2724213.9304 | 1216435.8333 | 2724211.2335 | 1216456.6267 | 2724210.2571 | 1216458.2854
100 | 2724213.9304 | 1216435.8333 | 2724215.1641 | 1216426.2071 | 2724216.861 | 1216411.4865
101 | 2724210.2571 | 1216458.2854 | 2724199.7322 | 1216457.8436
102 | 2724216.861 | 1216411.4865 | 2724212.7162 | 1216411.389
103 | 2724274.2266 | 1216144.2626 | 2724253.9167 | 1216161.7417
104 | 2724101.4116 | 1216587.8193 | 2724101.9092 | 1216584.3492
105 | 2724101.4116 | 1216587.8193 | 2724090.883 | 1216587.1996 | 2724087.5652 | 1216588.6756
106 | 2724079.2674 | 1216437.2794 | 2724096.6 | 1216431.8599
107 | 2724104.1561 | 1216429.4973 | 2724096.6 | 1216431.8599
108 | 2724104.1561 | 1216429.4973 | 2724108.1813 | 1216442.6247
109 | 2724650.1017 | 1215981.05 | 2724652.6094 | 1215988.2525 | 2724654.9766 | 1215993.0947 | 2724655.9271 | 1215995.187
110 | 2724650.1017 | 1215981.05 | 2724644.9483 | 1215977.5951 | 2724640.8121 | 1215970.5364 | 2724637.4992 | 1215964.0621 | 2724635.467 | 1215960.995 | 2724625.256 | 1215952.0412
111 | 2724640.6353 | 1215895.8633 | 2724639.5488 | 1215897.3306 | 2724639.1419 | 1215898.99 | 2724639.3752 | 1215900.9075 | 2724641.2058 | 1215907.0728 | 2724641.7365 | 1215910.7535 | 2724646.5924 | 1215948.0286 | 2724648.7412 | 1215974.5609 | 2724650.1017 | 1215981.05
112 | 2724640.6353 | 1215895.8633 | 2724642.8023 | 1215895.7529 | 2724644.6371 | 1215897.0034 | 2724649.0772 | 1215905.147 | 2724653.9823 | 1215911.3989 | 2724659.801 | 1215914.6454 | 2724670.7099 | 1215918.1985 | 2724675.6952 | 1215920.6158 | 2724679.6406 | 1215923.7229 | 2724690.1405 | 1215934.1174 | 2724695.5401 | 1215936.699 | 2724704.6231 | 1215939.3021 | 2724719.7715 | 1215946.4246 | 2724726.734 | 1215951.263 | 2724731.9013 | 1215956.5975 | 2724734.7954 | 1215959.8495 | 2724741.0833 | 1215968.9771 | 2724744.7279 | 1215976.2924 | 2724750.9679 | 1215984.4405 | 2724756.8393 | 1215989.8787 | 2724761.6876 | 1215992.3043 | 2724764.5121 | 1215993.4421
113 | 2724640.6353 | 1215895.8633 | 2724639.3077 | 1215866.3791 | 2724638.8899 | 1215859.4873 | 2724636.3087 | 1215849.2586 | 2724637.057 | 1215840.3562 | 2724636.5762 | 1215818.6848 | 2724633.9033 | 1215803.7617 | 2724630.9645 | 1215797.1951 | 2724624.3466 | 1215783.8575 | 2724605.1287 | 1215746.4821
114 | 2724640.6353 | 1215895.8633 | 2724632.165 | 1215882.4868 | 2724631.7832 | 1215880.7664 | 2724631.2528 | 1215872.7157 | 2724630.3841 | 1215869.584 | 2724628.2849 | 1215867.5385 | 2724621.864 | 1215866.9371 | 2724614.3694 | 1215866.4578 | 2724610.0944 | 1215865.6679 | 2724597.667 | 1215862.8058 | 2724579.2243 | 1215862.0976 | 2724570.4259 | 1215861.4911 | 2724561.8538 | 1215860.0862
115 | 2724764.5121 | 1215993.4421 | 2724763.7175 | 1215997.651 | 2724769.7599 | 1216007.2516
116 | 2724605.1287 | 1215746.4821 | 2724604.8373 | 1215748.0661 | 2724604.2183 | 1215749.6989 | 2724603.2765 | 1215750.7801 | 2724601.9387 | 1215751.5527 | 2724600.5354 | 1215751.8236 | 2724598.6284 | 1215751.4835 | 2724597.2504 | 1215750.5428 | 2724596.0283 | 1215749.0495 | 2724594.9322 | 1215746.9805 | 2724593.7289 | 1215743.1412 | 2724591.6006 | 1215738.849 | 2724588.6794 | 1215735.4297 | 2724586.0908 | 1215734.2636 | 2724563.4569 | 1215727.6409 | 2724553.0992 | 1215722.7763 | 2724545.4031 | 1215715.9435 | 2724545.2409 | 1215715.8068
117 | 2724545.0818 | 1215858.4591 | 2724556.8155 | 1215859.2605 | 2724561.8538 | 1215860.0862
118 | 2724545.0818 | 1215858.4591 | 2724530.8046 | 1215859.4172 | 2724527.9905 | 1215857.7793 | 2724524.0025 | 1215853.4365

## bus_geodata
| x | y | coords
0 | 2724094.3608 | 1216252.4059
1 | 2724070.6462 | 1216249.2069
2 | 2724066.3034 | 1216248.6211
3 | 2724033.1829 | 1216244.1533
4 | 2724110.1196 | 1216307.6931
5 | 2724101.6379 | 1216305.8988
6 | 2724126.5039 | 1216309.2739
7 | 2724077.2939 | 1216300.7488
8 | 2724072.7033 | 1216300.0323
9 | 2724094.5648 | 1216304.4025
10 | 2724030.4853 | 1216265.5631
11 | 2723998.3365 | 1216238.9862
12 | 2724127.2177 | 1216309.3427
13 | 2724044.7332 | 1216295.6671
14 | 2724029.5524 | 1216272.9669
15 | 2724151.4018 | 1216315.9371
16 | 2724005.4865 | 1216269.7902
17 | 2724104.0887 | 1216139.5483
18 | 2724084.8164 | 1216133.268
19 | 2724124.3546 | 1216146.1525
20 | 2724048.8231 | 1216121.5387
21 | 2724130.4044 | 1216143.7766
22 | 2724017.8176 | 1216109.9525
23 | 2724158.3354 | 1216282.9678
24 | 2724158.2388 | 1216284.8997
25 | 2724144.8044 | 1216121.9269
26 | 2724141.0433 | 1216177.7691
27 | 2724135.5182 | 1216119.2528
28 | 2724147.185 | 1216153.9695
29 | 2724166.4553 | 1216290.4307
30 | 2724185.0758 | 1216193.2984
31 | 2724134.1853 | 1216061.1242
32 | 2724118.6847 | 1216113.8535
33 | 2724009.5085 | 1216107.3652
34 | 2724176.0547 | 1216022.6996
35 | 2724173.9402 | 1216156.9158
36 | 2724191.8309 | 1216312.9992
37 | 2724273.9573 | 1216240.5321
38 | 2724288.3934 | 1216270.8755
39 | 2724318.4857 | 1216194.4246
40 | 2724122.9945 | 1216055.787
41 | 2724048.3502 | 1216027.1776
42 | 2724200.2735 | 1215917.9448
43 | 2724077.8023 | 1215824.2213
44 | 2724238.2368 | 1215947.4144
45 | 2724051.5687 | 1216060.0924
46 | 2723733.9905 | 1216121.484
47 | 2723997.7594 | 1215766.9526
48 | 2724089.7659 | 1216104.5777
49 | 2724002.9109 | 1216127.299
50 | 2724150.3448 | 1216321.0968
51 | 2724095.598 | 1216085.8462
52 | 2724095.4961 | 1216086.1735
53 | 2723700.3391 | 1215981.9771
54 | 2723681.8716 | 1215944.1586
55 | 2723724.6044 | 1216086.9556
56 | 2724515.6858 | 1215833.9347
57 | 2724086.4481 | 1216465.4124
58 | 2724074.3369 | 1216470.1417
59 | 2724122.3807 | 1216470.1085
60 | 2724068.1175 | 1216477.0129
61 | 2724106.6882 | 1216496.1681
62 | 2724128.7892 | 1216459.9785
63 | 2724061.9012 | 1216484.7608
64 | 2724101.9195 | 1216512.0485
65 | 2724120.0689 | 1216516.8969
66 | 2724115.9967 | 1216537.3725
67 | 2724134.3953 | 1216423.1221
68 | 2724141.1633 | 1216460.7095
69 | 2724051.5938 | 1216500.4919
70 | 2724066.5503 | 1216513.5134
71 | 2724094.1348 | 1216533.1918
72 | 2724140.8571 | 1216536.5166
73 | 2724104.7408 | 1216570.9199
74 | 2724138.8683 | 1216393.9925
75 | 2724117.2853 | 1216425.3951
76 | 2724148.2765 | 1216461.1297
77 | 2724037.2213 | 1216489.2409
78 | 2724069.4971 | 1216517.5223
79 | 2724096.8994 | 1216551.775
80 | 2724069.8095 | 1216542.9931
81 | 2724075.915 | 1216410.5464
82 | 2724095.9697 | 1216404.4411
83 | 2724122.2011 | 1216396.3578
84 | 2724143.879 | 1216361.2935
85 | 2724147.0358 | 1216340.8697
86 | 2724344.4202 | 1216164.3866
87 | 2724398.0511 | 1216183.6317
88 | 2724336.6261 | 1216138.615
89 | 2724213.9304 | 1216435.8333
90 | 2724206.2079 | 1216435.7612
91 | 2724210.2571 | 1216458.2854
92 | 2724216.861 | 1216411.4865
93 | 2724199.7322 | 1216457.8436
94 | 2724156.2718 | 1216442.0291
95 | 2724212.7162 | 1216411.389
96 | 2724346.9541 | 1216134.3271
97 | 2724253.9167 | 1216161.7417
98 | 2724147.9309 | 1216335.0783
99 | 2724274.2266 | 1216144.2626
100 | 2724076.1651 | 1216552.0479
101 | 2724101.4116 | 1216587.8193
102 | 2724101.9092 | 1216584.3492
103 | 2724087.5652 | 1216588.6756
104 | 2724035.8666 | 1216486.4097
105 | 2724079.2674 | 1216437.2794
106 | 2724096.6 | 1216431.8599
107 | 2724104.1561 | 1216429.4973
108 | 2724108.1813 | 1216442.6247
109 | 2724655.9271 | 1215995.187
110 | 2724650.1017 | 1215981.05
111 | 2724625.256 | 1215952.0412
112 | 2724640.6353 | 1215895.8633
113 | 2724764.5121 | 1215993.4421
114 | 2724605.1287 | 1215746.4821
115 | 2724561.8538 | 1215860.0862
116 | 2724769.7599 | 1216007.2516
117 | 2724545.2409 | 1215715.8068
118 | 2724545.0818 | 1215858.4591
119 | 2724524.0025 | 1215853.4365
120 | 2724138.8683 | 1216393.9925

## line_std_types
| c_nf_per_km | r_ohm_per_km | x_ohm_per_km | max_i_ka | type | q_mm2 | alpha | voltage_rating
NAYY 4x50 SE | 210 | 0.642 | 0.083 | 0.142 | cs | 50 | 0.00403 | LV
NAYY 4x120 SE | 264 | 0.225 | 0.08 | 0.242 | cs | 120 | 0.00403 | LV
NAYY 4x150 SE | 261 | 0.208 | 0.08 | 0.27 | cs | 150 | 0.00403 | LV
NA2XS2Y 1x95 RM/25 12/20 kV | 216 | 0.313 | 0.132 | 0.252 | cs | 95 | 0.00403 | MV
NA2XS2Y 1x185 RM/25 12/20 kV | 273 | 0.161 | 0.117 | 0.362 | cs | 185 | 0.00403 | MV
NA2XS2Y 1x240 RM/25 12/20 kV | 304 | 0.122 | 0.112 | 0.421 | cs | 240 | 0.00403 | MV
NA2XS2Y 1x95 RM/25 6/10 kV | 315 | 0.313 | 0.123 | 0.249 | cs | 95 | 0.00403 | MV
NA2XS2Y 1x185 RM/25 6/10 kV | 406 | 0.161 | 0.11 | 0.358 | cs | 185 | 0.00403 | MV
NA2XS2Y 1x240 RM/25 6/10 kV | 456 | 0.122 | 0.105 | 0.416 | cs | 240 | 0.00403 | MV
NA2XS2Y 1x150 RM/25 12/20 kV | 250 | 0.206 | 0.116 | 0.319 | cs | 150 | 0.00403 | MV
NA2XS2Y 1x120 RM/25 12/20 kV | 230 | 0.253 | 0.119 | 0.283 | cs | 120 | 0.00403 | MV
NA2XS2Y 1x70 RM/25 12/20 kV | 190 | 0.443 | 0.132 | 0.22 | cs | 70 | 0.00403 | MV
NA2XS2Y 1x150 RM/25 6/10 kV | 360 | 0.206 | 0.11 | 0.315 | cs | 150 | 0.00403 | MV
NA2XS2Y 1x120 RM/25 6/10 kV | 340 | 0.253 | 0.113 | 0.28 | cs | 120 | 0.00403 | MV
NA2XS2Y 1x70 RM/25 6/10 kV | 280 | 0.443 | 0.123 | 0.217 | cs | 70 | 0.00403 | MV
N2XS(FL)2Y 1x120 RM/35 64/110 kV | 112 | 0.153 | 0.166 | 0.366 | cs | 120 | 0.00393 | HV
N2XS(FL)2Y 1x185 RM/35 64/110 kV | 125 | 0.099 | 0.156 | 0.457 | cs | 185 | 0.00393 | HV
N2XS(FL)2Y 1x240 RM/35 64/110 kV | 135 | 0.075 | 0.149 | 0.526 | cs | 240 | 0.00393 | HV
N2XS(FL)2Y 1x300 RM/35 64/110 kV | 144 | 0.06 | 0.144 | 0.588 | cs | 300 | 0.00393 | HV
15-AL1/3-ST1A 0.4 | 11 | 1.8769 | 0.35 | 0.105 | ol | 16 | 0.00403 | LV
24-AL1/4-ST1A 0.4 | 11.25 | 1.2012 | 0.335 | 0.14 | ol | 24 | 0.00403 | LV
48-AL1/8-ST1A 0.4 | 12.2 | 0.5939 | 0.3 | 0.21 | ol | 48 | 0.00403 | LV
94-AL1/15-ST1A 0.4 | 13.2 | 0.306 | 0.29 | 0.35 | ol | 94 | 0.00403 | LV
34-AL1/6-ST1A 10.0 | 9.7 | 0.8342 | 0.36 | 0.17 | ol | 34 | 0.00403 | MV
48-AL1/8-ST1A 10.0 | 10.1 | 0.5939 | 0.35 | 0.21 | ol | 48 | 0.00403 | MV
70-AL1/11-ST1A 10.0 | 10.4 | 0.4132 | 0.339 | 0.29 | ol | 70 | 0.00403 | MV
94-AL1/15-ST1A 10.0 | 10.75 | 0.306 | 0.33 | 0.35 | ol | 94 | 0.00403 | MV
122-AL1/20-ST1A 10.0 | 11.1 | 0.2376 | 0.323 | 0.41 | ol | 122 | 0.00403 | MV
149-AL1/24-ST1A 10.0 | 11.25 | 0.194 | 0.315 | 0.47 | ol | 149 | 0.00403 | MV
34-AL1/6-ST1A 20.0 | 9.15 | 0.8342 | 0.382 | 0.17 | ol | 34 | 0.00403 | MV
48-AL1/8-ST1A 20.0 | 9.5 | 0.5939 | 0.372 | 0.21 | ol | 48 | 0.00403 | MV
70-AL1/11-ST1A 20.0 | 9.7 | 0.4132 | 0.36 | 0.29 | ol | 70 | 0.00403 | MV
94-AL1/15-ST1A 20.0 | 10 | 0.306 | 0.35 | 0.35 | ol | 94 | 0.00403 | MV
122-AL1/20-ST1A 20.0 | 10.3 | 0.2376 | 0.344 | 0.41 | ol | 122 | 0.00403 | MV
149-AL1/24-ST1A 20.0 | 10.5 | 0.194 | 0.337 | 0.47 | ol | 149 | 0.00403 | MV
184-AL1/30-ST1A 20.0 | 10.75 | 0.1571 | 0.33 | 0.535 | ol | 184 | 0.00403 | MV
243-AL1/39-ST1A 20.0 | 11 | 0.1188 | 0.32 | 0.645 | ol | 243 | 0.00403 | MV
48-AL1/8-ST1A 110.0 | 8 | 0.5939 | 0.46 | 0.21 | ol | 48 | 0.00403 | HV
70-AL1/11-ST1A 110.0 | 8.4 | 0.4132 | 0.45 | 0.29 | ol | 70 | 0.00403 | HV
94-AL1/15-ST1A 110.0 | 8.65 | 0.306 | 0.44 | 0.35 | ol | 94 | 0.00403 | HV
122-AL1/20-ST1A 110.0 | 8.5 | 0.2376 | 0.43 | 0.41 | ol | 122 | 0.00403 | HV
149-AL1/24-ST1A 110.0 | 8.75 | 0.194 | 0.41 | 0.47 | ol | 149 | 0.00403 | HV
184-AL1/30-ST1A 110.0 | 8.8 | 0.1571 | 0.4 | 0.535 | ol | 184 | 0.00403 | HV
243-AL1/39-ST1A 110.0 | 9 | 0.1188 | 0.39 | 0.645 | ol | 243 | 0.00403 | HV
305-AL1/39-ST1A 110.0 | 9.2 | 0.0949 | 0.38 | 0.74 | ol | 305 | 0.00403 | HV
490-AL1/64-ST1A 110.0 | 9.75 | 0.059 | 0.37 | 0.96 | ol | 490 | 0.00403 | HV
679-AL1/86-ST1A 110.0 | 9.95 | 0.042 | 0.36 | 1.15 | ol | 679 | 0.00403 | HV
490-AL1/64-ST1A 220.0 | 10 | 0.059 | 0.285 | 0.96 | ol | 490 | 0.00403 | HV
679-AL1/86-ST1A 220.0 | 11.7 | 0.042 | 0.275 | 1.15 | ol | 679 | 0.00403 | HV
490-AL1/64-ST1A 380.0 | 11 | 0.059 | 0.253 | 0.96 | ol | 490 | 0.00403 | HV
679-AL1/86-ST1A 380.0 | 14.6 | 0.042 | 0.25 | 1.15 | ol | 679 | 0.00403 | HV

## trafo_std_types
| i0_percent | pfe_kw | vkr_percent | sn_mva | vn_lv_kv | vn_hv_kv | vk_percent | shift_degree | vector_group | tap_side | tap_neutral | tap_min | tap_max | tap_step_degree | tap_step_percent | tap_phase_shifter
160 MVA 380/110 kV | 0.06 | 60 | 0.25 | 160 | 110 | 380 | 12.2 | 0 | Yy0 | hv | 0 | -9 | 9 | 0 | 1.5 | FALSE
100 MVA 220/110 kV | 0.06 | 55 | 0.26 | 100 | 110 | 220 | 12 | 0 | Yy0 | hv | 0 | -9 | 9 | 0 | 1.5 | FALSE
63 MVA 110/20 kV | 0.04 | 22 | 0.32 | 63 | 20 | 110 | 18 | 150 | YNd5 | hv | 0 | -9 | 9 | 0 | 1.5 | FALSE
40 MVA 110/20 kV | 0.05 | 18 | 0.34 | 40 | 20 | 110 | 16.2 | 150 | YNd5 | hv | 0 | -9 | 9 | 0 | 1.5 | FALSE
25 MVA 110/20 kV | 0.07 | 14 | 0.41 | 25 | 20 | 110 | 12 | 150 | YNd5 | hv | 0 | -9 | 9 | 0 | 1.5 | FALSE
63 MVA 110/10 kV | 0.04 | 22 | 0.32 | 63 | 10 | 110 | 18 | 150 | YNd5 | hv | 0 | -9 | 9 | 0 | 1.5 | FALSE
40 MVA 110/10 kV | 0.05 | 18 | 0.34 | 40 | 10 | 110 | 16.2 | 150 | YNd5 | hv | 0 | -9 | 9 | 0 | 1.5 | FALSE
25 MVA 110/10 kV | 0.07 | 14 | 0.41 | 25 | 10 | 110 | 12 | 150 | YNd5 | hv | 0 | -9 | 9 | 0 | 1.5 | FALSE
0.25 MVA 20/0.4 kV | 0.32 | 0.8 | 1.44 | 0.25 | 0.4 | 20 | 6 | 150 | Yzn5 | hv | 0 | -2 | 2 | 0 | 2.5 | FALSE
0.4 MVA 20/0.4 kV | 0.3375 | 1.35 | 1.425 | 0.4 | 0.4 | 20 | 6 | 150 | Dyn5 | hv | 0 | -2 | 2 | 0 | 2.5 | FALSE
0.63 MVA 20/0.4 kV | 0.2619 | 1.65 | 1.206 | 0.63 | 0.4 | 20 | 6 | 150 | Dyn5 | hv | 0 | -2 | 2 | 0 | 2.5 | FALSE
0.25 MVA 10/0.4 kV | 0.24 | 0.6 | 1.2 | 0.25 | 0.4 | 10 | 4 | 150 | Dyn5 | hv | 0 | -2 | 2 | 0 | 2.5 | FALSE
0.4 MVA 10/0.4 kV | 0.2375 | 0.95 | 1.325 | 0.4 | 0.4 | 10 | 4 | 150 | Dyn5 | hv | 0 | -2 | 2 | 0 | 2.5 | FALSE
0.63 MVA 10/0.4 kV | 0.1873 | 1.18 | 1.0794 | 0.63 | 0.4 | 10 | 4 | 150 | Dyn5 | hv | 0 | -2 | 2 | 0 | 2.5 | FALSE

## trafo3w_std_types
| sn_hv_mva | sn_mv_mva | sn_lv_mva | vn_hv_kv | vn_mv_kv | vn_lv_kv | vk_hv_percent | vk_mv_percent | vk_lv_percent | vkr_hv_percent | vkr_mv_percent | vkr_lv_percent | pfe_kw | i0_percent | shift_mv_degree | shift_lv_degree | vector_group | tap_side | tap_neutral | tap_min | tap_max | tap_step_percent
63/25/38 MVA 110/20/10 kV | 63 | 25 | 38 | 110 | 20 | 10 | 10.4 | 10.4 | 10.4 | 0.28 | 0.32 | 0.35 | 35 | 0.89 | 0 | 0 | YN0yn0yn0 | hv | 0 | -10 | 10 | 1.2
63/25/38 MVA 110/10/10 kV | 63 | 25 | 38 | 110 | 10 | 10 | 10.4 | 10.4 | 10.4 | 0.28 | 0.32 | 0.35 | 35 | 0.89 | 0 | 0 | YN0yn0yn0 | hv | 0 | -10 | 10 | 1.2

## fuse_std_types
| fuse_type | i_rated_a | t_avg | t_min | t_total | x_avg | x_min | x_total
HV 100A | HV 100A | 100 | 0 | [10.0, 3.64, 0.854, 0.281, 0.1, 0.0531, 0.022, 0.01] | [10.0, 4.267, 1.21, 0.403, 0.1, 0.058, 0.022, 0.01] | 0 | [300.0, 350.0, 450.0, 550.0, 700.0, 850.0, 1200.0, 1752.0] | [600.0, 700.0, 900.0, 1150.0, 1665.0, 2000.0, 3000.0, 4313.0]
HV 10A | HV 10A | 10 | 0 | [10.0, 1675.0, 0.344, 0.156, 0.1, 0.0417, 0.0171, 0.01] | [10.0, 1.3, 0.3, 0.155, 0.1, 0.0555, 0.023, 0.01] | 0 | [30.0, 32.0, 35.0, 37.0, 39.0, 50.0, 70.0, 88.0] | [60.0, 70.0, 80.0, 87.0, 94.0, 110.0, 150.0, 216.0]
HV 125A | HV 125A | 125 | 0 | [10.0, 1.82, 0.344, 0.1, 0.0467, 0.0269, 0.01] | [10.0, 2.478, 0.426, 0.1, 0.0427, 0.0211, 0.01] | 0 | [375.0, 500.0, 700.0, 925.0, 1200.0, 1500.0, 2341.0] | [750.0, 1000.0, 1500.0, 2200.0, 3000.0, 4000.0, 5765.0]
HV 160A | HV 160A | 160 | 0 | [10.0, 4.15, 1.03, 0.198, 0.1, 0.051, 0.0172, 0.01] | [10.0, 2.3, 0.734, 0.274, 0.1, 0.046, 0.0177, 0.01] | 0 | [480.0, 550.0, 700.0, 1000.0, 1260.0, 1600.0, 2500.0, 3227.0] | [960.0, 1300.0, 1700.0, 2200.0, 2996.0, 4000.0, 6000.0, 7946.0]
HV 16A | HV 16A | 16 | 0 | [10.0, 0.352, 0.164, 0.1, 0.0649, 0.0342, 0.01] | [10.0, 2.34, 0.722, 0.181, 0.1, 0.055, 0.0296, 0.01] | 0 | [48.0, 60.0, 65.0, 71.0, 80.0, 100.0, 162.0] | [96.0, 110.0, 125.0, 150.0, 168.0, 200.0, 250.0, 398.0]
HV 200A | HV 200A | 200 | 0 | [10.0, 4.267, 1.21, 0.403, 0.1, 0.058, 0.022, 0.01] | [10.0, 3.73, 1.654, 0.328, 0.1, 0.0531, 0.019, 0.01] | 0 | [600.0, 700.0, 900.0, 1150.0, 1665.0, 2000.0, 3000.0, 4313.0] | [1200.0, 1500.0, 1800.0, 2700.0, 3960.0, 5000.0, 7500.0, 10620.0]
HV 20A | HV 20A | 20 | 0 | [10.0, 1.3, 0.3, 0.155, 0.1, 0.0555, 0.023, 0.01] | [10.0, 1.3, 0.161, 0.1, 0.0611, 0.0399, 0.0141, 0.01] | 0 | [60.0, 70.0, 80.0, 87.0, 94.0, 110.0, 150.0, 216.0] | [120.0, 150.0, 200.0, 223.0, 260.0, 300.0, 450.0, 532.0]
HV 25A | HV 25A | 25 | 0 | [10.0, 2.512, 0.833, 0.299, 0.1, 0.0372, 0.0223, 0.01] | [10.0, 3.125, 0.597, 0.198, 0.1, 0.0378, 0.022, 0.01] | 0 | [75.0, 82.0, 90.0, 100.0, 124.0, 170.0, 200.0, 289.0] | [150.0, 170.0, 210.0, 250.0, 294.0, 400.0, 500.0, 711.0]
HV 31.5A | HV 31.5A | 31.5 | 0 | [10.0, 2.34, 0.722, 0.181, 0.1, 0.055, 0.0296, 0.01] | [10.0, 2.84, 0.368, 0.164, 0.1, 0.0621, 0.0378, 0.0195, 0.01] | 0 | [95.0, 110.0, 125.0, 150.0, 165.0, 200.0, 250.0, 390.0] | [189.0, 220.0, 300.0, 350.0, 393.0, 450.0, 530.0, 700.0, 960.0]
HV 40A | HV 40A | 40 | 0 | [10.0, 1.3, 0.161, 0.1, 0.0611, 0.0399, 0.0141, 0.01] | [10.0, 2.05, 0.369, 0.198, 0.1, 0.051, 0.0298, 0.01] | 0 | [120.0, 150.0, 200.0, 223.0, 260.0, 300.0, 450.0, 532.0] | [240.0, 300.0, 400.0, 450.0, 530.0, 650.0, 800.0, 1311.0]
HV 50A | HV 50A | 50 | 0 | [10.0, 3.215, 0.597, 0.198, 0.1, 0.0378, 0.022, 0.01] | [10.0, 3.64, 0.854, 0.281, 0.1, 0.0531, 0.022, 0.01] | 0 | [150.0, 170.0, 210.0, 250.0, 294.0, 400.0, 500.0, 711.0] | [300.0, 350.0, 450.0, 550.0, 700.0, 850.0, 1200.0, 1752.0]
HV 6.3A | HV 6.3A | 6.3 | 0 | [10.0, 1.39, 0.344, 0.168, 0.1, 0.056, 0.0263, 0.01] | [10.0, 1.711, 0.516, 0.198, 0.1, 0.0634, 0.0303, 0.01] | 0 | [19.0, 19.5, 20.4, 20.8, 22.0, 25.0, 32.0, 48.0] | [38.0, 40.0, 43.0, 48.0, 53.0, 60.0, 75.0, 118.0]
HV 63A | HV 63A | 63 | 0 | [10.0, 2.84, 0.368, 0.164, 0.1, 0.0621, 0.0378, 0.0195, 0.01] | [10.0, 1.82, 0.344, 0.1, 0.0467, 0.0269, 0.01] | 0 | [189.0, 220.0, 300.0, 350.0, 393.0, 450.0, 530.0, 700.0, 961.0] | [378.0, 500.0, 700.0, 934.0, 1200.0, 1500.0, 2366.0]
HV 80A | HV 80A | 80 | 0 | [10.0, 2.05, 0.369, 0.198, 0.1, 0.051, 0.0298, 0.01] | [10.0, 4.15, 1.03, 0.198, 0.1, 0.051, 0.0172, 0.01] | 0 | [240.0, 300.0, 400.0, 450.0, 530.0, 650.0, 800.0, 1311.0] | [480.0, 550.0, 700.0, 1000.0, 1260.0, 1600.0, 2500.0, 3227.0]
Siemens NH-1-100 | Siemens NH-1-100 | 100 | [5400.0, 2000.0, 400.0, 20.0, 1.0, 0.2, 0.012, 0.004] | 0 | 0 | [150.0, 190.0, 250.0, 430.0, 900.0, 1250.0, 2700.0, 3600.0] | 0 | 0
Siemens NH-1-125 | Siemens NH-1-125 | 125 | [4800.0, 120.0, 7.0, 0.1, 0.004] | 0 | 0 | [180.0, 400.0, 740.0, 2000.0, 4250.0] | 0 | 0
Siemens NH-1-16 | Siemens NH-1-16 | 16 | [4000.0, 400.0, 2.0, 0.1, 0.04, 0.01] | 0 | 0 | [26.0, 35.0, 75.0, 150.0, 200.0, 300.0] | 0 | 0
Siemens NH-1-160 | Siemens NH-1-160 | 160 | [4800.0, 120.0, 7.0, 0.1, 0.004] | 0 | 0 | [210.0, 500.0, 900.0, 2300.0, 5000.0] | 0 | 0
Siemens NH-1-25 | Siemens NH-1-25 | 25 | [4000.0, 1000.0, 10.0, 0.2, 0.02, 0.01] | 0 | 0 | [40.0, 50.0, 100.0, 210.0, 400.0, 500.0] | 0 | 0
Siemens NH-1-50 | Siemens NH-1-50 | 50 | [4000.0, 40.0, 4.0, 1.0, 0.02, 0.01] | 0 | 0 | [86.0, 200.0, 300.0, 400.0, 1000.0, 1280.0] | 0 | 0
Siemens NH-1-63 | Siemens NH-1-63 | 63 | [4000.0, 100.0, 10.0, 2.0, 0.04, 0.01] | 0 | 0 | [100.0, 200.0, 300.0, 400.0, 1000.0, 1500.0] | 0 | 0
Siemens NH-1-80 | Siemens NH-1-80 | 80 | [4800.0, 120.0, 7.0, 0.1, 0.01] | 0 | 0 | [150.58, 250.0, 450.0, 1150.0, 2470.0] | 0 | 0
Siemens NH-2-1000 | Siemens NH-2-1000 | 1000 | [4800.0, 120.0, 7.0, 0.1, 0.004] | 0 | 0 | [1900.0, 3500.0, 8400.0, 24000.0, 52000.0] | 0 | 0
Siemens NH-2-200 | Siemens NH-2-200 | 200 | [4800.0, 120.0, 7.0, 0.1, 0.004] | 0 | 0 | [280.0, 650.0, 1200.0, 3000.0, 7000.0] | 0 | 0
Siemens NH-2-224 | Siemens NH-2-224 | 224 | [4800.0, 120.0, 7.0, 0.2, 0.04, 0.004] | 0 | 0 | [400.0, 750.0, 1453.0, 3025.0, 4315.0, 7600.0] | 0 | 0
Siemens NH-2-250 | Siemens NH-2-250 | 250 | [4800.0, 120.0, 7.0, 0.1, 0.004] | 0 | 0 | [450.0, 800.0, 1650.0, 4000.0, 8500.0] | 0 | 0
Siemens NH-2-315 | Siemens NH-2-315 | 315 | [4800.0, 120.0, 7.0, 0.1, 0.004] | 0 | 0 | [550.0, 920.0, 1900.0, 5000.0, 11000.0] | 0 | 0
Siemens NH-2-355 | Siemens NH-2-355 | 355 | [4800.0, 120.0, 6.0, 0.1, 0.004] | 0 | 0 | [650.0, 1116.27, 2350.0, 5840.0, 12790.0] | 0 | 0
Siemens NH-2-400 | Siemens NH-2-400 | 400 | [4800.0, 120.0, 7.0, 0.1, 0.004] | 0 | 0 | [720.0, 1350.0, 2800.0, 6500.0, 15000.0] | 0 | 0
Siemens NH-2-425 | Siemens NH-2-425 | 425 | [4800.0, 120.0, 7.0, 0.1, 0.004] | 0 | 0 | [850.0, 1500.0, 3050.0, 7500.0, 16500.0] | 0 | 0
Siemens NH-2-630 | Siemens NH-2-630 | 630 | [4800.0, 120.0, 7.0, 0.1, 0.004] | 0 | 0 | [1200.0, 2000.0, 4800.0, 12000.0, 26000.0] | 0 | 0

## res_bus
| vm_pu | va_degree | p_mw | q_mvar
0 | 0.98734 | -0.2434 | 0.013217 | 0.0033125
1 | 0.98763 | -0.23775 | 0.0003242 | 8.1253e-05
2 | 0.98768 | -0.23669 | 0.0089328 | 0.0022388
3 | 0.98837 | -0.22328 | 0 | 0
4 | 0.99304 | -0.13289 | 0 | 0
5 | 0.99259 | -0.14162 | 0.0028128 | 0.00070496
6 | 0.9939 | -0.11635 | 0.0021988 | 0.00055108
7 | 0.99141 | -0.16433 | 0 | 0
8 | 0.9912 | -0.16849 | 0.0054608 | 0.0013686
9 | 0.99223 | -0.14854 | 0.0036313 | 0.00091009
10 | 0.98889 | -0.21327 | 0.003224 | 0.000808
11 | 0.98826 | -0.2255 | 0.0035312 | 0.000885
12 | 0.99394 | -0.1156 | 0.0031496 | 0.00078936
13 | 0.99003 | -0.19113 | 0.013915 | 0.0034875
14 | 0.98909 | -0.20938 | 0 | 0
15 | 0.99538 | -0.087877 | 0 | 0
16 | 0.98904 | -0.21019 | 0.0018701 | 0.00046868
17 | 0.98522 | -0.28301 | 0.00084887 | 0.00021275
18 | 0.98513 | -0.28486 | 0.00085021 | 0.00021308
19 | 0.98534 | -0.28073 | 0 | 0
20 | 0.98498 | -0.28775 | 0 | 0
21 | 0.9854 | -0.2796 | 0 | 0
22 | 0.98485 | -0.29027 | 0.00096184 | 0.00024106
23 | 0.99382 | -0.11759 | 0.0046286 | 0.00116
24 | 0.99383 | -0.11744 | 0 | 0
25 | 0.98431 | -0.30056 | 0.00053144 | 0.00013319
26 | 0.98837 | -0.22217 | 0 | 0
27 | 0.98498 | -0.28787 | 0 | 0
28 | 0.98498 | -0.28775 | 0.0013005 | 0.00032594
29 | 0.99388 | -0.11651 | 0 | 0
30 | 0.98773 | -0.23452 | 0.014602 | 0.0036596
31 | 0.98473 | -0.29268 | 0 | 0
32 | 0.98478 | -0.29171 | 0.0033045 | 0.00082817
33 | 0.98483 | -0.29079 | 0 | 0
34 | 0.98008 | -0.38295 | 0 | 0
35 | 0.9844 | -0.29913 | 0 | 0
36 | 0.99379 | -0.11817 | 0.0025217 | 0.00063201
37 | 0.9821 | -0.344 | 0 | 0
38 | 0.98202 | -0.34569 | 0.0026096 | 0.00065403
39 | 0.98226 | -0.3409 | 0 | 0
40 | 0.98469 | -0.2935 | 0.0036629 | 0.00091801
41 | 0.97693 | -0.44434 | 0 | 0
42 | 0.97759 | -0.43179 | 0 | 0
43 | 0.97745 | -0.43461 | 0 | 0
44 | 0.9766 | -0.45123 | 0.014795 | 0.003708
45 | 0.97676 | -0.44781 | 0.0055315 | 0.0013863
46 | 0.97186 | -0.54409 | 0 | 0
47 | 0.97736 | -0.4364 | 0.00099461 | 0.00024927
48 | 0.98453 | -0.29652 | 0 | 0
49 | 0.98476 | -0.29202 | 0.0032789 | 0.00082177
50 | 0.9958 | -0.079919 | 0 | 0
51 | 0.98437 | -0.29961 | 0.0054955 | 0.0013773
52 | 0.98438 | -0.29958 | 0.0033123 | 0.00083013
53 | 0.97058 | -0.5695 | 0 | 0
54 | 0.97029 | -0.57518 | 0.0071834 | 0.0018003
55 | 0.97131 | -0.55503 | 0.0093608 | 0.002346
56 | 0.97535 | -0.47609 | 0.00052113 | 0.00013061
57 | 0.98949 | -0.20141 | 0.011123 | 0.0027876
58 | 0.98848 | -0.22098 | 0.01603 | 0.0040175
59 | 0.99255 | -0.14223 | 0 | 0
60 | 0.98793 | -0.23167 | 0.0075683 | 0.0018968
61 | 0.98996 | -0.19238 | 0.041314 | 0.010354
62 | 0.99387 | -0.1168 | 0 | 0
63 | 0.9874 | -0.24182 | 0 | 0
64 | 0.98927 | -0.20573 | 0 | 0
65 | 0.98873 | -0.21624 | 0 | 0
66 | 0.98812 | -0.22798 | 0.0062319 | 0.0015619
67 | 0.9961 | -0.074195 | 0 | 0
68 | 0.99303 | -0.13279 | 0.014706 | 0.0036858
69 | 0.98705 | -0.24867 | 0 | 0
70 | 0.98597 | -0.26983 | 0 | 0
71 | 0.98899 | -0.21124 | 0 | 0
72 | 0.98788 | -0.23273 | 0.01069 | 0.0026793
73 | 0.98765 | -0.23719 | 0.0050305 | 0.0012608
74 | 0.99821 | -0.03393 | 0 | 0
75 | 0.99505 | -0.09439 | 0.023075 | 0.0057831
76 | 0.99217 | -0.14937 | 0 | 0
77 | 0.98669 | -0.25572 | 0.0098296 | 0.0024635
78 | 0.98579 | -0.27321 | 0.036713 | 0.0092012
79 | 0.98879 | -0.21497 | 0.0092675 | 0.0023227
80 | 0.98888 | -0.21332 | 0 | 0
81 | 0.999 | -0.019306 | 0.012266 | 0.0030741
82 | 0.99923 | -0.014816 | 0.018679 | 0.0046815
83 | 1 | 0 | -0.60904 | -0.155
84 | 0.99712 | -0.054746 | 0 | 0
85 | 0.99643 | -0.067771 | 0.0058095 | 0.001456
86 | 0.98237 | -0.33885 | 0 | 0
87 | 0.98234 | -0.33928 | 0.00037424 | 9.3794e-05
88 | 0.98248 | -0.33666 | 0 | 0
89 | 0.98045 | -0.37617 | 0 | 0
90 | 0.98023 | -0.38051 | 0.031092 | 0.0077923
91 | 0.98234 | -0.33927 | 0 | 0
92 | 0.97913 | -0.40197 | 0 | 0
93 | 0.98203 | -0.3452 | 0.03122 | 0.0078245
94 | 0.99195 | -0.15363 | 0.011182 | 0.0028024
95 | 0.97891 | -0.40633 | 0.057959 | 0.014526
96 | 0.98247 | -0.33679 | 0.00062092 | 0.00015562
97 | 0.98276 | -0.33103 | 0 | 0
98 | 0.99625 | -0.071348 | 0.0019741 | 0.00049477
99 | 0.98231 | -0.33982 | 0.018189 | 0.0045586
100 | 0.98883 | -0.2142 | 0.0044652 | 0.0011191
101 | 0.9875 | -0.24012 | 0 | 0
102 | 0.98753 | -0.23953 | 0 | 0
103 | 0.98738 | -0.24254 | 0.0095262 | 0.0023875
104 | 0.98666 | -0.25631 | 0.010516 | 0.0026355
105 | 0.99418 | -0.11118 | 0.010743 | 0.0026923
106 | 0.99436 | -0.10774 | 0.011871 | 0.0029752
107 | 0.99452 | -0.10459 | 0 | 0
108 | 0.99428 | -0.1093 | 0.019471 | 0.00488
109 | 0.97484 | -0.4861 | 0.0004914 | 0.00012316
110 | 0.97485 | -0.48596 | 0 | 0
111 | 0.97483 | -0.48634 | 0.00053701 | 0.00013459
112 | 0.97493 | -0.48433 | 0 | 0
113 | 0.97487 | -0.48562 | 0 | 0
114 | 0.9748 | -0.48702 | 0 | 0
115 | 0.97515 | -0.47995 | 0.00066376 | 0.00016635
116 | 0.97486 | -0.48575 | 0.00043089 | 0.00010799
117 | 0.97473 | -0.48835 | 0.00093261 | 0.00023373
118 | 0.9752 | -0.479 | 0 | 0
119 | 0.97527 | -0.47768 | 0.00092651 | 0.0002322
120 | 0.99998 | 149.9956 | 0 | 0

## res_line
| p_from_mw | q_from_mvar | p_to_mw | q_to_mvar | pl_mw | ql_mvar | i_from_ka | i_to_ka | i_ka | vm_from_pu | va_from_degree | vm_to_pu | va_to_degree | loading_percent
0 | -0.013217 | -0.0033125 | 0.01322 | 0.0033144 | 3.5604e-06 | 1.9726e-06 | 0.019919 | 0.019919 | 0.019919 | 0.98734 | -0.2434 | 0.98763 | -0.23775 | 5.4723
1 | -0.013545 | -0.0033957 | 0.013545 | 0.0033961 | 6.8438e-07 | 3.8192e-07 | 0.020408 | 0.020408 | 0.020408 | 0.98763 | -0.23775 | 0.98768 | -0.23669 | 5.6065
2 | -0.022478 | -0.0056348 | 0.022492 | 0.0056436 | 1.4373e-05 | 8.7709e-06 | 0.033865 | 0.033865 | 0.033865 | 0.98768 | -0.23669 | 0.98837 | -0.22328 | 9.3037
3 | -0.026024 | -0.0065284 | 0.026036 | 0.0065361 | 1.2423e-05 | 7.6742e-06 | 0.039182 | 0.039182 | 0.039182 | 0.98837 | -0.22328 | 0.98889 | -0.21327 | 10.7643
4 | 0.0035316 | 0.00088479 | -0.0035312 | -0.000885 | 3.7344e-07 | -2.1242e-07 | 0.0053168 | 0.0053169 | 0.0053169 | 0.98837 | -0.22328 | 0.98826 | -0.2255 | 1.4607
5 | 0.057122 | 0.014392 | -0.057098 | -0.014377 | 2.3833e-05 | 1.5141e-05 | 0.085621 | 0.085621 | 0.085621 | 0.99304 | -0.13289 | 0.99259 | -0.14162 | 23.5224
6 | -0.057122 | -0.014392 | 0.057167 | 0.014421 | 4.5252e-05 | 2.8748e-05 | 0.085621 | 0.085621 | 0.085621 | 0.99304 | -0.13289 | 0.9939 | -0.11635 | 23.5224
7 | 0.054286 | 0.013672 | -0.054268 | -0.01366 | 1.7966e-05 | 1.1405e-05 | 0.081405 | 0.081405 | 0.081405 | 0.99259 | -0.14162 | 0.99223 | -0.14854 | 22.3639
8 | -0.059366 | -0.014972 | 0.059368 | 0.014973 | 2.1259e-06 | 1.3513e-06 | 0.088913 | 0.088913 | 0.088913 | 0.9939 | -0.11635 | 0.99394 | -0.1156 | 24.4267
9 | 0.050598 | 0.012726 | -0.050588 | -0.01272 | 1.0053e-05 | 6.3739e-06 | 0.075959 | 0.075959 | 0.075959 | 0.99141 | -0.16433 | 0.9912 | -0.16849 | 20.8679
10 | -0.050598 | -0.012726 | 0.050636 | 0.01275 | 3.8195e-05 | 2.4217e-05 | 0.075959 | 0.075959 | 0.075959 | 0.99141 | -0.16433 | 0.99223 | -0.14854 | 20.8679
11 | 0.045127 | 0.011351 | -0.045078 | -0.01132 | 4.8743e-05 | 3.0831e-05 | 0.067761 | 0.067761 | 0.067761 | 0.9912 | -0.16849 | 0.99003 | -0.19113 | 18.6157
12 | -0.02926 | -0.0073441 | 0.029266 | 0.0073474 | 5.4258e-06 | 3.3768e-06 | 0.044033 | 0.044033 | 0.044033 | 0.98889 | -0.21327 | 0.98909 | -0.20938 | 12.097
13 | -0.062518 | -0.015762 | 0.062601 | 0.015815 | 8.3062e-05 | 5.2832e-05 | 0.093629 | 0.093628 | 0.093629 | 0.99394 | -0.1156 | 0.99538 | -0.087877 | 25.7221
14 | 0.031163 | 0.0078328 | -0.031136 | -0.0078159 | 2.7126e-05 | 1.6937e-05 | 0.046846 | 0.046846 | 0.046846 | 0.99003 | -0.19113 | 0.98909 | -0.20938 | 12.8699
15 | 0.0018701 | 0.00046841 | -0.0018701 | -0.00046868 | 7.2055e-08 | -2.6542e-07 | 0.0028134 | 0.0028135 | 0.0028135 | 0.98909 | -0.20938 | 0.98904 | -0.21019 | 0.77294
16 | -0.17352 | -0.044136 | 0.17359 | 0.044179 | 6.6568e-05 | 4.2467e-05 | 0.25963 | 0.25963 | 0.25963 | 0.99538 | -0.087877 | 0.9958 | -0.079919 | 35.6632
17 | 0.11092 | 0.028321 | -0.11076 | -0.028224 | 0.00015327 | 9.7324e-05 | 0.166 | 0.166 | 0.166 | 0.99538 | -0.087877 | 0.99388 | -0.11651 | 22.8022
18 | 0.0050928 | 0.0012755 | -0.0050923 | -0.0012755 | 4.4968e-07 | 2.9694e-08 | 0.0076915 | 0.0076915 | 0.0076915 | 0.98522 | -0.28301 | 0.98513 | -0.28486 | 2.1131
19 | -0.0059416 | -0.0014883 | 0.0059423 | 0.0014884 | 6.4363e-07 | 1.4046e-07 | 0.0089735 | 0.0089734 | 0.0089735 | 0.98522 | -0.28301 | 0.98534 | -0.28073 | 2.4653
20 | 0.0042421 | 0.0010624 | -0.0042415 | -0.0010625 | 5.8282e-07 | -1.0891e-07 | 0.0064073 | 0.0064075 | 0.0064075 | 0.98513 | -0.28486 | 0.98498 | -0.28775 | 1.7603
21 | -0.0059423 | -0.0014884 | 0.0059426 | 0.0014885 | 3.2134e-07 | 7.0098e-08 | 0.0089734 | 0.0089734 | 0.0089734 | 0.98534 | -0.28073 | 0.9854 | -0.2796 | 2.4652
22 | 0.0042415 | 0.0010625 | -0.004241 | -0.0010626 | 5.0967e-07 | -9.5102e-08 | 0.0064075 | 0.0064076 | 0.0064076 | 0.98498 | -0.28775 | 0.98485 | -0.29027 | 1.7603
23 | 0.043345 | 0.011008 | -0.043302 | -0.010981 | 4.3681e-05 | 2.7611e-05 | 0.065506 | 0.065506 | 0.065506 | 0.9854 | -0.2796 | 0.98431 | -0.30056 | 17.9963
24 | -0.088234 | -0.022279 | 0.088477 | 0.022434 | 0.00024351 | 0.00015538 | 0.1333 | 0.1333 | 0.1333 | 0.9854 | -0.2796 | 0.98837 | -0.22217 | 36.6203
25 | 0.015788 | 0.0039594 | -0.015782 | -0.0039558 | 6.2188e-06 | 3.6085e-06 | 0.023842 | 0.023842 | 0.023842 | 0.9854 | -0.2796 | 0.98498 | -0.28787 | 6.5499
26 | 0.023158 | 0.0058224 | -0.023149 | -0.0058169 | 9.0119e-06 | 5.5175e-06 | 0.034977 | 0.034977 | 0.034977 | 0.9854 | -0.2796 | 0.98498 | -0.28775 | 9.609
27 | 0.0032792 | 0.00082156 | -0.0032791 | -0.00082162 | 8.0197e-08 | -5.9536e-08 | 0.0049544 | 0.0049544 | 0.0049544 | 0.98485 | -0.29027 | 0.98483 | -0.29079 | 1.3611
28 | -0.0046286 | -0.00116 | 0.0046286 | 0.00116 | 3.4838e-08 | -2.7679e-09 | 0.0069303 | 0.0069302 | 0.0069303 | 0.99382 | -0.11759 | 0.99383 | -0.11744 | 1.9039
29 | -0.0046286 | -0.00116 | 0.0046288 | 0.00116 | 2.0373e-07 | -1.6196e-08 | 0.0069302 | 0.0069302 | 0.0069302 | 0.99383 | -0.11744 | 0.99388 | -0.11651 | 1.9039
30 | 0.04277 | 0.010847 | -0.042602 | -0.010741 | 0.00016868 | 0.0001066 | 0.064703 | 0.064704 | 0.064704 | 0.98431 | -0.30056 | 0.98008 | -0.38295 | 17.7757
31 | -0.10309 | -0.026098 | 0.10361 | 0.026432 | 0.00052582 | 0.00033353 | 0.1553 | 0.15529 | 0.1553 | 0.98837 | -0.22217 | 0.99388 | -0.11651 | 21.3318
32 | 0.014611 | 0.0036645 | -0.014602 | -0.0036596 | 8.5969e-06 | 4.8953e-06 | 0.021998 | 0.021998 | 0.021998 | 0.98837 | -0.22217 | 0.98773 | -0.23452 | 6.0433
33 | 0.0036639 | 0.00091755 | -0.003663 | -0.00091794 | 8.4044e-07 | -3.93e-07 | 0.0055348 | 0.0055351 | 0.0055351 | 0.98498 | -0.28787 | 0.98473 | -0.29268 | 1.5206
34 | 0.012118 | 0.0030383 | -0.012116 | -0.0030371 | 2.2218e-06 | 1.197e-06 | 0.018307 | 0.018307 | 0.018307 | 0.98498 | -0.28787 | 0.98478 | -0.29171 | 5.0294
35 | 0.021849 | 0.005491 | -0.021837 | -0.0054837 | 1.1864e-05 | 7.2238e-06 | 0.033012 | 0.033012 | 0.033012 | 0.98498 | -0.28775 | 0.9844 | -0.29913 | 9.0693
36 | 0.0025219 | 0.00063165 | -0.0025217 | -0.00063201 | 1.9945e-07 | -3.5579e-07 | 0.0037757 | 0.0037758 | 0.0037758 | 0.99388 | -0.11651 | 0.99379 | -0.11817 | 1.0373
37 | 0.003663 | 0.00091794 | -0.0036629 | -0.00091801 | 1.4211e-07 | -6.6396e-08 | 0.0055351 | 0.0055352 | 0.0055352 | 0.98473 | -0.29268 | 0.98469 | -0.2935 | 1.5207
38 | 0.0088111 | 0.0022089 | -0.0088091 | -0.002208 | 2.0188e-06 | 9.0573e-07 | 0.013314 | 0.013314 | 0.013314 | 0.98478 | -0.29171 | 0.98453 | -0.29652 | 3.6577
39 | 0.0032791 | 0.00082162 | -0.0032789 | -0.00082177 | 1.9326e-07 | -1.4344e-07 | 0.0049544 | 0.0049545 | 0.0049545 | 0.98483 | -0.29079 | 0.98476 | -0.29202 | 1.3611
40 | 0.022237 | 0.0056269 | -0.022171 | -0.005587 | 6.5319e-05 | 3.9887e-05 | 0.03378 | 0.033781 | 0.033781 | 0.98008 | -0.38295 | 0.97693 | -0.44434 | 9.2805
41 | 0.020365 | 0.0051139 | -0.020318 | -0.0050852 | 4.7342e-05 | 2.8639e-05 | 0.030923 | 0.030924 | 0.030924 | 0.98008 | -0.38295 | 0.97759 | -0.43179 | 8.4955
42 | 0.021837 | 0.0054837 | -0.021803 | -0.0054635 | 3.3181e-05 | 2.0205e-05 | 0.033012 | 0.033013 | 0.033013 | 0.9844 | -0.29913 | 0.98276 | -0.33103 | 9.0694
43 | 0.0026098 | 0.00065371 | -0.0026096 | -0.00065403 | 2.11e-07 | -3.2029e-07 | 0.0039541 | 0.0039542 | 0.0039542 | 0.9821 | -0.344 | 0.98202 | -0.34569 | 1.0863
44 | -0.0026098 | -0.00065371 | 0.0026102 | 0.00065312 | 3.8463e-07 | -5.8416e-07 | 0.0039541 | 0.0039538 | 0.0039541 | 0.9821 | -0.344 | 0.98226 | -0.3409 | 1.0863
45 | -0.0026102 | -0.00065312 | 0.0026105 | 0.00065274 | 2.5508e-07 | -3.8762e-07 | 0.0039538 | 0.0039536 | 0.0039538 | 0.98226 | -0.3409 | 0.98237 | -0.33885 | 1.0862
46 | 0.0055324 | 0.0013865 | -0.0055315 | -0.0013863 | 9.1381e-07 | 1.5523e-07 | 0.0084266 | 0.0084268 | 0.0084268 | 0.97693 | -0.44434 | 0.97676 | -0.44781 | 2.3151
47 | 0.016639 | 0.0042005 | -0.01656 | -0.004154 | 7.9129e-05 | 4.6554e-05 | 0.025354 | 0.025356 | 0.025356 | 0.97693 | -0.44434 | 0.97186 | -0.54409 | 6.9659
48 | 0.00099482 | 0.00024624 | -0.00099469 | -0.00024809 | 1.327e-07 | -1.8517e-06 | 0.0015131 | 0.0015138 | 0.0015138 | 0.97759 | -0.43179 | 0.97745 | -0.43461 | 0.41589
49 | 0.019323 | 0.004839 | -0.019305 | -0.0048283 | 1.7871e-05 | 1.0747e-05 | 0.029411 | 0.029411 | 0.029411 | 0.97759 | -0.43179 | 0.9766 | -0.45123 | 8.0799
50 | 0.00099469 | 0.00024809 | -0.00099461 | -0.00024927 | 8.4856e-08 | -1.1828e-06 | 0.0015138 | 0.0015143 | 0.0015143 | 0.97745 | -0.43461 | 0.97736 | -0.4364 | 0.41601
51 | 0.00451 | 0.0011203 | -0.0045047 | -0.0011206 | 5.3036e-06 | -3.5161e-07 | 0.0068682 | 0.0068695 | 0.0068695 | 0.9766 | -0.45123 | 0.97535 | -0.47609 | 1.8872
52 | 0.01656 | 0.004154 | -0.016551 | -0.0041489 | 8.6268e-06 | 5.078e-06 | 0.025356 | 0.025356 | 0.025356 | 0.97186 | -0.54409 | 0.97131 | -0.55503 | 6.966
53 | 0.0088091 | 0.002208 | -0.0088078 | -0.0022074 | 1.2813e-06 | 5.7497e-07 | 0.013314 | 0.013314 | 0.013314 | 0.98453 | -0.29652 | 0.98438 | -0.29958 | 3.6577
54 | -0.17359 | -0.044179 | 0.17366 | 0.044224 | 7.1749e-05 | 4.4996e-05 | 0.25963 | 0.25963 | 0.25963 | 0.9958 | -0.079919 | 0.99625 | -0.071348 | 14.2653
55 | -0.0054955 | -0.0013773 | 0.0054955 | 0.0013773 | 8.8702e-09 | 1.3198e-09 | 0.0083072 | 0.0083072 | 0.0083072 | 0.98437 | -0.29961 | 0.98438 | -0.29958 | 2.2822
56 | 0.0071853 | 0.001801 | -0.0071834 | -0.0018003 | 1.9452e-06 | 7.1684e-07 | 0.011016 | 0.011016 | 0.011016 | 0.97058 | -0.5695 | 0.97029 | -0.57518 | 3.0265
57 | -0.0071853 | -0.001801 | 0.0071903 | 0.0018029 | 4.957e-06 | 1.8252e-06 | 0.011016 | 0.011016 | 0.011016 | 0.97058 | -0.5695 | 0.97131 | -0.55503 | 3.0264
58 | 0.0039836 | 0.00099003 | -0.0039833 | -0.00099011 | 3.0083e-07 | -7.8774e-08 | 0.0060745 | 0.0060746 | 0.0060746 | 0.97535 | -0.47609 | 0.97527 | -0.47768 | 1.6688
59 | 0.080862 | 0.020344 | -0.080786 | -0.020296 | 7.5542e-05 | 4.8172e-05 | 0.12163 | 0.12163 | 0.12163 | 0.98949 | -0.20141 | 0.98848 | -0.22098 | 33.4148
60 | -0.091984 | -0.023132 | 0.092245 | 0.023298 | 0.0002608 | 0.00016644 | 0.13836 | 0.13836 | 0.13836 | 0.98949 | -0.20141 | 0.99255 | -0.14223 | 38.01
61 | 0.064756 | 0.016278 | -0.064723 | -0.016257 | 3.3038e-05 | 2.1026e-05 | 0.097499 | 0.097499 | 0.097499 | 0.98848 | -0.22098 | 0.98793 | -0.23167 | 26.7855
62 | 0.086813 | 0.021866 | -0.086605 | -0.021733 | 0.00020767 | 0.00013249 | 0.13019 | 0.13019 | 0.13019 | 0.99255 | -0.14223 | 0.98996 | -0.19238 | 35.7656
63 | -0.17906 | -0.045164 | 0.17928 | 0.045303 | 0.00021832 | 0.00013931 | 0.26854 | 0.26854 | 0.26854 | 0.99255 | -0.14223 | 0.99387 | -0.1168 | 36.8878
64 | 0.057155 | 0.014361 | -0.057127 | -0.014343 | 2.7674e-05 | 1.7584e-05 | 0.0861 | 0.0861 | 0.0861 | 0.98793 | -0.23167 | 0.9874 | -0.24182 | 23.6538
65 | 0.045291 | 0.011379 | -0.045262 | -0.011361 | 2.8826e-05 | 1.8235e-05 | 0.068087 | 0.068088 | 0.068088 | 0.98996 | -0.19238 | 0.98927 | -0.20573 | 18.7054
66 | -0.32702 | -0.082944 | 0.32769 | 0.083371 | 0.00067131 | 0.00042722 | 0.48996 | 0.48996 | 0.48996 | 0.99387 | -0.1168 | 0.9961 | -0.074195 | 26.9208
67 | 0.14774 | 0.037641 | -0.14763 | -0.037568 | 0.00011394 | 7.2602e-05 | 0.22142 | 0.22142 | 0.22142 | 0.99387 | -0.1168 | 0.99303 | -0.13279 | 30.4142
68 | 0.020359 | 0.0051073 | -0.020352 | -0.0051033 | 6.6442e-06 | 4.0116e-06 | 0.030683 | 0.030683 | 0.030683 | 0.9874 | -0.24182 | 0.98705 | -0.24867 | 8.4294
69 | 0.036768 | 0.0092358 | -0.036719 | -0.0092049 | 4.9068e-05 | 3.086e-05 | 0.055417 | 0.055417 | 0.055417 | 0.9874 | -0.24182 | 0.98597 | -0.26983 | 15.2245
70 | 0.013739 | 0.0034444 | -0.013735 | -0.0034424 | 3.6083e-06 | 2.0201e-06 | 0.020665 | 0.020665 | 0.020665 | 0.98927 | -0.20573 | 0.98899 | -0.21124 | 5.6773
71 | 0.031524 | 0.0079163 | -0.031508 | -0.0079064 | 1.5799e-05 | 9.8709e-06 | 0.047422 | 0.047422 | 0.047422 | 0.98927 | -0.20573 | 0.98873 | -0.21624 | 13.0281
72 | 0.031508 | 0.0079064 | -0.03149 | -0.0078954 | 1.7636e-05 | 1.1019e-05 | 0.047422 | 0.047422 | 0.047422 | 0.98873 | -0.21624 | 0.98812 | -0.22798 | 13.0281
73 | 0.010693 | 0.0026805 | -0.01069 | -0.0026793 | 2.4199e-06 | 1.23e-06 | 0.016103 | 0.016103 | 0.016103 | 0.98812 | -0.22798 | 0.98788 | -0.23273 | 4.4238
74 | 0.014565 | 0.003653 | -0.014559 | -0.0036494 | 6.3884e-06 | 3.6353e-06 | 0.021935 | 0.021935 | 0.021935 | 0.98812 | -0.22798 | 0.98765 | -0.23719 | 6.0261
75 | -0.39294 | -0.09976 | 0.3937 | 0.10025 | 0.00076287 | 0.00048631 | 0.58745 | 0.58745 | 0.58745 | 0.9961 | -0.074195 | 0.99821 | -0.03393 | 32.2773
76 | 0.065252 | 0.016389 | -0.06519 | -0.016349 | 6.2816e-05 | 3.9973e-05 | 0.097489 | 0.097489 | 0.097489 | 0.9961 | -0.074195 | 0.99505 | -0.09439 | 26.7828
77 | 0.13292 | 0.033883 | -0.13281 | -0.033815 | 0.00010622 | 6.7889e-05 | 0.19938 | 0.19938 | 0.19938 | 0.99303 | -0.13279 | 0.99217 | -0.14937 | 54.7744
78 | 0.020352 | 0.0051033 | -0.020346 | -0.0050992 | 6.8367e-06 | 4.1281e-06 | 0.030683 | 0.030683 | 0.030683 | 0.98705 | -0.24867 | 0.98669 | -0.25572 | 8.4294
79 | 0.036719 | 0.0092049 | -0.036713 | -0.0092012 | 5.9241e-06 | 3.7258e-06 | 0.055417 | 0.055417 | 0.055417 | 0.98597 | -0.26983 | 0.98579 | -0.27321 | 15.2245
80 | 0.0092691 | 0.0023234 | -0.0092675 | -0.0023227 | 1.6457e-06 | 7.6378e-07 | 0.013946 | 0.013946 | 0.013946 | 0.98899 | -0.21124 | 0.98879 | -0.21497 | 3.8314
81 | 0.0044658 | 0.001119 | -0.0044654 | -0.0011191 | 4.4293e-07 | -5.2196e-08 | 0.0067191 | 0.0067192 | 0.0067192 | 0.98899 | -0.21124 | 0.98888 | -0.21332 | 1.8459
82 | 0.0095286 | 0.0023886 | -0.0095275 | -0.0023881 | 1.0608e-06 | 5.0327e-07 | 0.014356 | 0.014356 | 0.014356 | 0.98765 | -0.23719 | 0.98753 | -0.23953 | 3.944
83 | 0.18177 | 0.04638 | -0.18159 | -0.046265 | 0.00018257 | 0.00011469 | 0.27125 | 0.27125 | 0.27125 | 0.99821 | -0.03393 | 0.99712 | -0.054746 | 14.9039
84 | -0.57547 | -0.14663 | 0.57642 | 0.14723 | 0.00094381 | 0.00060292 | 0.8587 | 0.8587 | 0.8587 | 0.99821 | -0.03393 | 1 | 0 | 47.1811
85 | 0.042115 | 0.010566 | -0.042094 | -0.010553 | 2.0462e-05 | 1.2917e-05 | 0.062983 | 0.062983 | 0.062983 | 0.99505 | -0.09439 | 0.99452 | -0.10459 | 17.3031
86 | 0.011184 | 0.0028036 | -0.011182 | -0.0028024 | 2.2747e-06 | 1.1775e-06 | 0.016774 | 0.016774 | 0.016774 | 0.99217 | -0.14937 | 0.99195 | -0.15363 | 4.6082
87 | 0.12163 | 0.031011 | -0.12053 | -0.030306 | 0.0011041 | 0.00070546 | 0.18261 | 0.18261 | 0.18261 | 0.99217 | -0.14937 | 0.98234 | -0.33927 | 50.1663
88 | 0.010516 | 0.0026356 | -0.010516 | -0.0026355 | 2.9619e-07 | 1.4945e-07 | 0.015859 | 0.015859 | 0.015859 | 0.98669 | -0.25572 | 0.98666 | -0.25631 | 4.3569
89 | 0.0044654 | 0.0011191 | -0.0044652 | -0.0011191 | 1.873e-07 | -2.2046e-08 | 0.0067192 | 0.0067193 | 0.0067193 | 0.98888 | -0.21332 | 0.98883 | -0.2142 | 1.846
90 | -0.012266 | -0.0030741 | 0.012268 | 0.0030755 | 2.624e-06 | 1.4048e-06 | 0.01827 | 0.01827 | 0.01827 | 0.999 | -0.019306 | 0.99923 | -0.014816 | 5.0192
91 | -0.030948 | -0.007757 | 0.03097 | 0.0077706 | 2.1862e-05 | 1.3632e-05 | 0.046086 | 0.046086 | 0.046086 | 0.99923 | -0.014816 | 1 | 0 | 12.6611
92 | 0.18159 | 0.046265 | -0.18147 | -0.046193 | 0.00011404 | 7.164e-05 | 0.27125 | 0.27125 | 0.27125 | 0.99712 | -0.054746 | 0.99643 | -0.067771 | 14.9039
93 | 0.17566 | 0.044737 | -0.17563 | -0.044718 | 3.0303e-05 | 1.9012e-05 | 0.26258 | 0.26258 | 0.26258 | 0.99643 | -0.067771 | 0.99625 | -0.071348 | 14.4273
94 | 0.00037425 | 9.2991e-05 | -0.00037424 | -9.3794e-05 | 7.6878e-09 | -8.0313e-07 | 0.0005666 | 0.00056689 | 0.00056689 | 0.98237 | -0.33885 | 0.98234 | -0.33928 | 0.15574
95 | -0.0029847 | -0.00074573 | 0.002985 | 0.00074541 | 3.0973e-07 | -3.1365e-07 | 0.0045202 | 0.00452 | 0.0045202 | 0.98237 | -0.33885 | 0.98248 | -0.33666 | 1.2418
96 | 0.00062092 | 0.00015548 | -0.00062092 | -0.00015562 | 3.6997e-09 | -1.3891e-07 | 0.00094037 | 0.00094042 | 0.00094042 | 0.98248 | -0.33666 | 0.98247 | -0.33679 | 0.25836
97 | -0.0036059 | -0.00090089 | 0.0036069 | 0.00090042 | 9.651e-07 | -4.7581e-07 | 0.0054604 | 0.00546 | 0.0054604 | 0.98248 | -0.33666 | 0.98276 | -0.33103 | 1.5001
98 | 0.031098 | 0.0077963 | -0.031092 | -0.0077923 | 6.4324e-06 | 4.0197e-06 | 0.047198 | 0.047198 | 0.047198 | 0.98045 | -0.37617 | 0.98023 | -0.38051 | 12.9666
99 | -0.089141 | -0.022375 | 0.089298 | 0.022476 | 0.00015717 | 0.0001003 | 0.1353 | 0.1353 | 0.1353 | 0.98045 | -0.37617 | 0.98234 | -0.33927 | 37.1703
100 | 0.058042 | 0.014579 | -0.057971 | -0.014534 | 7.138e-05 | 4.5374e-05 | 0.088102 | 0.088102 | 0.088102 | 0.98045 | -0.37617 | 0.97913 | -0.40197 | 24.2038
101 | 0.031229 | 0.00783 | -0.03122 | -0.0078245 | 8.814e-06 | 5.508e-06 | 0.047306 | 0.047306 | 0.047306 | 0.98234 | -0.33927 | 0.98203 | -0.3452 | 12.9961
102 | 0.057971 | 0.014534 | -0.057959 | -0.014526 | 1.2033e-05 | 7.6491e-06 | 0.088102 | 0.088102 | 0.088102 | 0.97913 | -0.40197 | 0.97891 | -0.40633 | 24.2038
103 | 0.018197 | 0.0045631 | -0.018189 | -0.0045586 | 7.6166e-06 | 4.5358e-06 | 0.027553 | 0.027553 | 0.027553 | 0.98276 | -0.33103 | 0.98231 | -0.33982 | 7.5694
104 | -0.0095273 | -0.002388 | 0.0095275 | 0.0023881 | 2.7097e-07 | 1.2857e-07 | 0.014356 | 0.014356 | 0.014356 | 0.9875 | -0.24012 | 0.98753 | -0.23953 | 3.944
105 | 0.0095273 | 0.002388 | -0.0095262 | -0.0023875 | 1.0958e-06 | 5.1995e-07 | 0.014356 | 0.014356 | 0.014356 | 0.9875 | -0.24012 | 0.98738 | -0.24254 | 3.944
106 | -0.010743 | -0.0026923 | 0.010744 | 0.0026932 | 1.7605e-06 | 8.9122e-07 | 0.016079 | 0.016079 | 0.016079 | 0.99418 | -0.11118 | 0.99436 | -0.10774 | 4.4172
107 | -0.022615 | -0.0056684 | 0.022619 | 0.0056705 | 3.4003e-06 | 2.0735e-06 | 0.033843 | 0.033843 | 0.033843 | 0.99436 | -0.10774 | 0.99452 | -0.10459 | 9.2975
108 | 0.019476 | 0.0048826 | -0.019471 | -0.00488 | 4.3717e-06 | 2.6198e-06 | 0.02914 | 0.02914 | 0.02914 | 0.99452 | -0.10459 | 0.99428 | -0.1093 | 8.0056
109 | -0.0004914 | -0.00012316 | 0.00049141 | 0.00012297 | 3.2309e-09 | -1.8887e-07 | 0.00075009 | 0.00075002 | 0.00075009 | 0.97484 | -0.4861 | 0.97485 | -0.48596 | 0.20607
110 | 0.00053702 | 0.00013411 | -0.00053701 | -0.00013459 | 9.7925e-09 | -4.7837e-07 | 0.00081953 | 0.00081971 | 0.00081971 | 0.97485 | -0.48596 | 0.97483 | -0.48634 | 0.22519
111 | -0.0010284 | -0.00025708 | 0.0010285 | 0.00025605 | 7.9856e-08 | -1.027e-06 | 0.0015696 | 0.0015692 | 0.0015696 | 0.97485 | -0.48596 | 0.97493 | -0.48433 | 0.4312
112 | 0.00043092 | 0.00010578 | -0.00043089 | -0.0001078 | 2.6442e-08 | -2.0183e-06 | 0.00065691 | 0.00065764 | 0.00065764 | 0.97493 | -0.48433 | 0.97487 | -0.48562 | 0.18067
113 | 0.00093278 | 0.00023093 | -0.00093267 | -0.00023281 | 1.1909e-07 | -1.8792e-06 | 0.0014227 | 0.0014234 | 0.0014234 | 0.97493 | -0.48433 | 0.9748 | -0.48702 | 0.39103
114 | -0.0023922 | -0.00059276 | 0.0023927 | 0.00059184 | 4.9352e-07 | -9.1725e-07 | 0.0036487 | 0.0036483 | 0.0036487 | 0.97493 | -0.48433 | 0.97515 | -0.47995 | 1.0024
115 | 0.00043089 | 0.0001078 | -0.00043089 | -0.00010799 | 2.5334e-09 | -1.9312e-07 | 0.00065764 | 0.00065771 | 0.00065771 | 0.97487 | -0.48562 | 0.97486 | -0.48575 | 0.18069
116 | 0.00093267 | 0.00023281 | -0.00093261 | -0.00023373 | 5.8758e-08 | -9.2625e-07 | 0.0014234 | 0.0014237 | 0.0014237 | 0.9748 | -0.48702 | 0.97473 | -0.48835 | 0.39113
117 | -0.0030565 | -0.00075819 | 0.0030566 | 0.00075807 | 1.3742e-07 | -1.2248e-07 | 0.0046611 | 0.0046611 | 0.0046611 | 0.97515 | -0.47995 | 0.9752 | -0.479 | 1.2805
118 | -0.0030566 | -0.00075807 | 0.0030568 | 0.0007579 | 1.9114e-07 | -1.7041e-07 | 0.0046611 | 0.004661 | 0.0046611 | 0.9752 | -0.479 | 0.97527 | -0.47768 | 1.2805

## res_trafo
| p_hv_mw | q_hv_mvar | p_lv_mw | q_lv_mvar | pl_mw | ql_mvar | i_hv_ka | i_lv_ka | vm_hv_pu | va_hv_degree | vm_lv_pu | va_lv_degree | loading_percent
0 | -1.2729e-15 | -1.3162e-15 | 0.00165 | 1.2699e-07 | 0.00165 | 1.2699e-07 | 5.2857e-17 | 0.0023815 | 0.99998 | 149.9956 | 1 | 0 | 0.2619

## res_ext_grid
| p_mw | q_mvar
0 | 0.61445 | 0.15636

## res_load
| p_mw | q_mvar
0 | 0.013217 | 0.0033125
1 | 0.0003242 | 8.1253e-05
2 | 0.0089328 | 0.0022388
3 | 0.0028128 | 0.00070496
4 | 0.0021988 | 0.00055108
5 | 0.0054608 | 0.0013686
6 | 0.0036313 | 0.00091009
7 | 0.003224 | 0.000808
8 | 0.0035312 | 0.000885
9 | 0.0031496 | 0.00078936
10 | 0.013915 | 0.0034875
11 | 0.0018701 | 0.00046868
12 | 0.00084887 | 0.00021275
13 | 0.00085021 | 0.00021308
14 | 0.00096184 | 0.00024106
15 | 0.0046286 | 0.00116
16 | 0.00053144 | 0.00013319
17 | 0.0013005 | 0.00032594
18 | 0.014602 | 0.0036596
19 | 0.0033045 | 0.00082817
20 | 0.0025217 | 0.00063201
21 | 0.0026096 | 0.00065403
22 | 0.0036629 | 0.00091801
23 | 0.014795 | 0.003708
24 | 0.0055315 | 0.0013863
25 | 0.00099461 | 0.00024927
26 | 0.0032789 | 0.00082177
27 | 0.0054955 | 0.0013773
28 | 0.0033123 | 0.00083013
29 | 0.0071834 | 0.0018003
30 | 0.0093608 | 0.002346
31 | 0.00052113 | 0.00013061
32 | 0.011123 | 0.0027876
33 | 0.01603 | 0.0040175
34 | 0.0075683 | 0.0018968
35 | 0.041314 | 0.010354
36 | 0.0062319 | 0.0015619
37 | 0.014706 | 0.0036858
38 | 0.01069 | 0.0026793
39 | 0.0050305 | 0.0012608
40 | 0.023075 | 0.0057831
41 | 0.0098296 | 0.0024635
42 | 0.036713 | 0.0092012
43 | 0.0092675 | 0.0023227
44 | 0.012266 | 0.0030741
45 | 0.018679 | 0.0046815
46 | 0.0054182 | 0.0013579
47 | 0.0058095 | 0.001456
48 | 0.00037424 | 9.3794e-05
49 | 0.031092 | 0.0077923
50 | 0.03122 | 0.0078245
51 | 0.011182 | 0.0028024
52 | 0.057959 | 0.014526
53 | 0.00062092 | 0.00015562
54 | 0.0019741 | 0.00049477
55 | 0.018189 | 0.0045586
56 | 0.0044652 | 0.0011191
57 | 0.0095262 | 0.0023875
58 | 0.010516 | 0.0026355
59 | 0.010743 | 0.0026923
60 | 0.011871 | 0.0029752
61 | 0.019471 | 0.00488
62 | 0.0004914 | 0.00012316
63 | 0.00053701 | 0.00013459
64 | 0.00066376 | 0.00016635
65 | 0.00043089 | 0.00010799
66 | 0.00093261 | 0.00023373
67 | 0.00092651 | 0.0002322

## dtypes
| element | column | dtype
0 | bus | name | object
1 | bus | vn_kv | float64
2 | bus | type | object
3 | bus | zone | object
4 | bus | in_service | bool
5 | load | name | object
6 | load | bus | uint32
7 | load | p_mw | float64
8 | load | q_mvar | float64
9 | load | const_z_percent | float64
10 | load | const_i_percent | float64
11 | load | sn_mva | float64
12 | load | scaling | float64
13 | load | in_service | bool
14 | load | type | object
15 | ext_grid | name | object
16 | ext_grid | bus | uint32
17 | ext_grid | vm_pu | float64
18 | ext_grid | va_degree | float64
19 | ext_grid | slack_weight | float64
20 | ext_grid | in_service | bool
21 | line | name | object
22 | line | std_type | object
23 | line | from_bus | uint32
24 | line | to_bus | uint32
25 | line | length_km | float64
26 | line | r_ohm_per_km | float64
27 | line | x_ohm_per_km | float64
28 | line | c_nf_per_km | float64
29 | line | g_us_per_km | float64
30 | line | max_i_ka | float64
31 | line | df | float64
32 | line | parallel | uint32
33 | line | type | object
34 | line | in_service | bool
35 | trafo | name | object
36 | trafo | std_type | object
37 | trafo | hv_bus | uint32
38 | trafo | lv_bus | uint32
39 | trafo | sn_mva | float64
40 | trafo | vn_hv_kv | float64
41 | trafo | vn_lv_kv | float64
42 | trafo | vk_percent | float64
43 | trafo | vkr_percent | float64
44 | trafo | pfe_kw | float64
45 | trafo | i0_percent | float64
46 | trafo | shift_degree | float64
47 | trafo | tap_side | object
48 | trafo | tap_neutral | int32
49 | trafo | tap_min | int32
50 | trafo | tap_max | int32
51 | trafo | tap_step_percent | float64
52 | trafo | tap_step_degree | float64
53 | trafo | tap_pos | int32
54 | trafo | tap_phase_shifter | bool
55 | trafo | parallel | uint32
56 | trafo | df | float64
57 | trafo | in_service | bool
58 | line_geodata | coords | object
59 | bus_geodata | x | float64
60 | bus_geodata | y | float64
61 | bus_geodata | coords | object
62 | res_bus | vm_pu | float64
63 | res_bus | va_degree | float64
64 | res_bus | p_mw | float64
65 | res_bus | q_mvar | float64
66 | res_line | p_from_mw | float64
67 | res_line | q_from_mvar | float64
68 | res_line | p_to_mw | float64
69 | res_line | q_to_mvar | float64
70 | res_line | pl_mw | float64
71 | res_line | ql_mvar | float64
72 | res_line | i_from_ka | float64
73 | res_line | i_to_ka | float64
74 | res_line | i_ka | float64
75 | res_line | vm_from_pu | float64
76 | res_line | va_from_degree | float64
77 | res_line | vm_to_pu | float64
78 | res_line | va_to_degree | float64
79 | res_line | loading_percent | float64
80 | res_trafo | p_hv_mw | float64
81 | res_trafo | q_hv_mvar | float64
82 | res_trafo | p_lv_mw | float64
83 | res_trafo | q_lv_mvar | float64
84 | res_trafo | pl_mw | float64
85 | res_trafo | ql_mvar | float64
86 | res_trafo | i_hv_ka | float64
87 | res_trafo | i_lv_ka | float64
88 | res_trafo | vm_hv_pu | float64
89 | res_trafo | va_hv_degree | float64
90 | res_trafo | vm_lv_pu | float64
91 | res_trafo | va_lv_degree | float64
92 | res_trafo | loading_percent | float64
93 | res_ext_grid | p_mw | float64
94 | res_ext_grid | q_mvar | float64
95 | res_load | p_mw | float64
96 | res_load | q_mvar | float64

## parameters
| version | format_version | converged | OPF_converged | name | f_hz | sn_mva
0 | 2.14.6 | 2.14.0 | TRUE | FALSE |  | 50 | 1