## bus
| name | vn_kv | type | zone | in_service
0 | bus_LV_1706-7_0_7_node_0 | 0.4 | n |  | TRUE
1 | bus_LV_1706-7_0_7_node_1 | 0.4 | n |  | TRUE
2 | bus_LV_1706-7_0_7_node_3 | 0.4 | n |  | TRUE
3 | bus_LV_1706-7_0_7_node_4 | 0.4 | n |  | TRUE
4 | bus_LV_1706-7_0_7_node_34 | 0.4 | n |  | TRUE
5 | bus_LV_1706-7_0_7_node_35 | 0.4 | n |  | TRUE
6 | bus_LV_1706-7_0_7_node_5 | 0.4 | n |  | TRUE
7 | bus_LV_1706-7_0_7_node_6 | 0.4 | n |  | TRUE
8 | bus_LV_1706-7_0_7_node_7 | 0.4 | n |  | TRUE
9 | bus_LV_1706-7_0_7_node_57 | 0.4 | n |  | TRUE
10 | bus_LV_1706-7_0_7_node_18 | 0.4 | n |  | TRUE
11 | bus_LV_1706-7_0_7_node_8 | 0.4 | n |  | TRUE
12 | bus_LV_1706-7_0_7_node_9 | 0.4 | n |  | TRUE
13 | bus_LV_1706-7_0_7_node_10 | 0.4 | n |  | TRUE
14 | bus_LV_1706-7_0_7_node_11 | 0.4 | n |  | TRUE
15 | bus_LV_1706-7_0_7_node_12 | 0.4 | n |  | TRUE
16 | bus_LV_1706-7_0_7_node_13 | 0.4 | n |  | TRUE
17 | bus_LV_1706-7_0_7_node_24 | 0.4 | n |  | TRUE
18 | bus_LV_1706-7_0_7_node_23 | 0.4 | n |  | TRUE
19 | bus_LV_1706-7_0_7_node_39 | 0.4 | n |  | TRUE
20 | bus_LV_1706-7_0_7_node_36 | 0.4 | n |  | TRUE
21 | bus_LV_1706-7_0_7_node_73 | 0.4 | n |  | TRUE
22 | bus_LV_1706-7_0_7_node_21 | 0.4 | n |  | TRUE
23 | bus_LV_1706-7_0_7_node_14 | 0.4 | n |  | TRUE
24 | bus_LV_1706-7_0_7_node_15 | 0.4 | n |  | TRUE
25 | bus_LV_1706-7_0_7_node_16 | 0.4 | n |  | TRUE
26 | bus_LV_1706-7_0_7_node_17 | 0.4 | n |  | TRUE
27 | bus_LV_1706-7_0_7_node_19 | 0.4 | n |  | TRUE
28 | bus_LV_1706-7_0_7_node_77 | 0.4 | n |  | TRUE
29 | bus_LV_1706-7_0_7_node_65 | 0.4 | n |  | TRUE
30 | bus_LV_1706-7_0_7_node_75 | 0.4 | n |  | TRUE
31 | bus_LV_1706-7_0_7_node_67 | 0.4 | n |  | TRUE
32 | bus_LV_1706-7_0_7_node_64 | 0.4 | n |  | TRUE
33 | bus_LV_1706-7_0_7_node_20 | 0.4 | n |  | TRUE
34 | bus_LV_1706-7_0_7_node_22 | 0.4 | n |  | TRUE
35 | bus_LV_1706-7_0_7_node_70 | 0.4 | n |  | TRUE
36 | bus_LV_1706-7_0_7_node_71 | 0.4 | n |  | TRUE
37 | bus_LV_1706-7_0_7_node_143 | 0.4 | n |  | TRUE
38 | bus_LV_1706-7_0_7_node_72 | 0.4 | n |  | TRUE
39 | bus_LV_1706-7_0_7_node_66 | 0.4 | n |  | TRUE
40 | bus_LV_1706-7_0_7_node_145 | 0.4 | n |  | TRUE
41 | bus_LV_1706-7_0_7_node_25 | 0.4 | n |  | TRUE
42 | bus_LV_1706-7_0_7_node_26 | 0.4 | n |  | TRUE
43 | bus_LV_1706-7_0_7_node_27 | 0.4 | n |  | TRUE
44 | bus_LV_1706-7_0_7_node_28 | 0.4 | n |  | TRUE
45 | bus_LV_1706-7_0_7_node_49 | 0.4 | n |  | TRUE
46 | bus_LV_1706-7_0_7_node_48 | 0.4 | n |  | TRUE
47 | bus_LV_1706-7_0_7_node_29 | 0.4 | n |  | TRUE
48 | bus_LV_1706-7_0_7_node_30 | 0.4 | n |  | TRUE
49 | bus_LV_1706-7_0_7_node_31 | 0.4 | n |  | TRUE
50 | bus_LV_1706-7_0_7_node_32 | 0.4 | n |  | TRUE
51 | bus_LV_1706-7_0_7_node_33 | 0.4 | n |  | TRUE
52 | bus_LV_1706-7_0_7_node_40 | 0.4 | n |  | TRUE
53 | bus_LV_1706-7_0_7_node_41 | 0.4 | n |  | TRUE
54 | bus_LV_1706-7_0_7_node_47 | 0.4 | n |  | TRUE
55 | bus_LV_1706-7_0_7_node_81 | 0.4 | n |  | TRUE
56 | bus_LV_1706-7_0_7_node_46 | 0.4 | n |  | TRUE
57 | bus_LV_1706-7_0_7_node_78 | 0.4 | n |  | TRUE
58 | bus_LV_1706-7_0_7_node_45 | 0.4 | n |  | TRUE
59 | bus_LV_1706-7_0_7_node_38 | 0.4 | n |  | TRUE
60 | bus_LV_1706-7_0_7_node_82 | 0.4 | n |  | TRUE
61 | bus_LV_1706-7_0_7_node_44 | 0.4 | n |  | TRUE
62 | bus_LV_1706-7_0_7_node_42 | 0.4 | n |  | TRUE
63 | bus_LV_1706-7_0_7_node_43 | 0.4 | n |  | TRUE
64 | bus_LV_1706-7_0_7_node_50 | 0.4 | n |  | TRUE
65 | bus_LV_1706-7_0_7_node_51 | 0.4 | n |  | TRUE
66 | bus_LV_1706-7_0_7_node_52 | 0.4 | n |  | TRUE
67 | bus_LV_1706-7_0_7_node_53 | 0.4 | n |  | TRUE
68 | bus_LV_1706-7_0_7_node_54 | 0.4 | n |  | TRUE
69 | bus_LV_1706-7_0_7_node_61 | 0.4 | n |  | TRUE
70 | bus_LV_1706-7_0_7_node_58 | 0.4 | n |  | TRUE
71 | bus_LV_1706-7_0_7_node_55 | 0.4 | n |  | TRUE
72 | bus_LV_1706-7_0_7_node_74 | 0.4 | n |  | TRUE
73 | bus_LV_1706-7_0_7_node_59 | 0.4 | n |  | TRUE
74 | bus_LV_1706-7_0_7_node_56 | 0.4 | n |  | TRUE
75 | bus_LV_1706-7_0_7_node_68 | 0.4 | n |  | TRUE
76 | bus_LV_1706-7_0_7_node_69 | 0.4 | n |  | TRUE
77 | bus_LV_1706-7_0_7_node_60 | 0.4 | n |  | TRUE
78 | bus_LV_1706-7_0_7_node_84 | 0.4 | n |  | TRUE
79 | bus_LV_1706-7_0_7_node_85 | 0.4 | n |  | TRUE
80 | bus_LV_1706-7_0_7_node_86 | 0.4 | n |  | TRUE
81 | bus_LV_1706-7_0_7_node_142 | 0.4 | n |  | TRUE
82 | bus_LV_1706-7_0_7_node_83 | 0.4 | n |  | TRUE
83 | bus_LV_1706-7_0_7_node_76 | 0.4 | n |  | TRUE
84 | bus_LV_1706-7_0_7_node_79 | 0.4 | n |  | TRUE
85 | bus_LV_1706-7_0_7_node_80 | 0.4 | n |  | TRUE
86 | bus_LV_1706-7_0_7_node_87 | 0.4 | n |  | TRUE
87 | bus_LV_1706-7_0_7_node_88 | 0.4 | n |  | TRUE
88 | bus_LV_1706-7_0_7_node_89 | 0.4 | n |  | TRUE
89 | bus_LV_1706-7_0_7_node_90 | 0.4 | n |  | TRUE
90 | bus_LV_1706-7_0_7_node_91 | 0.4 | n |  | TRUE
91 | bus_LV_1706-7_0_7_node_94 | 0.4 | n |  | TRUE
92 | bus_LV_1706-7_0_7_node_95 | 0.4 | n |  | TRUE
93 | bus_LV_1706-7_0_7_node_92 | 0.4 | n |  | TRUE
94 | bus_LV_1706-7_0_7_node_93 | 0.4 | n |  | TRUE
95 | bus_LV_1706-7_0_7_node_98 | 0.4 | n |  | TRUE
96 | bus_LV_1706-7_0_7_node_130 | 0.4 | n |  | TRUE
97 | bus_LV_1706-7_0_7_node_117 | 0.4 | n |  | TRUE
98 | bus_LV_1706-7_0_7_node_114 | 0.4 | n |  | TRUE
99 | bus_LV_1706-7_0_7_node_99 | 0.4 | n |  | TRUE
100 | bus_LV_1706-7_0_7_node_131 | 0.4 | n |  | TRUE
101 | bus_LV_1706-7_0_7_node_137 | 0.4 | n |  | TRUE
102 | bus_LV_1706-7_0_7_node_125 | 0.4 | n |  | TRUE
103 | bus_LV_1706-7_0_7_node_115 | 0.4 | n |  | TRUE
104 | bus_LV_1706-7_0_7_node_136 | 0.4 | n |  | TRUE
105 | bus_LV_1706-7_0_7_node_135 | 0.4 | n |  | TRUE
106 | bus_LV_1706-7_0_7_node_134 | 0.4 | n |  | TRUE
107 | bus_LV_1706-7_0_7_node_138 | 0.4 | n |  | TRUE
108 | bus_LV_1706-7_0_7_node_96 | 0.4 | n |  | TRUE
109 | bus_LV_1706-7_0_7_node_123 | 0.4 | n |  | TRUE
110 | bus_LV_1706-7_0_7_node_126 | 0.4 | n |  | TRUE
111 | bus_LV_1706-7_0_7_node_122 | 0.4 | n |  | TRUE
112 | bus_LV_1706-7_0_7_node_119 | 0.4 | n |  | TRUE
113 | bus_LV_1706-7_0_7_node_121 | 0.4 | n |  | TRUE
114 | bus_LV_1706-7_0_7_node_106 | 0.4 | n |  | TRUE
115 | bus_LV_1706-7_0_7_node_118 | 0.4 | n |  | TRUE
116 | bus_LV_1706-7_0_7_node_120 | 0.4 | n |  | TRUE
117 | bus_LV_1706-7_0_7_node_100 | 0.4 | n |  | TRUE
118 | bus_LV_1706-7_0_7_node_101 | 0.4 | n |  | TRUE
119 | bus_LV_1706-7_0_7_node_103 | 0.4 | n |  | TRUE
120 | bus_LV_1706-7_0_7_node_102 | 0.4 | n |  | TRUE
121 | bus_LV_1706-7_0_7_node_104 | 0.4 | n |  | TRUE
122 | bus_LV_1706-7_0_7_node_116 | 0.4 | n |  | TRUE
123 | bus_LV_1706-7_0_7_node_111 | 0.4 | n |  | TRUE
124 | bus_LV_1706-7_0_7_node_113 | 0.4 | n |  | TRUE
125 | bus_LV_1706-7_0_7_node_110 | 0.4 | n |  | TRUE
126 | bus_LV_1706-7_0_7_node_127 | 0.4 | n |  | TRUE
127 | bus_LV_1706-7_0_7_node_128 | 0.4 | n |  | TRUE
128 | bus_LV_1706-7_0_7_node_109 | 0.4 | n |  | TRUE
129 | bus_LV_1706-7_0_7_node_105 | 0.4 | n |  | TRUE
130 | bus_LV_1706-7_0_7_node_108 | 0.4 | n |  | TRUE
131 | bus_LV_1706-7_0_7_node_112 | 0.4 | n |  | TRUE
132 | bus_LV_1706-7_0_7_node_124 | 0.4 | n |  | TRUE
133 | bus_LV_1706-7_0_7_node_139 | 0.4 | n |  | TRUE
134 | bus_LV_1706-7_0_7_node_132 | 0.4 | n |  | TRUE
135 | bus_LV_1706-7_0_7_node_133 | 0.4 | n |  | TRUE
136 | bus_LV_1706-7_0_7_node_140 | 0.4 | n |  | TRUE
137 | bus_LV_1706-7_0_7_node_141 | 0.4 | n |  | TRUE
138 | bus_MV_25_0_node_195 | 20 | n |  | TRUE

## load
| name | bus | p_mw | q_mvar | const_z_percent | const_i_percent | sn_mva | scaling | in_service | type
0 | LV_1706-7_0_7_load_0 | 0 | 0.0014939 | 0.00037441 | 0 | 0 |  | 1 | TRUE | wye
1 | LV_1706-7_0_7_load_1 | 1 | 0.00072528 | 0.00018177 | 0 | 0 |  | 1 | TRUE | wye
2 | LV_1706-7_0_7_load_4 | 3 | 0.006431 | 0.0016118 | 0 | 0 |  | 1 | TRUE | wye
3 | LV_1706-7_0_7_load_34 | 4 | 0.0049038 | 0.001229 | 0 | 0 |  | 1 | TRUE | wye
4 | LV_1706-7_0_7_load_35 | 5 | 0.0025934 | 0.00064996 | 0 | 0 |  | 1 | TRUE | wye
5 | LV_1706-7_0_7_load_5 | 6 | 0.0039292 | 0.00098474 | 0 | 0 |  | 1 | TRUE | wye
6 | LV_1706-7_0_7_load_6 | 7 | 0.0047945 | 0.0012016 | 0 | 0 |  | 1 | TRUE | wye
7 | LV_1706-7_0_7_load_7 | 8 | 0.0058986 | 0.0014783 | 0 | 0 |  | 1 | TRUE | wye
8 | LV_1706-7_0_7_load_57 | 9 | 0.0042625 | 0.0010683 | 0 | 0 |  | 1 | TRUE | wye
9 | LV_1706-7_0_7_load_18 | 10 | 0.0016444 | 0.00041213 | 0 | 0 |  | 1 | TRUE | wye
10 | LV_1706-7_0_7_load_8 | 11 | 0.0075636 | 0.0018956 | 0 | 0 |  | 1 | TRUE | wye
11 | LV_1706-7_0_7_load_9 | 12 | 0.011712 | 0.0029353 | 0 | 0 |  | 1 | TRUE | wye
12 | LV_1706-7_0_7_load_11 | 14 | 0.025437 | 0.0063752 | 0 | 0 |  | 1 | TRUE | wye
13 | LV_1706-7_0_7_load_12 | 15 | 0.015984 | 0.0040059 | 0 | 0 |  | 1 | TRUE | wye
14 | LV_1706-7_0_7_load_13 | 16 | 0.010108 | 0.0025334 | 0 | 0 |  | 1 | TRUE | wye
15 | LV_1706-7_0_7_load_36 | 20 | 0.013829 | 0.003466 | 0 | 0 |  | 1 | TRUE | wye
16 | LV_1706-7_0_7_load_21 | 22 | 0.00090912 | 0.00022785 | 0 | 0 |  | 1 | TRUE | wye
17 | LV_1706-7_0_7_load_14 | 23 | 0.0052292 | 0.0013106 | 0 | 0 |  | 1 | TRUE | wye
18 | LV_1706-7_0_7_load_15 | 24 | 0.0035235 | 0.00088306 | 0 | 0 |  | 1 | TRUE | wye
19 | LV_1706-7_0_7_load_17 | 26 | 0.003812 | 0.00095538 | 0 | 0 |  | 1 | TRUE | wye
20 | LV_1706-7_0_7_load_19 | 27 | 0.0052941 | 0.0013268 | 0 | 0 |  | 1 | TRUE | wye
21 | LV_1706-7_0_7_load_77 | 28 | 0.0078712 | 0.0019727 | 0 | 0 |  | 1 | TRUE | wye
22 | LV_1706-7_0_7_load_67 | 31 | 0.017339 | 0.0043455 | 0 | 0 |  | 1 | TRUE | wye
23 | LV_1706-7_0_7_load_64 | 32 | 0.0021978 | 0.00055081 | 0 | 0 |  | 1 | TRUE | wye
24 | LV_1706-7_0_7_load_20 | 33 | 0.0021541 | 0.00053987 | 0 | 0 |  | 1 | TRUE | wye
25 | LV_1706-7_0_7_load_22 | 34 | 0.002924 | 0.00073283 | 0 | 0 |  | 1 | TRUE | wye
26 | LV_1706-7_0_7_load_70 | 35 | 0.00094057 | 0.00023573 | 0 | 0 |  | 1 | TRUE | wye
27 | LV_1706-7_0_7_load_71 | 36 | 0.00018931 | 4.7446e-05 | 0 | 0 |  | 1 | TRUE | wye
28 | LV_1706-7_0_7_load_66 | 39 | 0.0032852 | 0.00082334 | 0 | 0 |  | 1 | TRUE | wye
29 | LV_1706-7_0_7_load_145 | 40 | 0.01593 | 0.0039925 | 0 | 0 |  | 1 | TRUE | wye
30 | LV_1706-7_0_7_load_25 | 41 | 0.0040831 | 0.0010233 | 0 | 0 |  | 1 | TRUE | wye
31 | LV_1706-7_0_7_load_26 | 42 | 0.0065373 | 0.0016384 | 0 | 0 |  | 1 | TRUE | wye
32 | LV_1706-7_0_7_load_27 | 43 | 0.0081843 | 0.0020512 | 0 | 0 |  | 1 | TRUE | wye
33 | LV_1706-7_0_7_load_28 | 44 | 0.0029328 | 0.00073502 | 0 | 0 |  | 1 | TRUE | wye
34 | LV_1706-7_0_7_load_49 | 45 | 0.0022332 | 0.0005597 | 0 | 0 |  | 1 | TRUE | wye
35 | LV_1706-7_0_7_load_48 | 46 | 0.0068207 | 0.0017094 | 0 | 0 |  | 1 | TRUE | wye
36 | LV_1706-7_0_7_load_29 | 47 | 0.0045924 | 0.001151 | 0 | 0 |  | 1 | TRUE | wye
37 | LV_1706-7_0_7_load_30 | 48 | 0.0042616 | 0.0010681 | 0 | 0 |  | 1 | TRUE | wye
38 | LV_1706-7_0_7_load_31 | 49 | 0.0029559 | 0.00074081 | 0 | 0 |  | 1 | TRUE | wye
39 | LV_1706-7_0_7_load_33 | 51 | 0.0046322 | 0.0011609 | 0 | 0 |  | 1 | TRUE | wye
40 | LV_1706-7_0_7_load_40 | 52 | 0.0048763 | 0.0012221 | 0 | 0 |  | 1 | TRUE | wye
41 | LV_1706-7_0_7_load_41 | 53 | 0.0020701 | 0.00051881 | 0 | 0 |  | 1 | TRUE | wye
42 | LV_1706-7_0_7_load_47 | 54 | 0.0025735 | 0.00064497 | 0 | 0 |  | 1 | TRUE | wye
43 | LV_1706-7_0_7_load_81 | 55 | 0.00067998 | 0.00017042 | 0 | 0 |  | 1 | TRUE | wye
44 | LV_1706-7_0_7_load_78 | 57 | 0.0069054 | 0.0017307 | 0 | 0 |  | 1 | TRUE | wye
45 | LV_1706-7_0_7_load_45 | 58 | 0.0031656 | 0.00079338 | 0 | 0 |  | 1 | TRUE | wye
46 | LV_1706-7_0_7_load_38 | 59 | 0.0026254 | 0.000658 | 0 | 0 |  | 1 | TRUE | wye
47 | LV_1706-7_0_7_load_42 | 62 | 0.0018002 | 0.00045117 | 0 | 0 |  | 1 | TRUE | wye
48 | LV_1706-7_0_7_load_43 | 63 | 0.0032146 | 0.00080565 | 0 | 0 |  | 1 | TRUE | wye
49 | LV_1706-7_0_7_load_50 | 64 | 0.0030689 | 0.00076914 | 0 | 0 |  | 1 | TRUE | wye
50 | LV_1706-7_0_7_load_51 | 65 | 0.0033269 | 0.0008338 | 0 | 0 |  | 1 | TRUE | wye
51 | LV_1706-7_0_7_load_52 | 66 | 0.0022572 | 0.0005657 | 0 | 0 |  | 1 | TRUE | wye
52 | LV_1706-7_0_7_load_54 | 68 | 0.0047583 | 0.0011925 | 0 | 0 |  | 1 | TRUE | wye
53 | LV_1706-7_0_7_load_61 | 69 | 0.003363 | 0.00084285 | 0 | 0 |  | 1 | TRUE | wye
54 | LV_1706-7_0_7_load_58 | 70 | 0.0027311 | 0.00068449 | 0 | 0 |  | 1 | TRUE | wye
55 | LV_1706-7_0_7_load_55 | 71 | 0.0024881 | 0.00062359 | 0 | 0 |  | 1 | TRUE | wye
56 | LV_1706-7_0_7_load_74 | 72 | 0.0067266 | 0.0016858 | 0 | 0 |  | 1 | TRUE | wye
57 | LV_1706-7_0_7_load_59 | 73 | 0.00091717 | 0.00022986 | 0 | 0 |  | 1 | TRUE | wye
58 | LV_1706-7_0_7_load_56 | 74 | 0.0047033 | 0.0011788 | 0 | 0 |  | 1 | TRUE | wye
59 | LV_1706-7_0_7_load_68 | 75 | 0.0065089 | 0.0016313 | 0 | 0 |  | 1 | TRUE | wye
60 | LV_1706-7_0_7_load_69 | 76 | 0.0039277 | 0.00098438 | 0 | 0 |  | 1 | TRUE | wye
61 | LV_1706-7_0_7_load_60 | 77 | 0.0015901 | 0.00039853 | 0 | 0 |  | 1 | TRUE | wye
62 | LV_1706-7_0_7_load_84 | 78 | 0.0017177 | 0.00043051 | 0 | 0 |  | 1 | TRUE | wye
63 | LV_1706-7_0_7_load_86 | 80 | 0.0084637 | 0.0021212 | 0 | 0 |  | 1 | TRUE | wye
64 | LV_1706-7_0_7_load_142 | 81 | 0.0050595 | 0.001268 | 0 | 0 |  | 1 | TRUE | wye
65 | LV_1706-7_0_7_load_83 | 82 | 0.0004162 | 0.00010431 | 0 | 0 |  | 1 | TRUE | wye
66 | LV_1706-7_0_7_load_76 | 83 | 0.0067118 | 0.0016821 | 0 | 0 |  | 1 | TRUE | wye
67 | LV_1706-7_0_7_load_79 | 84 | 0.0045745 | 0.0011465 | 0 | 0 |  | 1 | TRUE | wye
68 | LV_1706-7_0_7_load_80 | 85 | 0.04096 | 0.010266 | 0 | 0 |  | 1 | TRUE | wye
69 | LV_1706-7_0_7_load_87 | 86 | 0.0023427 | 0.00058713 | 0 | 0 |  | 1 | TRUE | wye
70 | LV_1706-7_0_7_load_88 | 87 | 0.0024013 | 0.00060182 | 0 | 0 |  | 1 | TRUE | wye
71 | LV_1706-7_0_7_load_89 | 88 | 0.00061732 | 0.00015472 | 0 | 0 |  | 1 | TRUE | wye
72 | LV_1706-7_0_7_load_95 | 92 | 0.00036362 | 9.1131e-05 | 0 | 0 |  | 1 | TRUE | wye
73 | LV_1706-7_0_7_load_93 | 94 | 0.00057877 | 0.00014505 | 0 | 0 |  | 1 | TRUE | wye
74 | LV_1706-7_0_7_load_117 | 97 | 0.00065629 | 0.00016448 | 0 | 0 |  | 1 | TRUE | wye
75 | LV_1706-7_0_7_load_114 | 98 | 0.00031943 | 8.0056e-05 | 0 | 0 |  | 1 | TRUE | wye
76 | LV_1706-7_0_7_load_99 | 99 | 0.0012957 | 0.00032473 | 0 | 0 |  | 1 | TRUE | wye
77 | LV_1706-7_0_7_load_131 | 100 | 0.00043568 | 0.00010919 | 0 | 0 |  | 1 | TRUE | wye
78 | LV_1706-7_0_7_load_137 | 101 | 0.00040777 | 0.0001022 | 0 | 0 |  | 1 | TRUE | wye
79 | LV_1706-7_0_7_load_125 | 102 | 0.0014603 | 0.00036598 | 0 | 0 |  | 1 | TRUE | wye
80 | LV_1706-7_0_7_load_115 | 103 | 0.00065644 | 0.00016452 | 0 | 0 |  | 1 | TRUE | wye
81 | LV_1706-7_0_7_load_136 | 104 | 0.0010165 | 0.00025477 | 0 | 0 |  | 1 | TRUE | wye
82 | LV_1706-7_0_7_load_135 | 105 | 0.00050707 | 0.00012708 | 0 | 0 |  | 1 | TRUE | wye
83 | LV_1706-7_0_7_load_138 | 107 | 0.00070903 | 0.0001777 | 0 | 0 |  | 1 | TRUE | wye
84 | LV_1706-7_0_7_load_96 | 108 | 0.00031894 | 7.9933e-05 | 0 | 0 |  | 1 | TRUE | wye
85 | LV_1706-7_0_7_load_126 | 110 | 0.00014102 | 3.5343e-05 | 0 | 0 |  | 1 | TRUE | wye
86 | LV_1706-7_0_7_load_122 | 111 | 0.00031821 | 7.9751e-05 | 0 | 0 |  | 1 | TRUE | wye
87 | LV_1706-7_0_7_load_119 | 112 | 0.00044318 | 0.00011107 | 0 | 0 |  | 1 | TRUE | wye
88 | LV_1706-7_0_7_load_121 | 113 | 0.00034417 | 8.6257e-05 | 0 | 0 |  | 1 | TRUE | wye
89 | LV_1706-7_0_7_load_106 | 114 | 0.00074334 | 0.0001863 | 0 | 0 |  | 1 | TRUE | wye
90 | LV_1706-7_0_7_load_118 | 115 | 0.00015883 | 3.9806e-05 | 0 | 0 |  | 1 | TRUE | wye
91 | LV_1706-7_0_7_load_100 | 117 | 0.00044386 | 0.00011124 | 0 | 0 |  | 1 | TRUE | wye
92 | LV_1706-7_0_7_load_101 | 118 | 0.00048301 | 0.00012105 | 0 | 0 |  | 1 | TRUE | wye
93 | LV_1706-7_0_7_load_102 | 120 | 0.00077276 | 0.00019367 | 0 | 0 |  | 1 | TRUE | wye
94 | LV_1706-7_0_7_load_116 | 122 | 0.00067229 | 0.00016849 | 0 | 0 |  | 1 | TRUE | wye
95 | LV_1706-7_0_7_load_110 | 125 | 0.0004391 | 0.00011005 | 0 | 0 |  | 1 | TRUE | wye
96 | LV_1706-7_0_7_load_127 | 126 | 0.0026549 | 0.00066538 | 0 | 0 |  | 1 | TRUE | wye
97 | LV_1706-7_0_7_load_105 | 129 | 0.0036595 | 0.00091714 | 0 | 0 |  | 1 | TRUE | wye
98 | LV_1706-7_0_7_load_108 | 130 | 0.0030242 | 0.00075793 | 0 | 0 |  | 1 | TRUE | wye
99 | LV_1706-7_0_7_load_112 | 131 | 0.0004389 | 0.00011 | 0 | 0 |  | 1 | TRUE | wye
100 | LV_1706-7_0_7_load_124 | 132 | 0.00065415 | 0.00016395 | 0 | 0 |  | 1 | TRUE | wye
101 | LV_1706-7_0_7_load_139 | 133 | 0.00019102 | 4.7874e-05 | 0 | 0 |  | 1 | TRUE | wye
102 | LV_1706-7_0_7_load_132 | 134 | 0.00029285 | 7.3396e-05 | 0 | 0 |  | 1 | TRUE | wye
103 | LV_1706-7_0_7_load_140 | 136 | 0.00089165 | 0.00022347 | 0 | 0 |  | 1 | TRUE | wye
104 | LV_1706-7_0_7_load_141 | 137 | 0.00029538 | 7.4028e-05 | 0 | 0 |  | 1 | TRUE | wye

## ext_grid
| name | bus | vm_pu | va_degree | slack_weight | in_service
0 |  | 25 | 1 | 0 | 1 | TRUE

## line
| name | std_type | from_bus | to_bus | length_km | r_ohm_per_km | x_ohm_per_km | c_nf_per_km | g_us_per_km | max_i_ka | df | parallel | type | in_service
0 | LV_1706-7_0_7_line_0 |  | 0 | 1 | 0.02385 | 0.125 | 0.08 | 261 | 0 | 0.364 | 1 | 1 | cs | TRUE
1 | LV_1706-7_0_7_line_1 |  | 1 | 2 | 0.068507 | 0.125 | 0.08 | 261 | 0 | 0.364 | 1 | 1 | cs | TRUE
2 | LV_1706-7_0_7_line_2 |  | 2 | 3 | 0.085256 | 0.125 | 0.08 | 261 | 0 | 0.364 | 1 | 1 | cs | TRUE
3 | LV_1706-7_0_7_line_3 |  | 3 | 4 | 0.018626 | 0.125 | 0.08 | 261 | 0 | 0.364 | 1 | 1 | cs | TRUE
4 | LV_1706-7_0_7_line_4 |  | 4 | 5 | 0.032338 | 0.125 | 0.08 | 261 | 0 | 0.364 | 1 | 1 | cs | TRUE
5 | LV_1706-7_0_7_line_5 |  | 5 | 57 | 0.018016 | 0.125 | 0.08 | 261 | 0 | 0.364 | 1 | 1 | cs | TRUE
6 | LV_1706-7_0_7_line_6 |  | 6 | 7 | 0.024612 | 0.125 | 0.08 | 261 | 0 | 0.364 | 1 | 1 | cs | TRUE
7 | LV_1706-7_0_7_line_7 |  | 7 | 8 | 0.0039129 | 0.125 | 0.08 | 261 | 0 | 0.364 | 1 | 1 | cs | TRUE
8 | LV_1706-7_0_7_line_8 |  | 8 | 9 | 0.032534 | 0.125 | 0.08 | 261 | 0 | 0.364 | 1 | 1 | cs | TRUE
9 | LV_1706-7_0_7_line_9 |  | 9 | 10 | 0.025996 | 0.125 | 0.08 | 261 | 0 | 0.364 | 1 | 1 | cs | TRUE
10 | LV_1706-7_0_7_line_10 |  | 10 | 25 | 0.060398 | 0.125 | 0.08 | 261 | 0 | 0.364 | 1 | 1 | cs | TRUE
11 | LV_1706-7_0_7_line_11 |  | 11 | 12 | 0.033205 | 0.125 | 0.08 | 261 | 0 | 0.364 | 1 | 3 | cs | TRUE
12 | LV_1706-7_0_7_line_12 |  | 11 | 13 | 0.055597 | 0.125 | 0.08 | 261 | 0 | 0.364 | 1 | 3 | cs | TRUE
13 | LV_1706-7_0_7_line_13 |  | 12 | 14 | 0.069022 | 0.125 | 0.08 | 261 | 0 | 0.364 | 1 | 3 | cs | TRUE
14 | LV_1706-7_0_7_line_14 |  | 13 | 15 | 0.035391 | 0.125 | 0.08 | 261 | 0 | 0.364 | 1 | 3 | cs | TRUE
15 | LV_1706-7_0_7_line_15 |  | 13 | 16 | 0.025109 | 0.125 | 0.08 | 261 | 0 | 0.364 | 1 | 1 | cs | TRUE
16 | LV_1706-7_0_7_line_16 |  | 14 | 17 | 0.053694 | 0.125 | 0.08 | 261 | 0 | 0.364 | 1 | 3 | cs | TRUE
17 | LV_1706-7_0_7_line_17 |  | 15 | 18 | 0.11991 | 0.125 | 0.08 | 261 | 0 | 0.364 | 1 | 3 | cs | TRUE
18 | LV_1706-7_0_7_line_18 |  | 17 | 19 | 0.024182 | 0.125 | 0.08 | 261 | 0 | 0.364 | 1 | 3 | cs | TRUE
19 | LV_1706-7_0_7_line_19 |  | 17 | 20 | 0.016324 | 0.125 | 0.08 | 261 | 0 | 0.364 | 1 | 1 | cs | TRUE
20 | LV_1706-7_0_7_line_20 |  | 18 | 21 | 0.064247 | 0.125 | 0.08 | 261 | 0 | 0.364 | 1 | 3 | cs | TRUE
21 | LV_1706-7_0_7_line_21 |  | 18 | 22 | 0.074536 | 0.125 | 0.08 | 261 | 0 | 0.364 | 1 | 1 | cs | TRUE
22 | LV_1706-7_0_7_line_22 |  | 19 | 39 | 0.0089322 | 0.125 | 0.08 | 261 | 0 | 0.364 | 1 | 1 | cs | TRUE
23 | LV_1706-7_0_7_line_23 |  | 19 | 32 | 0.031994 | 0.125 | 0.08 | 261 | 0 | 0.364 | 1 | 3 | cs | TRUE
24 | LV_1706-7_0_7_line_24 |  | 20 | 40 | 0.1333 | 0.125 | 0.08 | 261 | 0 | 0.364 | 1 | 1 | cs | TRUE
25 | LV_1706-7_0_7_line_25 |  | 21 | 38 | 0.1791 | 0.125 | 0.08 | 261 | 0 | 0.364 | 1 | 3 | cs | TRUE
26 | LV_1706-7_0_7_line_26 |  | 22 | 33 | 0.013907 | 0.125 | 0.08 | 261 | 0 | 0.364 | 1 | 1 | cs | TRUE
27 | LV_1706-7_0_7_line_27 |  | 23 | 24 | 0.0048175 | 0.125 | 0.08 | 261 | 0 | 0.364 | 1 | 3 | cs | TRUE
28 | LV_1706-7_0_7_line_28 |  | 23 | 25 | 0.019322 | 0.125 | 0.08 | 261 | 0 | 0.364 | 1 | 3 | cs | TRUE
29 | LV_1706-7_0_7_line_29 |  | 24 | 26 | 0.034372 | 0.125 | 0.08 | 261 | 0 | 0.364 | 1 | 3 | cs | TRUE
30 | LV_1706-7_0_7_line_30 |  | 25 | 27 | 0.014024 | 0.125 | 0.08 | 261 | 0 | 0.364 | 1 | 3 | cs | TRUE
31 | LV_1706-7_0_7_line_31 |  | 26 | 28 | 0.0052211 | 0.125 | 0.08 | 261 | 0 | 0.364 | 1 | 3 | cs | TRUE
32 | LV_1706-7_0_7_line_32 |  | 27 | 29 | 0.024915 | 0.125 | 0.08 | 261 | 0 | 0.364 | 1 | 3 | cs | TRUE
33 | LV_1706-7_0_7_line_33 |  | 28 | 30 | 0.023557 | 0.125 | 0.08 | 261 | 0 | 0.364 | 1 | 3 | cs | TRUE
34 | LV_1706-7_0_7_line_34 |  | 29 | 31 | 0.14224 | 0.125 | 0.08 | 261 | 0 | 0.364 | 1 | 1 | cs | TRUE
35 | LV_1706-7_0_7_line_35 |  | 29 | 32 | 0.066591 | 0.125 | 0.08 | 261 | 0 | 0.364 | 1 | 3 | cs | TRUE
36 | LV_1706-7_0_7_line_36 |  | 30 | 83 | 0.022686 | 0.125 | 0.08 | 261 | 0 | 0.364 | 1 | 1 | cs | TRUE
37 | LV_1706-7_0_7_line_37 |  | 30 | 72 | 0.0090968 | 0.125 | 0.08 | 261 | 0 | 0.364 | 1 | 3 | cs | TRUE
38 | LV_1706-7_0_7_line_38 |  | 31 | 80 | 0.083245 | 0.125 | 0.08 | 261 | 0 | 0.364 | 1 | 1 | cs | TRUE
39 | LV_1706-7_0_7_line_39 |  | 33 | 34 | 0.052925 | 0.125 | 0.08 | 261 | 0 | 0.364 | 1 | 1 | cs | TRUE
40 | LV_1706-7_0_7_line_40 |  | 35 | 36 | 0.0081742 | 0.125 | 0.08 | 261 | 0 | 0.364 | 1 | 3 | cs | TRUE
41 | LV_1706-7_0_7_line_41 |  | 35 | 37 | 0.2173 | 0.125 | 0.08 | 261 | 0 | 0.364 | 1 | 3 | cs | TRUE
42 | LV_1706-7_0_7_line_42 |  | 36 | 38 | 0.12325 | 0.125 | 0.08 | 261 | 0 | 0.364 | 1 | 3 | cs | TRUE
43 | LV_1706-7_0_7_line_43 |  | 37 | 81 | 0.052335 | 0.125 | 0.08 | 261 | 0 | 0.364 | 1 | 3 | cs | TRUE
44 | LV_1706-7_0_7_line_44 |  | 38 | 82 | 0.06298 | 0.125 | 0.08 | 261 | 0 | 0.364 | 1 | 1 | cs | TRUE
45 | LV_1706-7_0_7_line_45 |  | 39 | 59 | 0.021642 | 0.125 | 0.08 | 261 | 0 | 0.364 | 1 | 1 | cs | TRUE
46 | LV_1706-7_0_7_line_46 |  | 41 | 42 | 0.00662 | 0.125 | 0.08 | 261 | 0 | 0.364 | 1 | 1 | cs | TRUE
47 | LV_1706-7_0_7_line_47 |  | 41 | 43 | 0.0084888 | 0.125 | 0.08 | 261 | 0 | 0.364 | 1 | 1 | cs | TRUE
48 | LV_1706-7_0_7_line_48 |  | 42 | 44 | 0.015967 | 0.125 | 0.08 | 261 | 0 | 0.364 | 1 | 1 | cs | TRUE
49 | LV_1706-7_0_7_line_49 |  | 44 | 45 | 0.0053487 | 0.125 | 0.08 | 261 | 0 | 0.364 | 1 | 1 | cs | TRUE
50 | LV_1706-7_0_7_line_50 |  | 45 | 46 | 0.010191 | 0.125 | 0.08 | 261 | 0 | 0.364 | 1 | 1 | cs | TRUE
51 | LV_1706-7_0_7_line_51 |  | 46 | 54 | 0.030862 | 0.125 | 0.08 | 261 | 0 | 0.364 | 1 | 1 | cs | TRUE
52 | LV_1706-7_0_7_line_52 |  | 47 | 48 | 0.0075124 | 0.125 | 0.08 | 261 | 0 | 0.364 | 1 | 1 | cs | TRUE
53 | LV_1706-7_0_7_line_53 |  | 47 | 49 | 0.021116 | 0.125 | 0.08 | 261 | 0 | 0.364 | 1 | 1 | cs | TRUE
54 | LV_1706-7_0_7_line_54 |  | 48 | 50 | 0.01513 | 0.125 | 0.08 | 261 | 0 | 0.364 | 1 | 1 | cs | TRUE
55 | LV_1706-7_0_7_line_55 |  | 49 | 51 | 0.021611 | 0.125 | 0.08 | 261 | 0 | 0.364 | 1 | 1 | cs | TRUE
56 | LV_1706-7_0_7_line_56 |  | 50 | 52 | 0.039814 | 0.125 | 0.08 | 261 | 0 | 0.364 | 1 | 1 | cs | TRUE
57 | LV_1706-7_0_7_line_57 |  | 50 | 53 | 0.018704 | 0.125 | 0.08 | 261 | 0 | 0.364 | 1 | 1 | cs | TRUE
58 | LV_1706-7_0_7_line_58 |  | 51 | 54 | 0.0044415 | 0.125 | 0.08 | 261 | 0 | 0.364 | 1 | 1 | cs | TRUE
59 | LV_1706-7_0_7_line_59 |  | 52 | 55 | 0.023704 | 0.125 | 0.08 | 261 | 0 | 0.364 | 1 | 1 | cs | TRUE
60 | LV_1706-7_0_7_line_60 |  | 53 | 56 | 0.043418 | 0.125 | 0.08 | 261 | 0 | 0.364 | 1 | 1 | cs | TRUE
61 | LV_1706-7_0_7_line_61 |  | 55 | 60 | 0.071128 | 0.125 | 0.08 | 261 | 0 | 0.364 | 1 | 2 | cs | TRUE
62 | LV_1706-7_0_7_line_62 |  | 56 | 61 | 0.005214 | 0.125 | 0.08 | 261 | 0 | 0.364 | 1 | 1 | cs | TRUE
63 | LV_1706-7_0_7_line_63 |  | 57 | 58 | 0.043557 | 0.125 | 0.08 | 261 | 0 | 0.364 | 1 | 1 | cs | TRUE
64 | LV_1706-7_0_7_line_64 |  | 58 | 63 | 0.023137 | 0.125 | 0.08 | 261 | 0 | 0.364 | 1 | 1 | cs | TRUE
65 | LV_1706-7_0_7_line_65 |  | 60 | 79 | 0.071451 | 0.125 | 0.08 | 261 | 0 | 0.364 | 1 | 3 | cs | TRUE
66 | LV_1706-7_0_7_line_66 |  | 61 | 62 | 0.057271 | 0.125 | 0.08 | 261 | 0 | 0.364 | 1 | 1 | cs | TRUE
67 | LV_1706-7_0_7_line_67 |  | 62 | 63 | 0.018917 | 0.125 | 0.08 | 261 | 0 | 0.364 | 1 | 1 | cs | TRUE
68 | LV_1706-7_0_7_line_68 |  | 64 | 65 | 0.01202 | 0.125 | 0.08 | 261 | 0 | 0.364 | 1 | 1 | cs | TRUE
69 | LV_1706-7_0_7_line_69 |  | 64 | 66 | 0.023619 | 0.125 | 0.08 | 261 | 0 | 0.364 | 1 | 1 | cs | TRUE
70 | LV_1706-7_0_7_line_70 |  | 65 | 67 | 0.030991 | 0.125 | 0.08 | 261 | 0 | 0.364 | 1 | 1 | cs | TRUE
71 | LV_1706-7_0_7_line_71 |  | 66 | 68 | 0.00025214 | 0.125 | 0.08 | 261 | 0 | 0.364 | 1 | 1 | cs | TRUE
72 | LV_1706-7_0_7_line_72 |  | 67 | 69 | 0.0076233 | 0.125 | 0.08 | 261 | 0 | 0.364 | 1 | 3 | cs | TRUE
73 | LV_1706-7_0_7_line_73 |  | 67 | 70 | 0.027184 | 0.125 | 0.08 | 261 | 0 | 0.364 | 1 | 3 | cs | TRUE
74 | LV_1706-7_0_7_line_74 |  | 68 | 71 | 0.026132 | 0.125 | 0.08 | 261 | 0 | 0.364 | 1 | 1 | cs | TRUE
75 | LV_1706-7_0_7_line_75 |  | 69 | 72 | 0.033569 | 0.125 | 0.08 | 261 | 0 | 0.364 | 1 | 3 | cs | TRUE
76 | LV_1706-7_0_7_line_76 |  | 70 | 73 | 0.012028 | 0.125 | 0.08 | 261 | 0 | 0.364 | 1 | 3 | cs | TRUE
77 | LV_1706-7_0_7_line_77 |  | 71 | 74 | 0.0092286 | 0.125 | 0.08 | 261 | 0 | 0.364 | 1 | 1 | cs | TRUE
78 | LV_1706-7_0_7_line_78 |  | 73 | 77 | 0.011654 | 0.125 | 0.08 | 261 | 0 | 0.364 | 1 | 3 | cs | TRUE
79 | LV_1706-7_0_7_line_79 |  | 74 | 75 | 0.01942 | 0.125 | 0.08 | 261 | 0 | 0.364 | 1 | 1 | cs | TRUE
80 | LV_1706-7_0_7_line_80 |  | 75 | 76 | 0.0061508 | 0.125 | 0.08 | 261 | 0 | 0.364 | 1 | 1 | cs | TRUE
81 | LV_1706-7_0_7_line_81 |  | 77 | 78 | 0.0092798 | 0.125 | 0.08 | 261 | 0 | 0.364 | 1 | 3 | cs | TRUE
82 | LV_1706-7_0_7_line_82 |  | 78 | 79 | 0.05008 | 0.125 | 0.08 | 261 | 0 | 0.364 | 1 | 3 | cs | TRUE
83 | LV_1706-7_0_7_line_83 |  | 79 | 86 | 0.058946 | 0.125 | 0.08 | 261 | 0 | 0.364 | 1 | 1 | cs | TRUE
84 | LV_1706-7_0_7_line_84 |  | 81 | 136 | 0.04075 | 0.125 | 0.08 | 261 | 0 | 0.364 | 1 | 3 | cs | TRUE
85 | LV_1706-7_0_7_line_85 |  | 83 | 84 | 0.016496 | 0.125 | 0.08 | 261 | 0 | 0.364 | 1 | 1 | cs | TRUE
86 | LV_1706-7_0_7_line_86 |  | 84 | 85 | 0.015497 | 0.125 | 0.08 | 261 | 0 | 0.364 | 1 | 1 | cs | TRUE
87 | LV_1706-7_0_7_line_87 |  | 86 | 87 | 0.094432 | 0.125 | 0.08 | 261 | 0 | 0.364 | 1 | 1 | cs | TRUE
88 | LV_1706-7_0_7_line_88 |  | 88 | 89 | 0.033873 | 0.125 | 0.08 | 261 | 0 | 0.364 | 1 | 1 | cs | TRUE
89 | LV_1706-7_0_7_line_89 |  | 88 | 90 | 0.1737 | 0.125 | 0.08 | 261 | 0 | 0.364 | 1 | 1 | cs | TRUE
90 | LV_1706-7_0_7_line_90 |  | 89 | 91 | 0.06194 | 0.125 | 0.08 | 261 | 0 | 0.364 | 1 | 1 | cs | TRUE
91 | LV_1706-7_0_7_line_91 |  | 89 | 92 | 0.014004 | 0.125 | 0.08 | 261 | 0 | 0.364 | 1 | 1 | cs | TRUE
92 | LV_1706-7_0_7_line_92 |  | 90 | 93 | 0.008047 | 0.125 | 0.08 | 261 | 0 | 0.364 | 1 | 1 | cs | TRUE
93 | LV_1706-7_0_7_line_93 |  | 90 | 94 | 0.026889 | 0.125 | 0.08 | 261 | 0 | 0.364 | 1 | 1 | cs | TRUE
94 | LV_1706-7_0_7_line_94 |  | 91 | 95 | 0.10118 | 0.125 | 0.08 | 261 | 0 | 0.364 | 1 | 1 | cs | TRUE
95 | LV_1706-7_0_7_line_95 |  | 92 | 96 | 0.01234 | 0.125 | 0.08 | 261 | 0 | 0.364 | 1 | 1 | cs | TRUE
96 | LV_1706-7_0_7_line_96 |  | 93 | 97 | 0.0083839 | 0.125 | 0.08 | 261 | 0 | 0.364 | 1 | 1 | cs | TRUE
97 | LV_1706-7_0_7_line_97 |  | 93 | 98 | 0.02075 | 0.125 | 0.08 | 261 | 0 | 0.364 | 1 | 1 | cs | TRUE
98 | LV_1706-7_0_7_line_98 |  | 95 | 108 | 0.19717 | 0.125 | 0.08 | 261 | 0 | 0.364 | 1 | 1 | cs | TRUE
99 | LV_1706-7_0_7_line_99 |  | 96 | 100 | 0.043726 | 0.125 | 0.08 | 261 | 0 | 0.364 | 1 | 1 | cs | TRUE
100 | LV_1706-7_0_7_line_100 |  | 97 | 102 | 0.010902 | 0.125 | 0.08 | 261 | 0 | 0.364 | 1 | 1 | cs | TRUE
101 | LV_1706-7_0_7_line_101 |  | 98 | 103 | 0.019708 | 0.125 | 0.08 | 261 | 0 | 0.364 | 1 | 1 | cs | TRUE
102 | LV_1706-7_0_7_line_102 |  | 99 | 100 | 0.025857 | 0.125 | 0.08 | 261 | 0 | 0.364 | 1 | 1 | cs | TRUE
103 | LV_1706-7_0_7_line_103 |  | 99 | 101 | 0.18339 | 0.125 | 0.08 | 261 | 0 | 0.364 | 1 | 1 | cs | TRUE
104 | LV_1706-7_0_7_line_104 |  | 100 | 104 | 0.18413 | 0.125 | 0.08 | 261 | 0 | 0.364 | 1 | 1 | cs | TRUE
105 | LV_1706-7_0_7_line_105 |  | 101 | 107 | 0.02998 | 0.125 | 0.08 | 261 | 0 | 0.364 | 1 | 1 | cs | TRUE
106 | LV_1706-7_0_7_line_106 |  | 102 | 132 | 0.021444 | 0.125 | 0.08 | 261 | 0 | 0.364 | 1 | 1 | cs | TRUE
107 | LV_1706-7_0_7_line_107 |  | 103 | 122 | 0.01927 | 0.125 | 0.08 | 261 | 0 | 0.364 | 1 | 1 | cs | TRUE
108 | LV_1706-7_0_7_line_108 |  | 104 | 105 | 0.018273 | 0.125 | 0.08 | 261 | 0 | 0.364 | 1 | 1 | cs | TRUE
109 | LV_1706-7_0_7_line_109 |  | 105 | 106 | 0.02555 | 0.125 | 0.08 | 261 | 0 | 0.364 | 1 | 1 | cs | TRUE
110 | LV_1706-7_0_7_line_110 |  | 106 | 135 | 0.03192 | 0.125 | 0.08 | 261 | 0 | 0.364 | 1 | 1 | cs | TRUE
111 | LV_1706-7_0_7_line_111 |  | 109 | 110 | 0.066452 | 0.125 | 0.08 | 261 | 0 | 0.364 | 1 | 1 | cs | TRUE
112 | LV_1706-7_0_7_line_112 |  | 109 | 111 | 0.031364 | 0.125 | 0.08 | 261 | 0 | 0.364 | 1 | 1 | cs | TRUE
113 | LV_1706-7_0_7_line_113 |  | 110 | 133 | 0.21374 | 0.125 | 0.08 | 261 | 0 | 0.364 | 1 | 2 | cs | TRUE
114 | LV_1706-7_0_7_line_114 |  | 110 | 124 | 0.093138 | 0.125 | 0.08 | 261 | 0 | 0.364 | 1 | 2 | cs | TRUE
115 | LV_1706-7_0_7_line_115 |  | 111 | 116 | 0.0084782 | 0.125 | 0.08 | 261 | 0 | 0.364 | 1 | 1 | cs | TRUE
116 | LV_1706-7_0_7_line_116 |  | 112 | 113 | 0.032337 | 0.125 | 0.08 | 261 | 0 | 0.364 | 1 | 1 | cs | TRUE
117 | LV_1706-7_0_7_line_117 |  | 112 | 114 | 0.13378 | 0.125 | 0.08 | 261 | 0 | 0.364 | 1 | 1 | cs | TRUE
118 | LV_1706-7_0_7_line_118 |  | 112 | 115 | 0.026764 | 0.125 | 0.08 | 261 | 0 | 0.364 | 1 | 1 | cs | TRUE
119 | LV_1706-7_0_7_line_119 |  | 114 | 129 | 0.027825 | 0.125 | 0.08 | 261 | 0 | 0.364 | 1 | 1 | cs | TRUE
120 | LV_1706-7_0_7_line_120 |  | 115 | 116 | 0.0065184 | 0.125 | 0.08 | 261 | 0 | 0.364 | 1 | 1 | cs | TRUE
121 | LV_1706-7_0_7_line_121 |  | 117 | 118 | 0.023249 | 0.125 | 0.08 | 261 | 0 | 0.364 | 1 | 1 | cs | TRUE
122 | LV_1706-7_0_7_line_122 |  | 117 | 119 | 0.15333 | 0.125 | 0.08 | 261 | 0 | 0.364 | 1 | 1 | cs | TRUE
123 | LV_1706-7_0_7_line_123 |  | 118 | 120 | 0.016351 | 0.125 | 0.08 | 261 | 0 | 0.364 | 1 | 1 | cs | TRUE
124 | LV_1706-7_0_7_line_124 |  | 119 | 121 | 0.05092 | 0.125 | 0.08 | 261 | 0 | 0.364 | 1 | 1 | cs | TRUE
125 | LV_1706-7_0_7_line_125 |  | 119 | 122 | 0.10881 | 0.125 | 0.08 | 261 | 0 | 0.364 | 1 | 1 | cs | TRUE
126 | LV_1706-7_0_7_line_126 |  | 121 | 126 | 0.042129 | 0.125 | 0.08 | 261 | 0 | 0.364 | 1 | 1 | cs | TRUE
127 | LV_1706-7_0_7_line_127 |  | 123 | 124 | 0.054216 | 0.125 | 0.08 | 261 | 0 | 0.364 | 1 | 1 | cs | TRUE
128 | LV_1706-7_0_7_line_128 |  | 123 | 125 | 0.023767 | 0.125 | 0.08 | 261 | 0 | 0.364 | 1 | 1 | cs | TRUE
129 | LV_1706-7_0_7_line_129 |  | 124 | 132 | 0.050209 | 0.125 | 0.08 | 261 | 0 | 0.364 | 1 | 1 | cs | TRUE
130 | LV_1706-7_0_7_line_130 |  | 125 | 131 | 0.0095978 | 0.125 | 0.08 | 261 | 0 | 0.364 | 1 | 1 | cs | TRUE
131 | LV_1706-7_0_7_line_131 |  | 126 | 127 | 0.071551 | 0.125 | 0.08 | 261 | 0 | 0.364 | 1 | 1 | cs | TRUE
132 | LV_1706-7_0_7_line_132 |  | 127 | 128 | 0.12206 | 0.125 | 0.08 | 261 | 0 | 0.364 | 1 | 1 | cs | TRUE
133 | LV_1706-7_0_7_line_133 |  | 128 | 130 | 0.12653 | 0.125 | 0.08 | 261 | 0 | 0.364 | 1 | 1 | cs | TRUE
134 | LV_1706-7_0_7_line_134 |  | 133 | 136 | 0.036138 | 0.125 | 0.08 | 261 | 0 | 0.364 | 1 | 3 | cs | TRUE
135 | LV_1706-7_0_7_line_135 |  | 133 | 137 | 0.05106 | 0.125 | 0.08 | 261 | 0 | 0.364 | 1 | 1 | cs | TRUE
136 | LV_1706-7_0_7_line_136 |  | 134 | 135 | 0.023635 | 0.125 | 0.08 | 261 | 0 | 0.364 | 1 | 1 | cs | TRUE

## trafo
| name | std_type | hv_bus | lv_bus | sn_mva | vn_hv_kv | vn_lv_kv | vk_percent | vkr_percent | pfe_kw | i0_percent | shift_degree | tap_side | tap_neutral | tap_min | tap_max | tap_step_percent | tap_step_degree | tap_pos | tap_phase_shifter | parallel | df | in_service
0 | LV_1706-7_0_7_trafo_16 | 0.63 MVA 20/0.4 kV | 138 | 25 | 0.63 | 20 | 0.4 | 6 | 1.206 | 1.65 | 0.2619 | 150 | hv | 0 | -2 | 2 | 2.5 | 0 | 0 | FALSE | 1 | 1 | TRUE

## line_geodata
| x0 | y0 | x1 | y1 | x2 | y2 | x3 | y3 | x4 | y4 | x5 | y5 | x6 | y6 | x7 | y7
0 | 2689484.7809 | 1220975.1324 | 2689508.0256 | 1220969.794
1 | 2689574.7941 | 1220954.4601 | 2689508.0256 | 1220969.794
2 | 2689574.7941 | 1220954.4601 | 2689577.331 | 1220965.8839 | 2689574.1517 | 1220973.9527 | 2689545.3379 | 1221028.179 | 2689544.5356 | 1221031.5601
3 | 2689544.5356 | 1221031.5601 | 2689543.5475 | 1221035.7239 | 2689545.8155 | 1221049.89 | 2689545.8155 | 1221049.89
4 | 2689526.7467 | 1221067.5178 | 2689533.7012 | 1221068.365 | 2689541.1589 | 1221066.398 | 2689545.2331 | 1221059.3544 | 2689545.8155 | 1221049.89
5 | 2689508.8878 | 1221065.1524 | 2689515.8957 | 1221066.1959 | 2689526.7467 | 1221067.5178
6 | 2689359.6752 | 1221366.9267 | 2689380.1796 | 1221353.3136
7 | 2689383.4394 | 1221351.1494 | 2689380.1796 | 1221353.3136
8 | 2689410.5438 | 1221333.1545 | 2689383.4394 | 1221351.1494
9 | 2689410.5438 | 1221333.1545 | 2689417.376 | 1221328.6186 | 2689432.6372 | 1221319.4661
10 | 2689489.0758 | 1221298.2301 | 2689437.2895 | 1221316.676 | 2689432.6372 | 1221319.4661
11 | 2689614.5805 | 1221363.4646 | 2689581.3803 | 1221362.8973
12 | 2689668.754 | 1221374.3291 | 2689643.3013 | 1221366.1404 | 2689618.7281 | 1221363.5355 | 2689614.5805 | 1221363.4646
13 | 2689512.7874 | 1221367.1059 | 2689524.0777 | 1221364.6573 | 2689542.3384 | 1221362.2301 | 2689581.3803 | 1221362.8973
14 | 2689668.754 | 1221374.3291 | 2689689.4806 | 1221388.5065 | 2689699.2959 | 1221391.5591
15 | 2689677.9448 | 1221354.4983 | 2689674.8663 | 1221359.4109 | 2689677.3198 | 1221367.2755 | 2689668.754 | 1221374.3291
16 | 2689460.313 | 1221378.4865 | 2689512.7874 | 1221367.1059
17 | 2689818.042 | 1221407.1789 | 2689724.2072 | 1221396.5128 | 2689707.7782 | 1221394.1971 | 2689699.2959 | 1221391.5591
18 | 2689453.8044 | 1221355.195 | 2689460.313 | 1221378.4865
19 | 2689460.313 | 1221378.4865 | 2689444.4848 | 1221382.48
20 | 2689818.042 | 1221407.1789 | 2689874.2056 | 1221413.9196 | 2689881.848 | 1221415.7806
21 | 2689818.042 | 1221407.1789 | 2689816.3221 | 1221417.5823 | 2689812.5385 | 1221425.4751 | 2689800.2371 | 1221436.7307 | 2689777.1562 | 1221456.93 | 2689771.4804 | 1221462.4154
22 | 2689453.8044 | 1221355.195 | 2689445.8077 | 1221359.1745
23 | 2689453.8044 | 1221355.195 | 2689479.7573 | 1221336.4854
24 | 2689444.4848 | 1221382.48 | 2689455.1135 | 1221515.3516
25 | 2689881.848 | 1221415.7806 | 2690008.1251 | 1221542.7862
26 | 2689771.4804 | 1221462.4154 | 2689769.0567 | 1221464.7578 | 2689763.9332 | 1221473.9647 | 2689763.9332 | 1221473.9647
27 | 2689478.6839 | 1221281.9408 | 2689476.0929 | 1221277.8794
28 | 2689489.0758 | 1221298.2301 | 2689478.6839 | 1221281.9408
29 | 2689459.7386 | 1221249.0271 | 2689467.9391 | 1221262.3212 | 2689466.8235 | 1221263.3496 | 2689476.0929 | 1221277.8794
30 | 2689489.0758 | 1221298.2301 | 2689502.1955 | 1221293.277
31 | 2689459.7386 | 1221249.0271 | 2689456.9975 | 1221244.5834
32 | 2689525.8988 | 1221288.9771 | 2689517.6824 | 1221287.4303 | 2689502.1955 | 1221293.277
33 | 2689444.63 | 1221224.5341 | 2689456.9975 | 1221244.5834
34 | 2689525.8988 | 1221288.9771 | 2689546.7661 | 1221265.608 | 2689611.4434 | 1221201.3365 | 2689622.956 | 1221194.6051 | 2689628.8772 | 1221192.2073
35 | 2689525.8988 | 1221288.9771 | 2689515.7561 | 1221302.5117 | 2689502.2685 | 1221317.9974 | 2689483.7642 | 1221333.5968 | 2689479.7573 | 1221336.4854
36 | 2689444.63 | 1221224.5341 | 2689465.3503 | 1221215.2962
37 | 2689444.63 | 1221224.5341 | 2689436.4602 | 1221228.5349
38 | 2689628.8772 | 1221192.2073 | 2689648.3691 | 1221184.3138 | 2689669.3083 | 1221180.9044 | 2689700.0546 | 1221180.7339 | 2689710.0512 | 1221178.4496 | 2689710.0512 | 1221178.4496
39 | 2689750.5368 | 1221524.6421 | 2689752.8165 | 1221505.7857 | 2689755.6837 | 1221491.7415 | 2689763.9332 | 1221473.9647
40 | 2689908.8552 | 1221619.1043 | 2689917.0234 | 1221619.419
41 | 2689908.8552 | 1221619.1043 | 2689834.4166 | 1221823.2569
42 | 2690008.1251 | 1221542.7862 | 2689985.4001 | 1221566.0255 | 2689968.6154 | 1221587.2866 | 2689949.6052 | 1221607.7135 | 2689939.8945 | 1221615.2165 | 2689929.6147 | 1221618.7192 | 2689919.8535 | 1221619.528 | 2689917.0234 | 1221619.419
43 | 2689834.4166 | 1221823.2569 | 2689815.6955 | 1221821.0841 | 2689783.1724 | 1221813.1006
44 | 2690008.1251 | 1221542.7862 | 2690016.198 | 1221561.8213 | 2690014.8652 | 1221584.2277 | 2690019.0041 | 1221600.0123 | 2690022.3293 | 1221601.2264
45 | 2689426.4326 | 1221368.8163 | 2689445.8077 | 1221359.1745
46 | 2689542.9929 | 1221126.9737 | 2689549.6113 | 1221126.8263
47 | 2689558.0981 | 1221126.6372 | 2689549.6113 | 1221126.8263
48 | 2689542.9929 | 1221126.9737 | 2689527.0296 | 1221127.3294
49 | 2689521.6822 | 1221127.4486 | 2689527.0296 | 1221127.3294
50 | 2689521.6822 | 1221127.4486 | 2689511.4938 | 1221127.6756
51 | 2689480.6987 | 1221129.3911 | 2689486.3444 | 1221128.6614 | 2689509.8036 | 1221127.7133 | 2689511.4938 | 1221127.6756
52 | 2689433.8598 | 1221132.9082 | 2689426.3724 | 1221132.2966 | 2689426.3724 | 1221132.2966
53 | 2689433.8598 | 1221132.9082 | 2689445.8859 | 1221133.8907 | 2689454.8614 | 1221132.7306
54 | 2689412.8004 | 1221125.6105 | 2689426.3724 | 1221132.2966
55 | 2689476.2938 | 1221129.9605 | 2689454.8614 | 1221132.7306
56 | 2689412.8004 | 1221125.6105 | 2689407.6351 | 1221132.571 | 2689382.6554 | 1221151.1751
57 | 2689412.8004 | 1221125.6105 | 2689401.1183 | 1221115.8506 | 2689398.5205 | 1221113.5328
58 | 2689480.6987 | 1221129.3911 | 2689476.2938 | 1221129.9605
59 | 2689382.6554 | 1221151.1751 | 2689363.6449 | 1221165.3334
60 | 2689365.3044 | 1221085.6258 | 2689372.447 | 1221090.9922 | 2689377.6313 | 1221094.8949 | 2689398.5205 | 1221113.5328
61 | 2689298.8893 | 1221191.4913 | 2689338.8441 | 1221169.7422 | 2689357.5061 | 1221164.3629 | 2689363.6449 | 1221165.3334
62 | 2689365.3044 | 1221085.6258 | 2689368.2222 | 1221081.2999
63 | 2689466.4547 | 1221071.5115 | 2689483.5708 | 1221066.3547 | 2689498.5366 | 1221063.611 | 2689508.8878 | 1221065.1524
64 | 2689466.4547 | 1221071.5115 | 2689450.2477 | 1221076.3945 | 2689444.1021 | 1221077.2887
65 | 2689287.6315 | 1221247.0162 | 2689278.1837 | 1221210.2049 | 2689276.4008 | 1221201.5945 | 2689298.8893 | 1221191.4913
66 | 2689368.2222 | 1221081.2999 | 2689376.8168 | 1221079.9168 | 2689425.3824 | 1221080.0125
67 | 2689444.1021 | 1221077.2887 | 2689425.3824 | 1221080.0125 | 2689425.3824 | 1221080.0125
68 | 2689401.8388 | 1221266.5828 | 2689411.8281 | 1221259.8973
69 | 2689401.8388 | 1221266.5828 | 2689382.2098 | 1221279.7196
70 | 2689397.3778 | 1221240.6246 | 2689407.5733 | 1221240.2329 | 2689411.598 | 1221248.588 | 2689412.1828 | 1221259.6599 | 2689411.8281 | 1221259.8973
71 | 2689382.0003 | 1221279.8598 | 2689382.2098 | 1221279.7196
72 | 2689397.3778 | 1221240.6246 | 2689404.5141 | 1221237.9437
73 | 2689397.3778 | 1221240.6246 | 2689370.206 | 1221241.4481
74 | 2689382.0003 | 1221279.8598 | 2689360.2834 | 1221294.394
75 | 2689436.4602 | 1221228.5349 | 2689428.1965 | 1221232.5817 | 2689410.7537 | 1221235.5997 | 2689404.5141 | 1221237.9437
76 | 2689370.206 | 1221241.4481 | 2689359.8419 | 1221241.7622 | 2689358.183 | 1221241.7718
77 | 2689352.6139 | 1221299.5269 | 2689360.2834 | 1221294.394
78 | 2689358.183 | 1221241.7718 | 2689346.5288 | 1221241.8395
79 | 2689352.6139 | 1221299.5269 | 2689351.0379 | 1221300.5816 | 2689336.4754 | 1221310.3296
80 | 2689331.3641 | 1221313.7511 | 2689336.4754 | 1221310.3296
81 | 2689346.5288 | 1221241.8395 | 2689337.2492 | 1221241.8934
82 | 2689287.6315 | 1221247.0162 | 2689314.5729 | 1221242.0056 | 2689326.956 | 1221241.9579 | 2689328.8682 | 1221241.9421 | 2689337.2492 | 1221241.8934
83 | 2689287.6315 | 1221247.0162 | 2689290.6174 | 1221265.4514 | 2689291.1271 | 1221284.5833 | 2689289.5414 | 1221305.6556
84 | 2689783.1724 | 1221813.1006 | 2689778.7269 | 1221812.0094 | 2689747.0251 | 1221800.2902 | 2689744.8993 | 1221799.2342
85 | 2689480.4164 | 1221208.5792 | 2689465.3503 | 1221215.2962
86 | 2689494.5701 | 1221202.2689 | 2689480.4164 | 1221208.5792
87 | 2689285.7754 | 1221399.9028 | 2689285.4356 | 1221397.9536 | 2689284.9445 | 1221377.0764 | 2689288.1326 | 1221324.3768 | 2689289.5414 | 1221305.6556
88 | 2689435.1301 | 1222151.5403 | 2689431.3786 | 1222128.0789 | 2689430.6659 | 1222117.9905
89 | 2689437.9314 | 1221944.4397 | 2689430.6659 | 1222117.9905
90 | 2689435.1301 | 1222151.5403 | 2689497.011 | 1222156.9959
91 | 2689435.1301 | 1222151.5403 | 2689421.1284 | 1222151.3063
92 | 2689437.9314 | 1221944.4397 | 2689444.3692 | 1221939.5886
93 | 2689437.9314 | 1221944.4397 | 2689425.8198 | 1221940.6552 | 2689415.7782 | 1221939.9707 | 2689412.236 | 1221942.1037
94 | 2689528.907 | 1222253.0304 | 2689497.011 | 1222156.9959
95 | 2689408.7904 | 1222151.1 | 2689421.1284 | 1222151.3063
96 | 2689444.3692 | 1221939.5886 | 2689452.7486 | 1221939.3143
97 | 2689444.3692 | 1221939.5886 | 2689435.3778 | 1221932.6266 | 2689428.5453 | 1221926.8867 | 2689428.1208 | 1221926.7224
98 | 2689528.907 | 1222253.0304 | 2689671.3192 | 1222389.3902
99 | 2689408.7904 | 1222151.1 | 2689407.9483 | 1222160.694 | 2689402.2252 | 1222186.159 | 2689401.4896 | 1222194.1204
100 | 2689463.2244 | 1221942.3345 | 2689452.7486 | 1221939.3143
101 | 2689428.1208 | 1221926.7224 | 2689419.8488 | 1221923.5205 | 2689413.9009 | 1221921.5187 | 2689409.7163 | 1221923.3349
102 | 2689411.6335 | 1222215.1372 | 2689407.5373 | 1222211.7897 | 2689400.5222 | 1222204.5906 | 2689401.4896 | 1222194.1204
103 | 2689411.6335 | 1222215.1372 | 2689390.2265 | 1222397.2766
104 | 2689401.4896 | 1222194.1204 | 2689219.8148 | 1222224.1159
105 | 2689390.2265 | 1222397.2766 | 2689386.4528 | 1222397.3455 | 2689363.8751 | 1222410.6492 | 2689363.8751 | 1222410.6492
106 | 2689484.104 | 1221947.1168 | 2689471.9121 | 1221944.8393 | 2689463.2244 | 1221942.3345
107 | 2689391.7251 | 1221927.1341 | 2689404.1304 | 1221927.0202 | 2689407.1662 | 1221925.9317 | 2689409.7163 | 1221923.3349
108 | 2689204.1041 | 1222215.5743 | 2689211.9276 | 1222217.7048 | 2689219.8148 | 1222224.1159
109 | 2689180.4197 | 1222207.3035 | 2689182.5457 | 1222209.7036 | 2689204.1041 | 1222215.5743
110 | 2689203.2891 | 1222185.1863 | 2689195.5367 | 1222190.7185 | 2689185.563 | 1222201.7322 | 2689180.4197 | 1222207.3035
111 | 2689643.3874 | 1222022.8049 | 2689637.5426 | 1222016.4792 | 2689631.0819 | 1222005.719 | 2689623.2269 | 1221988.2999 | 2689620.3889 | 1221981.7972 | 2689615.9026 | 1221975.4364 | 2689607.4035 | 1221967.9866
112 | 2689643.3874 | 1222022.8049 | 2689648.8977 | 1222032.6947 | 2689657.8107 | 1222043.8254 | 2689659.3923 | 1222045.0945 | 2689663.0324 | 1222044.1709
113 | 2689607.4035 | 1221967.9866 | 2689713.0832 | 1221782.1986
114 | 2689523.1115 | 1221930.7656 | 2689531.845 | 1221931.6642 | 2689544.5161 | 1221935.0682 | 2689560.5647 | 1221941.3916 | 2689578.7697 | 1221950.1047 | 2689591.4746 | 1221957.3008 | 2689605.5774 | 1221966.3859 | 2689607.4035 | 1221967.9866
115 | 2689669.9312 | 1222039.9496 | 2689664.393 | 1222041.9788 | 2689663.0324 | 1222044.1709
116 | 2689702.4698 | 1222045.6758 | 2689706.2042 | 1222045.2662 | 2689717.2803 | 1222041.2192 | 2689725.7884 | 1222038.9458 | 2689733.6637 | 1222037.6479
117 | 2689702.4698 | 1222045.6758 | 2689728.7319 | 1222176.8499
118 | 2689676.2225 | 1222041.6552 | 2689680.962 | 1222042.94 | 2689697.648 | 1222046.2047 | 2689702.4698 | 1222045.6758
119 | 2689750.6449 | 1222193.8903 | 2689746.8341 | 1222190.7676 | 2689731.2465 | 1222178.0795 | 2689728.7319 | 1222176.8499
120 | 2689669.9312 | 1222039.9496 | 2689676.2225 | 1222041.6552
121 | 2689417.2855 | 1221746.5997 | 2689418.668 | 1221740.5546 | 2689422.9444 | 1221724.0519
122 | 2689309.6044 | 1221855.7529 | 2689417.2855 | 1221746.5997
123 | 2689422.9444 | 1221724.0519 | 2689422.9444 | 1221724.0519 | 2689417.0195 | 1221722.5174 | 2689411.5921 | 1221718.6777 | 2689408.2523 | 1221717.383
124 | 2689259.7901 | 1221844.743 | 2689266.4198 | 1221845.8098 | 2689292.3918 | 1221852.6483 | 2689309.6044 | 1221855.7529
125 | 2689391.7251 | 1221927.1341 | 2689309.6044 | 1221855.7529
126 | 2689259.7901 | 1221844.743 | 2689255.9202 | 1221823.5482 | 2689244.2047 | 1221815.5894 | 2689237.9931 | 1221813.9655
127 | 2689484.4634 | 1221893.1367 | 2689503.3324 | 1221909.6761 | 2689517.7185 | 1221922.6345 | 2689521.2072 | 1221926.7342 | 2689523.1115 | 1221930.7656
128 | 2689484.4634 | 1221893.1367 | 2689491.6434 | 1221909.0667 | 2689493.2433 | 1221915.1539
129 | 2689523.1115 | 1221930.7656 | 2689523.1896 | 1221936.1594 | 2689520.548 | 1221941.8125 | 2689516.2659 | 1221945.5729 | 2689510.8089 | 1221947.748 | 2689503.8994 | 1221949.1562 | 2689492.4966 | 1221948.6845 | 2689484.104 | 1221947.1168
130 | 2689497.5927 | 1221923.5883 | 2689494.0258 | 1221918.1309 | 2689493.2433 | 1221915.1539
131 | 2689172.637 | 1221833.6076 | 2689183.0094 | 1221833.9965 | 2689198.4626 | 1221827.4457 | 2689211.4125 | 1221819.8677 | 2689224.1236 | 1221811.5191 | 2689228.9096 | 1221811.5908 | 2689237.9931 | 1221813.9655
132 | 2689172.637 | 1221833.6076 | 2689145.1725 | 1221714.6814
133 | 2689145.1725 | 1221714.6814 | 2689148.6673 | 1221706.7505 | 2689153.05 | 1221699.3109 | 2689162.5401 | 1221691.77 | 2689194.0242 | 1221670.0265 | 2689223.9187 | 1221657.6769 | 2689249.8891 | 1221652.4038
134 | 2689713.0832 | 1221782.1986 | 2689720.9859 | 1221787.3556 | 2689744.8993 | 1221799.2342
135 | 2689672.11 | 1221751.9212 | 2689688.7717 | 1221766.3337 | 2689713.0832 | 1221782.1986
136 | 2689203.2891 | 1222185.1863 | 2689199.9305 | 1222178.4758 | 2689187.8974 | 1222167.7325

## bus_geodata
| x | y | coords
0 | 2689484.7809 | 1220975.1324
1 | 2689508.0256 | 1220969.794
2 | 2689574.7941 | 1220954.4601
3 | 2689544.5356 | 1221031.5601
4 | 2689545.8155 | 1221049.89
5 | 2689526.7467 | 1221067.5178
6 | 2689359.6752 | 1221366.9267
7 | 2689380.1796 | 1221353.3136
8 | 2689383.4394 | 1221351.1494
9 | 2689410.5438 | 1221333.1545
10 | 2689432.6372 | 1221319.4661
11 | 2689614.5805 | 1221363.4646
12 | 2689581.3803 | 1221362.8973
13 | 2689668.754 | 1221374.3291
14 | 2689512.7874 | 1221367.1059
15 | 2689699.2959 | 1221391.5591
16 | 2689677.9448 | 1221354.4983
17 | 2689460.313 | 1221378.4865
18 | 2689818.042 | 1221407.1789
19 | 2689453.8044 | 1221355.195
20 | 2689444.4848 | 1221382.48
21 | 2689881.848 | 1221415.7806
22 | 2689771.4804 | 1221462.4154
23 | 2689478.6839 | 1221281.9408
24 | 2689476.0929 | 1221277.8794
25 | 2689489.0758 | 1221298.2301
26 | 2689459.7386 | 1221249.0271
27 | 2689502.1955 | 1221293.277
28 | 2689456.9975 | 1221244.5834
29 | 2689525.8988 | 1221288.9771
30 | 2689444.63 | 1221224.5341
31 | 2689628.8772 | 1221192.2073
32 | 2689479.7573 | 1221336.4854
33 | 2689763.9332 | 1221473.9647
34 | 2689750.5368 | 1221524.6421
35 | 2689908.8552 | 1221619.1043
36 | 2689917.0234 | 1221619.419
37 | 2689834.4166 | 1221823.2569
38 | 2690008.1251 | 1221542.7862
39 | 2689445.8077 | 1221359.1745
40 | 2689455.1135 | 1221515.3516
41 | 2689549.6113 | 1221126.8263
42 | 2689542.9929 | 1221126.9737
43 | 2689558.0981 | 1221126.6372
44 | 2689527.0296 | 1221127.3294
45 | 2689521.6822 | 1221127.4486
46 | 2689511.4938 | 1221127.6756
47 | 2689433.8598 | 1221132.9082
48 | 2689426.3724 | 1221132.2966
49 | 2689454.8614 | 1221132.7306
50 | 2689412.8004 | 1221125.6105
51 | 2689476.2938 | 1221129.9605
52 | 2689382.6554 | 1221151.1751
53 | 2689398.5205 | 1221113.5328
54 | 2689480.6987 | 1221129.3911
55 | 2689363.6449 | 1221165.3334
56 | 2689365.3044 | 1221085.6258
57 | 2689508.8878 | 1221065.1524
58 | 2689466.4547 | 1221071.5115
59 | 2689426.4326 | 1221368.8163
60 | 2689298.8893 | 1221191.4913
61 | 2689368.2222 | 1221081.2999
62 | 2689425.3824 | 1221080.0125
63 | 2689444.1021 | 1221077.2887
64 | 2689401.8388 | 1221266.5828
65 | 2689411.8281 | 1221259.8973
66 | 2689382.2098 | 1221279.7196
67 | 2689397.3778 | 1221240.6246
68 | 2689382.0003 | 1221279.8598
69 | 2689404.5141 | 1221237.9437
70 | 2689370.206 | 1221241.4481
71 | 2689360.2834 | 1221294.394
72 | 2689436.4602 | 1221228.5349
73 | 2689358.183 | 1221241.7718
74 | 2689352.6139 | 1221299.5269
75 | 2689336.4754 | 1221310.3296
76 | 2689331.3641 | 1221313.7511
77 | 2689346.5288 | 1221241.8395
78 | 2689337.2492 | 1221241.8934
79 | 2689287.6315 | 1221247.0162
80 | 2689710.0512 | 1221178.4496
81 | 2689783.1724 | 1221813.1006
82 | 2690022.3293 | 1221601.2264
83 | 2689465.3503 | 1221215.2962
84 | 2689480.4164 | 1221208.5792
85 | 2689494.5701 | 1221202.2689
86 | 2689289.5414 | 1221305.6556
87 | 2689285.7754 | 1221399.9028
88 | 2689430.6659 | 1222117.9905
89 | 2689435.1301 | 1222151.5403
90 | 2689437.9314 | 1221944.4397
91 | 2689497.011 | 1222156.9959
92 | 2689421.1284 | 1222151.3063
93 | 2689444.3692 | 1221939.5886
94 | 2689412.236 | 1221942.1037
95 | 2689528.907 | 1222253.0304
96 | 2689408.7904 | 1222151.1
97 | 2689452.7486 | 1221939.3143
98 | 2689428.1208 | 1221926.7224
99 | 2689411.6335 | 1222215.1372
100 | 2689401.4896 | 1222194.1204
101 | 2689390.2265 | 1222397.2766
102 | 2689463.2244 | 1221942.3345
103 | 2689409.7163 | 1221923.3349
104 | 2689219.8148 | 1222224.1159
105 | 2689204.1041 | 1222215.5743
106 | 2689180.4197 | 1222207.3035
107 | 2689363.8751 | 1222410.6492
108 | 2689671.3192 | 1222389.3902
109 | 2689643.3874 | 1222022.8049
110 | 2689607.4035 | 1221967.9866
111 | 2689663.0324 | 1222044.1709
112 | 2689702.4698 | 1222045.6758
113 | 2689733.6637 | 1222037.6479
114 | 2689728.7319 | 1222176.8499
115 | 2689676.2225 | 1222041.6552
116 | 2689669.9312 | 1222039.9496
117 | 2689417.2855 | 1221746.5997
118 | 2689422.9444 | 1221724.0519
119 | 2689309.6044 | 1221855.7529
120 | 2689408.2523 | 1221717.383
121 | 2689259.7901 | 1221844.743
122 | 2689391.7251 | 1221927.1341
123 | 2689484.4634 | 1221893.1367
124 | 2689523.1115 | 1221930.7656
125 | 2689493.2433 | 1221915.1539
126 | 2689237.9931 | 1221813.9655
127 | 2689172.637 | 1221833.6076
128 | 2689145.1725 | 1221714.6814
129 | 2689750.6449 | 1222193.8903
130 | 2689249.8891 | 1221652.4038
131 | 2689497.5927 | 1221923.5883
132 | 2689484.104 | 1221947.1168
133 | 2689713.0832 | 1221782.1986
134 | 2689187.8974 | 1222167.7325
135 | 2689203.2891 | 1222185.1863
136 | 2689744.8993 | 1221799.2342
137 | 2689672.11 | 1221751.9212
138 | 2689525.8988 | 1221288.9771

## line_std_types
| c_nf_per_km | r_ohm_per_km | x_ohm_per_km | max_i_ka | type | q_mm2 | alpha | voltage_rating
NAYY 4x50 SE | 210 | 0.642 | 0.083 | 0.142 | cs | 50 | 0.00403 | LV
NAYY 4x120 SE | 264 | 0.225 | 0.08 | 0.242 | cs | 120 | 0.00403 | LV
NAYY 4x150 SE | 261 | 0.208 | 0.08 | 0.27 | cs | 150 | 0.00403 | LV
NA2XS2Y 1x95 RM/25 12/20 kV | 216 | 0.313 | 0.132 | 0.252 | cs | 95 | 0.00403 | MV
NA2XS2Y 1x185 RM/25 12/20 kV | 273 | 0.161 | 0.117 | 0.362 | cs | 185 | 0.00403 | MV
NA2XS2Y 1x240 RM/25 12/20 kV | 304 | 0.122 | 0.112 | 0.421 | cs | 240 | 0.00403 | MV
NA2XS2Y 1x95 RM/25 6/10 kV | 315 | 0.313 | 0.123 | 0.249 | cs | 95 | 0.00403 | MV
NA2XS2Y 1x185 RM/25 6/10 kV | 406 | 0.161 | 0.11 | 0.358 | cs | 185 | 0.00403 | MV
NA2XS2Y 1x240 RM/25 6/10 kV | 456 | 0.122 | 0.105 | 0.416 | cs | 240 | 0.00403 | MV
NA2XS2Y 1x150 RM/25 12/20 kV | 250 | 0.206 | 0.116 | 0.319 | cs | 150 | 0.00403 | MV
NA2XS2Y 1x120 RM/25 12/20 kV | 230 | 0.253 | 0.119 | 0.283 | cs | 120 | 0.00403 | MV
NA2XS2Y 1x70 RM/25 12/20 kV | 190 | 0.443 | 0.132 | 0.22 | cs | 70 | 0.00403 | MV
NA2XS2Y 1x150 RM/25 6/10 kV | 360 | 0.206 | 0.11 | 0.315 | cs | 150 | 0.00403 | MV
NA2XS2Y 1x120 RM/25 6/10 kV | 340 | 0.253 | 0.113 | 0.28 | cs | 120 | 0.00403 | MV
NA2XS2Y 1x70 RM/25 6/10 kV | 280 | 0.443 | 0.123 | 0.217 | cs | 70 | 0.00403 | MV
N2XS(FL)2Y 1x120 RM/35 64/110 kV | 112 | 0.153 | 0.166 | 0.366 | cs | 120 | 0.00393 | HV
N2XS(FL)2Y 1x185 RM/35 64/110 kV | 125 | 0.099 | 0.156 | 0.457 | cs | 185 | 0.00393 | HV
N2XS(FL)2Y 1x240 RM/35 64/110 kV | 135 | 0.075 | 0.149 | 0.526 | cs | 240 | 0.00393 | HV
N2XS(FL)2Y 1x300 RM/35 64/110 kV | 144 | 0.06 | 0.144 | 0.588 | cs | 300 | 0.00393 | HV
15-AL1/3-ST1A 0.4 | 11 | 1.8769 | 0.35 | 0.105 | ol | 16 | 0.00403 | LV
24-AL1/4-ST1A 0.4 | 11.25 | 1.2012 | 0.335 | 0.14 | ol | 24 | 0.00403 | LV
48-AL1/8-ST1A 0.4 | 12.2 | 0.5939 | 0.3 | 0.21 | ol | 48 | 0.00403 | LV
94-AL1/15-ST1A 0.4 | 13.2 | 0.306 | 0.29 | 0.35 | ol | 94 | 0.00403 | LV
34-AL1/6-ST1A 10.0 | 9.7 | 0.8342 | 0.36 | 0.17 | ol | 34 | 0.00403 | MV
48-AL1/8-ST1A 10.0 | 10.1 | 0.5939 | 0.35 | 0.21 | ol | 48 | 0.00403 | MV
70-AL1/11-ST1A 10.0 | 10.4 | 0.4132 | 0.339 | 0.29 | ol | 70 | 0.00403 | MV
94-AL1/15-ST1A 10.0 | 10.75 | 0.306 | 0.33 | 0.35 | ol | 94 | 0.00403 | MV
122-AL1/20-ST1A 10.0 | 11.1 | 0.2376 | 0.323 | 0.41 | ol | 122 | 0.00403 | MV
149-AL1/24-ST1A 10.0 | 11.25 | 0.194 | 0.315 | 0.47 | ol | 149 | 0.00403 | MV
34-AL1/6-ST1A 20.0 | 9.15 | 0.8342 | 0.382 | 0.17 | ol | 34 | 0.00403 | MV
48-AL1/8-ST1A 20.0 | 9.5 | 0.5939 | 0.372 | 0.21 | ol | 48 | 0.00403 | MV
70-AL1/11-ST1A 20.0 | 9.7 | 0.4132 | 0.36 | 0.29 | ol | 70 | 0.00403 | MV
94-AL1/15-ST1A 20.0 | 10 | 0.306 | 0.35 | 0.35 | ol | 94 | 0.00403 | MV
122-AL1/20-ST1A 20.0 | 10.3 | 0.2376 | 0.344 | 0.41 | ol | 122 | 0.00403 | MV
149-AL1/24-ST1A 20.0 | 10.5 | 0.194 | 0.337 | 0.47 | ol | 149 | 0.00403 | MV
184-AL1/30-ST1A 20.0 | 10.75 | 0.1571 | 0.33 | 0.535 | ol | 184 | 0.00403 | MV
243-AL1/39-ST1A 20.0 | 11 | 0.1188 | 0.32 | 0.645 | ol | 243 | 0.00403 | MV
48-AL1/8-ST1A 110.0 | 8 | 0.5939 | 0.46 | 0.21 | ol | 48 | 0.00403 | HV
70-AL1/11-ST1A 110.0 | 8.4 | 0.4132 | 0.45 | 0.29 | ol | 70 | 0.00403 | HV
94-AL1/15-ST1A 110.0 | 8.65 | 0.306 | 0.44 | 0.35 | ol | 94 | 0.00403 | HV
122-AL1/20-ST1A 110.0 | 8.5 | 0.2376 | 0.43 | 0.41 | ol | 122 | 0.00403 | HV
149-AL1/24-ST1A 110.0 | 8.75 | 0.194 | 0.41 | 0.47 | ol | 149 | 0.00403 | HV
184-AL1/30-ST1A 110.0 | 8.8 | 0.1571 | 0.4 | 0.535 | ol | 184 | 0.00403 | HV
243-AL1/39-ST1A 110.0 | 9 | 0.1188 | 0.39 | 0.645 | ol | 243 | 0.00403 | HV
305-AL1/39-ST1A 110.0 | 9.2 | 0.0949 | 0.38 | 0.74 | ol | 305 | 0.00403 | HV
490-AL1/64-ST1A 110.0 | 9.75 | 0.059 | 0.37 | 0.96 | ol | 490 | 0.00403 | HV
679-AL1/86-ST1A 110.0 | 9.95 | 0.042 | 0.36 | 1.15 | ol | 679 | 0.00403 | HV
490-AL1/64-ST1A 220.0 | 10 | 0.059 | 0.285 | 0.96 | ol | 490 | 0.00403 | HV
679-AL1/86-ST1A 220.0 | 11.7 | 0.042 | 0.275 | 1.15 | ol | 679 | 0.00403 | HV
490-AL1/64-ST1A 380.0 | 11 | 0.059 | 0.253 | 0.96 | ol | 490 | 0.00403 | HV
679-AL1/86-ST1A 380.0 | 14.6 | 0.042 | 0.25 | 1.15 | ol | 679 | 0.00403 | HV

## trafo_std_types
| i0_percent | pfe_kw | vkr_percent | sn_mva | vn_lv_kv | vn_hv_kv | vk_percent | shift_degree | vector_group | tap_side | tap_neutral | tap_min | tap_max | tap_step_degree | tap_step_percent | tap_phase_shifter
160 MVA 380/110 kV | 0.06 | 60 | 0.25 | 160 | 110 | 380 | 12.2 | 0 | Yy0 | hv | 0 | -9 | 9 | 0 | 1.5 | FALSE
100 MVA 220/110 kV | 0.06 | 55 | 0.26 | 100 | 110 | 220 | 12 | 0 | Yy0 | hv | 0 | -9 | 9 | 0 | 1.5 | FALSE
63 MVA 110/20 kV | 0.04 | 22 | 0.32 | 63 | 20 | 110 | 18 | 150 | YNd5 | hv | 0 | -9 | 9 | 0 | 1.5 | FALSE
40 MVA 110/20 kV | 0.05 | 18 | 0.34 | 40 | 20 | 110 | 16.2 | 150 | YNd5 | hv | 0 | -9 | 9 | 0 | 1.5 | FALSE
25 MVA 110/20 kV | 0.07 | 14 | 0.41 | 25 | 20 | 110 | 12 | 150 | YNd5 | hv | 0 | -9 | 9 | 0 | 1.5 | FALSE
63 MVA 110/10 kV | 0.04 | 22 | 0.32 | 63 | 10 | 110 | 18 | 150 | YNd5 | hv | 0 | -9 | 9 | 0 | 1.5 | FALSE
40 MVA 110/10 kV | 0.05 | 18 | 0.34 | 40 | 10 | 110 | 16.2 | 150 | YNd5 | hv | 0 | -9 | 9 | 0 | 1.5 | FALSE
25 MVA 110/10 kV | 0.07 | 14 | 0.41 | 25 | 10 | 110 | 12 | 150 | YNd5 | hv | 0 | -9 | 9 | 0 | 1.5 | FALSE
0.25 MVA 20/0.4 kV | 0.32 | 0.8 | 1.44 | 0.25 | 0.4 | 20 | 6 | 150 | Yzn5 | hv | 0 | -2 | 2 | 0 | 2.5 | FALSE
0.4 MVA 20/0.4 kV | 0.3375 | 1.35 | 1.425 | 0.4 | 0.4 | 20 | 6 | 150 | Dyn5 | hv | 0 | -2 | 2 | 0 | 2.5 | FALSE
0.63 MVA 20/0.4 kV | 0.2619 | 1.65 | 1.206 | 0.63 | 0.4 | 20 | 6 | 150 | Dyn5 | hv | 0 | -2 | 2 | 0 | 2.5 | FALSE
0.25 MVA 10/0.4 kV | 0.24 | 0.6 | 1.2 | 0.25 | 0.4 | 10 | 4 | 150 | Dyn5 | hv | 0 | -2 | 2 | 0 | 2.5 | FALSE
0.4 MVA 10/0.4 kV | 0.2375 | 0.95 | 1.325 | 0.4 | 0.4 | 10 | 4 | 150 | Dyn5 | hv | 0 | -2 | 2 | 0 | 2.5 | FALSE
0.63 MVA 10/0.4 kV | 0.1873 | 1.18 | 1.0794 | 0.63 | 0.4 | 10 | 4 | 150 | Dyn5 | hv | 0 | -2 | 2 | 0 | 2.5 | FALSE

## trafo3w_std_types
| sn_hv_mva | sn_mv_mva | sn_lv_mva | vn_hv_kv | vn_mv_kv | vn_lv_kv | vk_hv_percent | vk_mv_percent | vk_lv_percent | vkr_hv_percent | vkr_mv_percent | vkr_lv_percent | pfe_kw | i0_percent | shift_mv_degree | shift_lv_degree | vector_group | tap_side | tap_neutral | tap_min | tap_max | tap_step_percent
63/25/38 MVA 110/20/10 kV | 63 | 25 | 38 | 110 | 20 | 10 | 10.4 | 10.4 | 10.4 | 0.28 | 0.32 | 0.35 | 35 | 0.89 | 0 | 0 | YN0yn0yn0 | hv | 0 | -10 | 10 | 1.2
63/25/38 MVA 110/10/10 kV | 63 | 25 | 38 | 110 | 10 | 10 | 10.4 | 10.4 | 10.4 | 0.28 | 0.32 | 0.35 | 35 | 0.89 | 0 | 0 | YN0yn0yn0 | hv | 0 | -10 | 10 | 1.2

## fuse_std_types
| fuse_type | i_rated_a | t_avg | t_min | t_total | x_avg | x_min | x_total
HV 100A | HV 100A | 100 | 0 | [10.0, 3.64, 0.854, 0.281, 0.1, 0.0531, 0.022, 0.01] | [10.0, 4.267, 1.21, 0.403, 0.1, 0.058, 0.022, 0.01] | 0 | [300.0, 350.0, 450.0, 550.0, 700.0, 850.0, 1200.0, 1752.0] | [600.0, 700.0, 900.0, 1150.0, 1665.0, 2000.0, 3000.0, 4313.0]
HV 10A | HV 10A | 10 | 0 | [10.0, 1675.0, 0.344, 0.156, 0.1, 0.0417, 0.0171, 0.01] | [10.0, 1.3, 0.3, 0.155, 0.1, 0.0555, 0.023, 0.01] | 0 | [30.0, 32.0, 35.0, 37.0, 39.0, 50.0, 70.0, 88.0] | [60.0, 70.0, 80.0, 87.0, 94.0, 110.0, 150.0, 216.0]
HV 125A | HV 125A | 125 | 0 | [10.0, 1.82, 0.344, 0.1, 0.0467, 0.0269, 0.01] | [10.0, 2.478, 0.426, 0.1, 0.0427, 0.0211, 0.01] | 0 | [375.0, 500.0, 700.0, 925.0, 1200.0, 1500.0, 2341.0] | [750.0, 1000.0, 1500.0, 2200.0, 3000.0, 4000.0, 5765.0]
HV 160A | HV 160A | 160 | 0 | [10.0, 4.15, 1.03, 0.198, 0.1, 0.051, 0.0172, 0.01] | [10.0, 2.3, 0.734, 0.274, 0.1, 0.046, 0.0177, 0.01] | 0 | [480.0, 550.0, 700.0, 1000.0, 1260.0, 1600.0, 2500.0, 3227.0] | [960.0, 1300.0, 1700.0, 2200.0, 2996.0, 4000.0, 6000.0, 7946.0]
HV 16A | HV 16A | 16 | 0 | [10.0, 0.352, 0.164, 0.1, 0.0649, 0.0342, 0.01] | [10.0, 2.34, 0.722, 0.181, 0.1, 0.055, 0.0296, 0.01] | 0 | [48.0, 60.0, 65.0, 71.0, 80.0, 100.0, 162.0] | [96.0, 110.0, 125.0, 150.0, 168.0, 200.0, 250.0, 398.0]
HV 200A | HV 200A | 200 | 0 | [10.0, 4.267, 1.21, 0.403, 0.1, 0.058, 0.022, 0.01] | [10.0, 3.73, 1.654, 0.328, 0.1, 0.0531, 0.019, 0.01] | 0 | [600.0, 700.0, 900.0, 1150.0, 1665.0, 2000.0, 3000.0, 4313.0] | [1200.0, 1500.0, 1800.0, 2700.0, 3960.0, 5000.0, 7500.0, 10620.0]
HV 20A | HV 20A | 20 | 0 | [10.0, 1.3, 0.3, 0.155, 0.1, 0.0555, 0.023, 0.01] | [10.0, 1.3, 0.161, 0.1, 0.0611, 0.0399, 0.0141, 0.01] | 0 | [60.0, 70.0, 80.0, 87.0, 94.0, 110.0, 150.0, 216.0] | [120.0, 150.0, 200.0, 223.0, 260.0, 300.0, 450.0, 532.0]
HV 25A | HV 25A | 25 | 0 | [10.0, 2.512, 0.833, 0.299, 0.1, 0.0372, 0.0223, 0.01] | [10.0, 3.125, 0.597, 0.198, 0.1, 0.0378, 0.022, 0.01] | 0 | [75.0, 82.0, 90.0, 100.0, 124.0, 170.0, 200.0, 289.0] | [150.0, 170.0, 210.0, 250.0, 294.0, 400.0, 500.0, 711.0]
HV 31.5A | HV 31.5A | 31.5 | 0 | [10.0, 2.34, 0.722, 0.181, 0.1, 0.055, 0.0296, 0.01] | [10.0, 2.84, 0.368, 0.164, 0.1, 0.0621, 0.0378, 0.0195, 0.01] | 0 | [95.0, 110.0, 125.0, 150.0, 165.0, 200.0, 250.0, 390.0] | [189.0, 220.0, 300.0, 350.0, 393.0, 450.0, 530.0, 700.0, 960.0]
HV 40A | HV 40A | 40 | 0 | [10.0, 1.3, 0.161, 0.1, 0.0611, 0.0399, 0.0141, 0.01] | [10.0, 2.05, 0.369, 0.198, 0.1, 0.051, 0.0298, 0.01] | 0 | [120.0, 150.0, 200.0, 223.0, 260.0, 300.0, 450.0, 532.0] | [240.0, 300.0, 400.0, 450.0, 530.0, 650.0, 800.0, 1311.0]
HV 50A | HV 50A | 50 | 0 | [10.0, 3.215, 0.597, 0.198, 0.1, 0.0378, 0.022, 0.01] | [10.0, 3.64, 0.854, 0.281, 0.1, 0.0531, 0.022, 0.01] | 0 | [150.0, 170.0, 210.0, 250.0, 294.0, 400.0, 500.0, 711.0] | [300.0, 350.0, 450.0, 550.0, 700.0, 850.0, 1200.0, 1752.0]
HV 6.3A | HV 6.3A | 6.3 | 0 | [10.0, 1.39, 0.344, 0.168, 0.1, 0.056, 0.0263, 0.01] | [10.0, 1.711, 0.516, 0.198, 0.1, 0.0634, 0.0303, 0.01] | 0 | [19.0, 19.5, 20.4, 20.8, 22.0, 25.0, 32.0, 48.0] | [38.0, 40.0, 43.0, 48.0, 53.0, 60.0, 75.0, 118.0]
HV 63A | HV 63A | 63 | 0 | [10.0, 2.84, 0.368, 0.164, 0.1, 0.0621, 0.0378, 0.0195, 0.01] | [10.0, 1.82, 0.344, 0.1, 0.0467, 0.0269, 0.01] | 0 | [189.0, 220.0, 300.0, 350.0, 393.0, 450.0, 530.0, 700.0, 961.0] | [378.0, 500.0, 700.0, 934.0, 1200.0, 1500.0, 2366.0]
HV 80A | HV 80A | 80 | 0 | [10.0, 2.05, 0.369, 0.198, 0.1, 0.051, 0.0298, 0.01] | [10.0, 4.15, 1.03, 0.198, 0.1, 0.051, 0.0172, 0.01] | 0 | [240.0, 300.0, 400.0, 450.0, 530.0, 650.0, 800.0, 1311.0] | [480.0, 550.0, 700.0, 1000.0, 1260.0, 1600.0, 2500.0, 3227.0]
Siemens NH-1-100 | Siemens NH-1-100 | 100 | [5400.0, 2000.0, 400.0, 20.0, 1.0, 0.2, 0.012, 0.004] | 0 | 0 | [150.0, 190.0, 250.0, 430.0, 900.0, 1250.0, 2700.0, 3600.0] | 0 | 0
Siemens NH-1-125 | Siemens NH-1-125 | 125 | [4800.0, 120.0, 7.0, 0.1, 0.004] | 0 | 0 | [180.0, 400.0, 740.0, 2000.0, 4250.0] | 0 | 0
Siemens NH-1-16 | Siemens NH-1-16 | 16 | [4000.0, 400.0, 2.0, 0.1, 0.04, 0.01] | 0 | 0 | [26.0, 35.0, 75.0, 150.0, 200.0, 300.0] | 0 | 0
Siemens NH-1-160 | Siemens NH-1-160 | 160 | [4800.0, 120.0, 7.0, 0.1, 0.004] | 0 | 0 | [210.0, 500.0, 900.0, 2300.0, 5000.0] | 0 | 0
Siemens NH-1-25 | Siemens NH-1-25 | 25 | [4000.0, 1000.0, 10.0, 0.2, 0.02, 0.01] | 0 | 0 | [40.0, 50.0, 100.0, 210.0, 400.0, 500.0] | 0 | 0
Siemens NH-1-50 | Siemens NH-1-50 | 50 | [4000.0, 40.0, 4.0, 1.0, 0.02, 0.01] | 0 | 0 | [86.0, 200.0, 300.0, 400.0, 1000.0, 1280.0] | 0 | 0
Siemens NH-1-63 | Siemens NH-1-63 | 63 | [4000.0, 100.0, 10.0, 2.0, 0.04, 0.01] | 0 | 0 | [100.0, 200.0, 300.0, 400.0, 1000.0, 1500.0] | 0 | 0
Siemens NH-1-80 | Siemens NH-1-80 | 80 | [4800.0, 120.0, 7.0, 0.1, 0.01] | 0 | 0 | [150.58, 250.0, 450.0, 1150.0, 2470.0] | 0 | 0
Siemens NH-2-1000 | Siemens NH-2-1000 | 1000 | [4800.0, 120.0, 7.0, 0.1, 0.004] | 0 | 0 | [1900.0, 3500.0, 8400.0, 24000.0, 52000.0] | 0 | 0
Siemens NH-2-200 | Siemens NH-2-200 | 200 | [4800.0, 120.0, 7.0, 0.1, 0.004] | 0 | 0 | [280.0, 650.0, 1200.0, 3000.0, 7000.0] | 0 | 0
Siemens NH-2-224 | Siemens NH-2-224 | 224 | [4800.0, 120.0, 7.0, 0.2, 0.04, 0.004] | 0 | 0 | [400.0, 750.0, 1453.0, 3025.0, 4315.0, 7600.0] | 0 | 0
Siemens NH-2-250 | Siemens NH-2-250 | 250 | [4800.0, 120.0, 7.0, 0.1, 0.004] | 0 | 0 | [450.0, 800.0, 1650.0, 4000.0, 8500.0] | 0 | 0
Siemens NH-2-315 | Siemens NH-2-315 | 315 | [4800.0, 120.0, 7.0, 0.1, 0.004] | 0 | 0 | [550.0, 920.0, 1900.0, 5000.0, 11000.0] | 0 | 0
Siemens NH-2-355 | Siemens NH-2-355 | 355 | [4800.0, 120.0, 6.0, 0.1, 0.004] | 0 | 0 | [650.0, 1116.27, 2350.0, 5840.0, 12790.0] | 0 | 0
Siemens NH-2-400 | Siemens NH-2-400 | 400 | [4800.0, 120.0, 7.0, 0.1, 0.004] | 0 | 0 | [720.0, 1350.0, 2800.0, 6500.0, 15000.0] | 0 | 0
Siemens NH-2-425 | Siemens NH-2-425 | 425 | [4800.0, 120.0, 7.0, 0.1, 0.004] | 0 | 0 | [850.0, 1500.0, 3050.0, 7500.0, 16500.0] | 0 | 0
Siemens NH-2-630 | Siemens NH-2-630 | 630 | [4800.0, 120.0, 7.0, 0.1, 0.004] | 0 | 0 | [1200.0, 2000.0, 4800.0, 12000.0, 26000.0] | 0 | 0

## res_bus
| vm_pu | va_degree | p_mw | q_mvar
0 | 0.97236 | -0.53373 | 0.0014939 | 0.00037441
1 | 0.9724 | -0.53307 | 0.00072528 | 0.00018177
2 | 0.97254 | -0.53026 | 0 | 0
3 | 0.97271 | -0.52677 | 0.006431 | 0.0016118
4 | 0.97286 | -0.5238 | 0.0049038 | 0.001229
5 | 0.97327 | -0.51573 | 0.0025934 | 0.00064996
6 | 0.99788 | -0.040833 | 0.0039292 | 0.00098474
7 | 0.99796 | -0.03914 | 0.0047945 | 0.0012016
8 | 0.998 | -0.038543 | 0.0058986 | 0.0014783
9 | 0.99843 | -0.030221 | 0.0042625 | 0.0010683
10 | 0.99887 | -0.02164 | 0.0016444 | 0.00041213
11 | 0.98808 | -0.22868 | 0.0075636 | 0.0018956
12 | 0.98882 | -0.2143 | 0.011712 | 0.0029353
13 | 0.98696 | -0.2503 | 0 | 0
14 | 0.99062 | -0.17967 | 0.025437 | 0.0063752
15 | 0.98636 | -0.26196 | 0.015984 | 0.0040059
16 | 0.98673 | -0.25485 | 0.010108 | 0.0025334
17 | 0.99243 | -0.14477 | 0 | 0
18 | 0.98491 | -0.29006 | 0 | 0
19 | 0.99346 | -0.12485 | 0 | 0
20 | 0.99198 | -0.15337 | 0.013829 | 0.003466
21 | 0.98426 | -0.30283 | 0 | 0
22 | 0.9845 | -0.29808 | 0.00090912 | 0.00022785
23 | 0.99873 | -0.024081 | 0.0052292 | 0.0013106
24 | 0.99842 | -0.029948 | 0.0035235 | 0.00088306
25 | 1 | 0 | -0.42012 | -0.1067
26 | 0.99625 | -0.071203 | 0.003812 | 0.00095538
27 | 0.99923 | -0.014596 | 0.0052941 | 0.0013268
28 | 0.99593 | -0.077368 | 0.0078712 | 0.0019727
29 | 0.99791 | -0.039813 | 0 | 0
30 | 0.99452 | -0.10415 | 0 | 0
31 | 0.99456 | -0.10428 | 0.017339 | 0.0043455
32 | 0.99489 | -0.097447 | 0.0021978 | 0.00055081
33 | 0.98444 | -0.29935 | 0.0021541 | 0.00053987
34 | 0.98429 | -0.30214 | 0.002924 | 0.00073283
35 | 0.98109 | -0.36445 | 0.00094057 | 0.00023573
36 | 0.98117 | -0.36284 | 0.00018931 | 4.7446e-05
37 | 0.97897 | -0.40597 | 0 | 0
38 | 0.98242 | -0.33852 | 0 | 0
39 | 0.99341 | -0.12578 | 0.0032852 | 0.00082334
40 | 0.99004 | -0.19106 | 0.01593 | 0.0039925
41 | 0.97493 | -0.48323 | 0.0040831 | 0.0010233
42 | 0.975 | -0.48175 | 0.0065373 | 0.0016384
43 | 0.97486 | -0.48451 | 0.0081843 | 0.0020512
44 | 0.97528 | -0.47624 | 0.0029328 | 0.00073502
45 | 0.97539 | -0.47411 | 0.0022332 | 0.0005597
46 | 0.97562 | -0.46964 | 0.0068207 | 0.0017094
47 | 0.97821 | -0.41878 | 0.0045924 | 0.001151
48 | 0.97852 | -0.41255 | 0.0042616 | 0.0010681
49 | 0.9774 | -0.43455 | 0.0029559 | 0.00074081
50 | 0.97923 | -0.39884 | 0 | 0
51 | 0.97664 | -0.44954 | 0.0046322 | 0.0011609
52 | 0.9823 | -0.33887 | 0.0048763 | 0.0012221
53 | 0.97864 | -0.41018 | 0.0020701 | 0.00051881
54 | 0.9765 | -0.45225 | 0.0025735 | 0.00064497
55 | 0.98424 | -0.30126 | 0.00067998 | 0.00017042
56 | 0.97738 | -0.4349 | 0 | 0
57 | 0.97354 | -0.51038 | 0.0069054 | 0.0017307
58 | 0.97448 | -0.49192 | 0.0031656 | 0.00079338
59 | 0.99336 | -0.12678 | 0.0026254 | 0.000658
60 | 0.98718 | -0.24468 | 0 | 0
61 | 0.97723 | -0.43787 | 0 | 0
62 | 0.97556 | -0.47059 | 0.0018002 | 0.00045117
63 | 0.97505 | -0.48079 | 0.0032146 | 0.00080565
64 | 0.99124 | -0.16722 | 0.0030689 | 0.00076914
65 | 0.99154 | -0.16131 | 0.0033269 | 0.0008338
66 | 0.9907 | -0.17755 | 0.0022572 | 0.0005657
67 | 0.99242 | -0.14427 | 0 | 0
68 | 0.9907 | -0.17765 | 0.0047583 | 0.0011925
69 | 0.99273 | -0.13836 | 0.003363 | 0.00084285
70 | 0.99158 | -0.16038 | 0.0027311 | 0.00068449
71 | 0.99028 | -0.18583 | 0.0024881 | 0.00062359
72 | 0.99413 | -0.11171 | 0.0067266 | 0.0016858
73 | 0.99121 | -0.16733 | 0.00091717 | 0.00022986
74 | 0.99015 | -0.18832 | 0.0047033 | 0.0011788
75 | 0.98996 | -0.19192 | 0.0065089 | 0.0016313
76 | 0.98994 | -0.19235 | 0.0039277 | 0.00098438
77 | 0.99086 | -0.174 | 0.0015901 | 0.00039853
78 | 0.99059 | -0.17923 | 0.0017177 | 0.00043051
79 | 0.98914 | -0.20698 | 0 | 0
80 | 0.99392 | -0.1167 | 0.0084637 | 0.0021212
81 | 0.97846 | -0.41599 | 0.0050595 | 0.001268
82 | 0.9824 | -0.339 | 0.0004162 | 0.00010431
83 | 0.99344 | -0.12506 | 0.0067118 | 0.0016821
84 | 0.99276 | -0.13833 | 0.0045745 | 0.0011465
85 | 0.99218 | -0.14956 | 0.04096 | 0.010266
86 | 0.98888 | -0.21196 | 0.0023427 | 0.00058713
87 | 0.98868 | -0.21601 | 0.0024013 | 0.00060182
88 | 0.972 | -0.54354 | 0.00061732 | 0.00015472
89 | 0.97183 | -0.5469 | 0 | 0
90 | 0.97296 | -0.52433 | 0 | 0
91 | 0.97181 | -0.54728 | 0 | 0
92 | 0.97176 | -0.5482 | 0.00036362 | 9.1131e-05
93 | 0.97301 | -0.52336 | 0 | 0
94 | 0.97295 | -0.52462 | 0.00057877 | 0.00014505
95 | 0.97178 | -0.54789 | 0 | 0
96 | 0.97171 | -0.54927 | 0 | 0
97 | 0.97313 | -0.52095 | 0.00065629 | 0.00016448
98 | 0.97284 | -0.52682 | 0.00031943 | 8.0056e-05
99 | 0.97146 | -0.55421 | 0.0012957 | 0.00032473
100 | 0.97152 | -0.55305 | 0.00043568 | 0.00010919
101 | 0.97127 | -0.558 | 0.00040777 | 0.0001022
102 | 0.9733 | -0.51768 | 0.0014603 | 0.00036598
103 | 0.97268 | -0.52999 | 0.00065644 | 0.00016452
104 | 0.97121 | -0.55925 | 0.0010165 | 0.00025477
105 | 0.97119 | -0.55952 | 0.00050707 | 0.00012708
106 | 0.97119 | -0.55966 | 0 | 0
107 | 0.97125 | -0.5584 | 0.00070903 | 0.0001777
108 | 0.97172 | -0.54906 | 0.00031894 | 7.9933e-05
109 | 0.975 | -0.48414 | 0 | 0
110 | 0.97535 | -0.47723 | 0.00014102 | 3.5343e-05
111 | 0.97483 | -0.48741 | 0.00031821 | 7.9751e-05
112 | 0.97463 | -0.49143 | 0.00044318 | 0.00011107
113 | 0.97462 | -0.49164 | 0.00034417 | 8.6257e-05
114 | 0.97408 | -0.50225 | 0.00074334 | 0.0001863
115 | 0.97476 | -0.48888 | 0.00015883 | 3.9806e-05
116 | 0.97479 | -0.48824 | 0 | 0
117 | 0.97154 | -0.55252 | 0.00044386 | 0.00011124
118 | 0.97151 | -0.55306 | 0.00048301 | 0.00012105
119 | 0.97178 | -0.5477 | 0 | 0
120 | 0.9715 | -0.5533 | 0.00077276 | 0.00019367
121 | 0.97151 | -0.55305 | 0 | 0
122 | 0.97253 | -0.53285 | 0.00067229 | 0.00016849
123 | 0.97447 | -0.49458 | 0 | 0
124 | 0.97451 | -0.4937 | 0 | 0
125 | 0.97445 | -0.49496 | 0.0004391 | 0.00011005
126 | 0.97129 | -0.55748 | 0.0026549 | 0.00066538
127 | 0.97109 | -0.56149 | 0 | 0
128 | 0.97074 | -0.56833 | 0 | 0
129 | 0.97398 | -0.50412 | 0.0036595 | 0.00091714
130 | 0.97039 | -0.57541 | 0.0030242 | 0.00075793
131 | 0.97444 | -0.49504 | 0.0004389 | 0.00011
132 | 0.97365 | -0.51068 | 0.00065415 | 0.00016395
133 | 0.97784 | -0.42817 | 0.00019102 | 4.7874e-05
134 | 0.97117 | -0.55996 | 0.00029285 | 7.3396e-05
135 | 0.97118 | -0.55983 | 0 | 0
136 | 0.97812 | -0.42255 | 0.00089165 | 0.00022347
137 | 0.97782 | -0.42845 | 0.00029538 | 7.4028e-05
138 | 0.99998 | 149.9956 | 0 | 0

## res_line
| p_from_mw | q_from_mvar | p_to_mw | q_to_mvar | pl_mw | ql_mvar | i_from_ka | i_to_ka | i_ka | vm_from_pu | va_from_degree | vm_to_pu | va_to_degree | loading_percent
0 | -0.0014939 | -0.00037441 | 0.001494 | 0.00037414 | 4.6741e-08 | -2.6593e-07 | 0.0022861 | 0.002286 | 0.0022861 | 0.97236 | -0.53373 | 0.9724 | -0.53307 | 0.62806
1 | -0.0022192 | -0.00055592 | 0.0022195 | 0.00055526 | 2.9623e-07 | -6.6036e-07 | 0.0033959 | 0.0033956 | 0.0033959 | 0.9724 | -0.53307 | 0.97254 | -0.53026 | 0.93294
2 | -0.0022195 | -0.00055526 | 0.0022199 | 0.00055443 | 3.6859e-07 | -8.2221e-07 | 0.0033956 | 0.0033952 | 0.0033956 | 0.97254 | -0.53026 | 0.97271 | -0.52677 | 0.93286
3 | -0.0086509 | -0.0021662 | 0.0086521 | 0.0021667 | 1.2231e-06 | 5.5155e-07 | 0.013233 | 0.013233 | 0.013233 | 0.97271 | -0.52677 | 0.97286 | -0.5238 | 3.6355
4 | -0.013556 | -0.0033957 | 0.013561 | 0.0033987 | 5.2129e-06 | 2.9346e-06 | 0.020733 | 0.020733 | 0.020733 | 0.97286 | -0.5238 | 0.97327 | -0.51573 | 5.696
5 | -0.016154 | -0.0040486 | 0.016159 | 0.0040511 | 4.1213e-06 | 2.4136e-06 | 0.024698 | 0.024698 | 0.024698 | 0.97327 | -0.51573 | 0.97354 | -0.51038 | 6.7852
6 | -0.0039292 | -0.00098474 | 0.0039295 | 0.00098462 | 3.1683e-07 | -1.1878e-07 | 0.0058591 | 0.005859 | 0.0058591 | 0.99788 | -0.040833 | 0.99796 | -0.03914 | 1.6096
7 | -0.008724 | -0.0021862 | 0.0087242 | 0.0021863 | 2.4828e-07 | 1.0777e-07 | 0.013008 | 0.013008 | 0.013008 | 0.99796 | -0.03914 | 0.998 | -0.038543 | 3.5736
8 | -0.014623 | -0.0036647 | 0.014629 | 0.003668 | 5.7994e-06 | 3.2863e-06 | 0.021803 | 0.021802 | 0.021803 | 0.998 | -0.038543 | 0.99843 | -0.030221 | 5.9897
9 | -0.018891 | -0.0047362 | 0.018899 | 0.0047409 | 7.7278e-06 | 4.6056e-06 | 0.028155 | 0.028155 | 0.028155 | 0.99843 | -0.030221 | 0.99887 | -0.02164 | 7.7349
10 | -0.020543 | -0.005153 | 0.020564 | 0.0051658 | 2.1214e-05 | 1.2786e-05 | 0.030605 | 0.030604 | 0.030605 | 0.99887 | -0.02164 | 1 | 0 | 8.4079
11 | -0.073151 | -0.018449 | 0.073201 | 0.01848 | 5.0409e-05 | 3.0985e-05 | 0.1102 | 0.1102 | 0.1102 | 0.98808 | -0.22868 | 0.98882 | -0.2143 | 10.0919
12 | 0.065587 | 0.016554 | -0.065519 | -0.016512 | 6.7857e-05 | 4.1294e-05 | 0.098813 | 0.098814 | 0.098814 | 0.98808 | -0.22868 | 0.98696 | -0.2503 | 9.0489
13 | -0.084913 | -0.021416 | 0.085054 | 0.021503 | 0.00014098 | 8.7563e-05 | 0.12783 | 0.12783 | 0.12783 | 0.98882 | -0.2143 | 0.99062 | -0.17967 | 11.7058
14 | 0.055409 | 0.013978 | -0.055378 | -0.01396 | 3.0896e-05 | 1.8418e-05 | 0.083571 | 0.083571 | 0.083571 | 0.98696 | -0.2503 | 0.98636 | -0.26196 | 7.653
15 | 0.01011 | 0.0025345 | -0.010108 | -0.0025334 | 2.1879e-06 | 1.0795e-06 | 0.015243 | 0.015244 | 0.015244 | 0.98696 | -0.2503 | 0.98673 | -0.25485 | 4.1878
16 | -0.11049 | -0.027878 | 0.11068 | 0.027995 | 0.00018503 | 0.00011634 | 0.16604 | 0.16604 | 0.16604 | 0.99062 | -0.17967 | 0.99243 | -0.14477 | 15.2048
17 | 0.039394 | 0.0099537 | -0.039341 | -0.0099243 | 5.2992e-05 | 2.933e-05 | 0.059458 | 0.05946 | 0.05946 | 0.98636 | -0.26196 | 0.98491 | -0.29006 | 5.445
18 | -0.14048 | -0.035477 | 0.14061 | 0.035562 | 0.00013422 | 8.4964e-05 | 0.21072 | 0.21072 | 0.21072 | 0.99243 | -0.14477 | 0.99346 | -0.12485 | 19.2969
19 | 0.029801 | 0.0074827 | -0.029788 | -0.0074751 | 1.2224e-05 | 7.6128e-06 | 0.044687 | 0.044687 | 0.044687 | 0.99243 | -0.14477 | 0.99198 | -0.15337 | 12.2767
20 | 0.033351 | 0.0084237 | -0.03333 | -0.0084131 | 2.0408e-05 | 1.061e-05 | 0.05041 | 0.050411 | 0.050411 | 0.98491 | -0.29006 | 0.98426 | -0.30283 | 4.6164
21 | 0.0059903 | 0.0015007 | -0.005988 | -0.0015001 | 2.2893e-06 | 5.1697e-07 | 0.0090499 | 0.0090502 | 0.0090502 | 0.98491 | -0.29006 | 0.9845 | -0.29808 | 2.4863
22 | 0.005911 | 0.0014812 | -0.0059107 | -0.0014811 | 2.6255e-07 | 5.2383e-08 | 0.0088535 | 0.0088535 | 0.0088535 | 0.99346 | -0.12485 | 0.99341 | -0.12578 | 2.4323
23 | -0.14652 | -0.037044 | 0.14671 | 0.037166 | 0.00019282 | 0.00012216 | 0.21958 | 0.21958 | 0.21958 | 0.99346 | -0.12485 | 0.99489 | -0.097447 | 20.1077
24 | 0.015959 | 0.0040091 | -0.01593 | -0.0039925 | 2.8654e-05 | 1.6621e-05 | 0.023942 | 0.023943 | 0.023943 | 0.99198 | -0.15337 | 0.99004 | -0.19106 | 6.5777
25 | 0.03333 | 0.0084131 | -0.033273 | -0.0083835 | 5.6895e-05 | 2.9597e-05 | 0.050411 | 0.050413 | 0.050413 | 0.98426 | -0.30283 | 0.98242 | -0.33852 | 4.6166
26 | 0.0050788 | 0.0012723 | -0.0050785 | -0.0012723 | 3.073e-07 | 1.9842e-08 | 0.0076762 | 0.0076762 | 0.0076762 | 0.9845 | -0.29808 | 0.98444 | -0.29935 | 2.1089
27 | 0.21158 | 0.054026 | -0.21152 | -0.053988 | 5.9976e-05 | 3.8196e-05 | 0.31559 | 0.31559 | 0.31559 | 0.99873 | -0.024081 | 0.99842 | -0.029948 | 28.9003
28 | -0.21681 | -0.055337 | 0.21706 | 0.055498 | 0.00025257 | 0.00016089 | 0.32338 | 0.32338 | 0.32338 | 0.99873 | -0.024081 | 1 | 0 | 29.6137
29 | 0.208 | 0.053105 | -0.20758 | -0.052841 | 0.0004138 | 0.00026349 | 0.31034 | 0.31034 | 0.31034 | 0.99842 | -0.029948 | 0.99625 | -0.071203 | 28.4194
30 | 0.18085 | 0.046039 | -0.18072 | -0.045958 | 0.00012718 | 8.0844e-05 | 0.26936 | 0.26936 | 0.26936 | 1 | 0 | 0.99923 | -0.014596 | 24.6663
31 | 0.20377 | 0.051886 | -0.20371 | -0.051847 | 6.0571e-05 | 3.8562e-05 | 0.30465 | 0.30465 | 0.30465 | 0.99625 | -0.071203 | 0.99593 | -0.077368 | 27.8981
32 | 0.17543 | 0.044632 | -0.17521 | -0.044496 | 0.00021292 | 0.00013529 | 0.26147 | 0.26147 | 0.26147 | 0.99923 | -0.014596 | 0.99791 | -0.039813 | 23.9444
33 | 0.19584 | 0.049875 | -0.19559 | -0.049714 | 0.0002526 | 0.00016074 | 0.29289 | 0.29289 | 0.29289 | 0.99593 | -0.077368 | 0.99452 | -0.10415 | 26.8211
34 | 0.025887 | 0.0065178 | -0.025807 | -0.0064688 | 7.952e-05 | 4.9041e-05 | 0.038611 | 0.038612 | 0.038612 | 0.99791 | -0.039813 | 0.99456 | -0.10428 | 10.6077
35 | 0.14933 | 0.037979 | -0.14891 | -0.037717 | 0.00041343 | 0.00026199 | 0.22286 | 0.22286 | 0.22286 | 0.99791 | -0.039813 | 0.99489 | -0.097447 | 20.4086
36 | 0.05235 | 0.013159 | -0.052297 | -0.013126 | 5.2211e-05 | 3.3121e-05 | 0.07834 | 0.07834 | 0.07834 | 0.99452 | -0.10415 | 0.99344 | -0.12506 | 21.5219
37 | 0.14324 | 0.036555 | -0.14319 | -0.036521 | 5.2342e-05 | 3.3145e-05 | 0.21455 | 0.21455 | 0.21455 | 0.99452 | -0.10415 | 0.99413 | -0.11171 | 19.6472
38 | 0.0084687 | 0.0021233 | -0.0084637 | -0.0021212 | 5.012e-06 | 2.1281e-06 | 0.012671 | 0.012671 | 0.012671 | 0.99456 | -0.10428 | 0.99392 | -0.1167 | 3.4811
39 | 0.0029244 | 0.00073241 | -0.002924 | -0.00073283 | 3.878e-07 | -4.2461e-07 | 0.0044202 | 0.0044204 | 0.0044204 | 0.98444 | -0.29935 | 0.98429 | -0.30214 | 1.2144
40 | -0.032627 | -0.0082115 | 0.03263 | 0.0082127 | 2.5034e-06 | 1.2925e-06 | 0.049498 | 0.049498 | 0.049498 | 0.98109 | -0.36445 | 0.98117 | -0.36284 | 4.5328
41 | 0.031687 | 0.0079757 | -0.031624 | -0.0079438 | 6.2772e-05 | 3.196e-05 | 0.048071 | 0.048074 | 0.048074 | 0.98109 | -0.36445 | 0.97897 | -0.40597 | 4.4024
42 | -0.032819 | -0.0082602 | 0.032857 | 0.00828 | 3.8185e-05 | 1.9762e-05 | 0.049785 | 0.049783 | 0.049785 | 0.98117 | -0.36284 | 0.98242 | -0.33852 | 4.559
43 | 0.031624 | 0.0079438 | -0.031609 | -0.0079361 | 1.5119e-05 | 7.7034e-06 | 0.048074 | 0.048075 | 0.048075 | 0.97897 | -0.40597 | 0.97846 | -0.41599 | 4.4025
44 | 0.00041621 | 0.00010352 | -0.0004162 | -0.00010431 | 9.3817e-09 | -7.9144e-07 | 0.00063012 | 0.00063041 | 0.00063041 | 0.98242 | -0.33852 | 0.9824 | -0.339 | 0.17319
45 | 0.0026256 | 0.0006578 | -0.0026254 | -0.000658 | 1.2552e-07 | -1.9985e-07 | 0.0039327 | 0.0039328 | 0.0039328 | 0.99341 | -0.12578 | 0.99336 | -0.12678 | 1.0804
46 | -0.012268 | -0.0030747 | 0.012269 | 0.0030752 | 8.7036e-07 | 4.7447e-07 | 0.018724 | 0.018724 | 0.018724 | 0.97493 | -0.48323 | 0.975 | -0.48175 | 5.144
47 | 0.0081848 | 0.0020514 | -0.0081843 | -0.0020512 | 4.9679e-07 | 2.121e-07 | 0.012492 | 0.012492 | 0.012492 | 0.97493 | -0.48323 | 0.97486 | -0.48451 | 3.432
48 | -0.018806 | -0.0047136 | 0.018811 | 0.0047165 | 4.9324e-06 | 2.9576e-06 | 0.028701 | 0.028701 | 0.028701 | 0.975 | -0.48175 | 0.97528 | -0.47624 | 7.8849
49 | -0.021744 | -0.0054516 | 0.021746 | 0.0054529 | 2.2076e-06 | 1.3461e-06 | 0.033176 | 0.033176 | 0.033176 | 0.97528 | -0.47624 | 0.97539 | -0.47411 | 9.1142
50 | -0.023979 | -0.0060126 | 0.023984 | 0.0060158 | 5.1144e-06 | 3.146e-06 | 0.036583 | 0.036583 | 0.036583 | 0.97539 | -0.47411 | 0.97562 | -0.46964 | 10.0502
51 | -0.030805 | -0.0077252 | 0.030831 | 0.0077411 | 2.5549e-05 | 1.5966e-05 | 0.046986 | 0.046985 | 0.046986 | 0.97562 | -0.46964 | 0.9765 | -0.45225 | 12.9081
52 | -0.045647 | -0.011478 | 0.045661 | 0.011487 | 1.3588e-05 | 8.602e-06 | 0.06945 | 0.06945 | 0.06945 | 0.97821 | -0.41878 | 0.97852 | -0.41255 | 19.0798
53 | 0.041055 | 0.010327 | -0.041024 | -0.010308 | 3.0897e-05 | 1.9509e-05 | 0.062465 | 0.062465 | 0.062465 | 0.97821 | -0.41878 | 0.9774 | -0.43455 | 17.1606
54 | -0.049922 | -0.012555 | 0.049955 | 0.012576 | 3.2711e-05 | 2.0745e-05 | 0.075931 | 0.075931 | 0.075931 | 0.97852 | -0.41255 | 0.97923 | -0.39884 | 20.8601
55 | 0.038068 | 0.0095669 | -0.038041 | -0.0095498 | 2.7229e-05 | 1.7156e-05 | 0.057965 | 0.057965 | 0.057965 | 0.9774 | -0.43455 | 0.97664 | -0.44954 | 15.9243
56 | -0.083427 | -0.021024 | 0.083667 | 0.021178 | 0.00024011 | 0.00015317 | 0.12682 | 0.12682 | 0.12682 | 0.97923 | -0.39884 | 0.9823 | -0.33887 | 34.8394
57 | 0.033472 | 0.0084487 | -0.033454 | -0.0084373 | 1.8161e-05 | 1.1388e-05 | 0.050885 | 0.050885 | 0.050885 | 0.97923 | -0.39884 | 0.97864 | -0.41018 | 13.9793
58 | 0.033408 | 0.0083888 | -0.033404 | -0.0083861 | 4.3163e-06 | 2.7069e-06 | 0.050907 | 0.050907 | 0.050907 | 0.97664 | -0.44954 | 0.9765 | -0.45225 | 13.9854
59 | -0.088543 | -0.0224 | 0.088703 | 0.022502 | 0.00016009 | 0.00010216 | 0.1342 | 0.1342 | 0.1342 | 0.9823 | -0.33887 | 0.98424 | -0.30126 | 36.8687
60 | 0.031383 | 0.0079185 | -0.031346 | -0.0078953 | 3.7104e-05 | 2.3202e-05 | 0.047737 | 0.047737 | 0.047737 | 0.97864 | -0.41018 | 0.97738 | -0.4349 | 13.1147
61 | -0.089383 | -0.022672 | 0.089627 | 0.022826 | 0.00024388 | 0.00015427 | 0.13523 | 0.13523 | 0.13523 | 0.98424 | -0.30126 | 0.98718 | -0.24468 | 18.5755
62 | 0.031346 | 0.0078953 | -0.031342 | -0.0078926 | 4.4558e-06 | 2.7863e-06 | 0.047737 | 0.047737 | 0.047737 | 0.97738 | -0.4349 | 0.97723 | -0.43787 | 13.1147
63 | -0.023064 | -0.0057817 | 0.023084 | 0.0057942 | 2.0299e-05 | 1.2449e-05 | 0.035253 | 0.035253 | 0.035253 | 0.97354 | -0.51038 | 0.97448 | -0.49192 | 9.6848
64 | -0.02625 | -0.0065875 | 0.026264 | 0.0065962 | 1.3942e-05 | 8.6346e-06 | 0.040086 | 0.040086 | 0.040086 | 0.97448 | -0.49192 | 0.97505 | -0.48079 | 11.0128
65 | -0.089627 | -0.022826 | 0.08979 | 0.022928 | 0.00016333 | 0.00010178 | 0.13523 | 0.13523 | 0.13523 | 0.98718 | -0.24468 | 0.98914 | -0.20698 | 12.3836
66 | 0.031342 | 0.0078926 | -0.031293 | -0.0078619 | 4.8943e-05 | 3.0607e-05 | 0.047737 | 0.047738 | 0.047738 | 0.97723 | -0.43787 | 0.97556 | -0.47059 | 13.1148
67 | 0.029493 | 0.0074108 | -0.029478 | -0.0074018 | 1.436e-05 | 8.9542e-06 | 0.044992 | 0.044992 | 0.044992 | 0.97556 | -0.47059 | 0.97505 | -0.48079 | 12.3605
68 | -0.027735 | -0.0069589 | 0.027743 | 0.0069638 | 7.8149e-06 | 4.8465e-06 | 0.041638 | 0.041638 | 0.041638 | 0.99124 | -0.16722 | 0.99154 | -0.16131 | 11.4391
69 | 0.024666 | 0.0061898 | -0.024654 | -0.0061823 | 1.2146e-05 | 7.4692e-06 | 0.037031 | 0.037031 | 0.037031 | 0.99124 | -0.16722 | 0.9907 | -0.17755 | 10.1735
70 | -0.03107 | -0.0077976 | 0.031095 | 0.0078133 | 2.5271e-05 | 1.5773e-05 | 0.046631 | 0.046631 | 0.046631 | 0.99154 | -0.16131 | 0.99242 | -0.14427 | 12.8107
71 | 0.022397 | 0.0056166 | -0.022397 | -0.0056165 | 1.0701e-07 | 6.5238e-08 | 0.033641 | 0.033641 | 0.033641 | 0.9907 | -0.17755 | 0.9907 | -0.17765 | 9.2421
72 | -0.13288 | -0.033858 | 0.13292 | 0.033882 | 3.7903e-05 | 2.3962e-05 | 0.19944 | 0.19944 | 0.19944 | 0.99242 | -0.14427 | 0.99273 | -0.13836 | 18.2637
73 | 0.10179 | 0.026045 | -0.10171 | -0.025995 | 7.9346e-05 | 4.9728e-05 | 0.15281 | 0.15281 | 0.15281 | 0.99242 | -0.14427 | 0.99158 | -0.16038 | 13.9935
74 | 0.017639 | 0.004424 | -0.017632 | -0.0044199 | 6.8787e-06 | 4.066e-06 | 0.026494 | 0.026494 | 0.026494 | 0.9907 | -0.17765 | 0.99028 | -0.18583 | 7.2787
75 | -0.13628 | -0.034725 | 0.13646 | 0.034836 | 0.00017545 | 0.00011098 | 0.20448 | 0.20448 | 0.20448 | 0.99273 | -0.13836 | 0.99413 | -0.11171 | 18.7253
76 | 0.098977 | 0.02531 | -0.098944 | -0.025289 | 3.3249e-05 | 2.0814e-05 | 0.14871 | 0.14871 | 0.14871 | 0.99158 | -0.16038 | 0.99121 | -0.16733 | 13.6182
77 | 0.015144 | 0.0037963 | -0.015142 | -0.0037953 | 1.792e-06 | 1.0282e-06 | 0.022756 | 0.022756 | 0.022756 | 0.99028 | -0.18583 | 0.99015 | -0.18832 | 6.2516
78 | 0.098027 | 0.02506 | -0.097995 | -0.02504 | 3.1623e-05 | 1.9788e-05 | 0.14733 | 0.14733 | 0.14733 | 0.99121 | -0.16733 | 0.99086 | -0.174 | 13.4921
79 | 0.010439 | 0.0026165 | -0.010437 | -0.0026156 | 1.7922e-06 | 8.9729e-07 | 0.015687 | 0.015687 | 0.015687 | 0.99015 | -0.18832 | 0.98996 | -0.19192 | 4.3097
80 | 0.0039278 | 0.00098436 | -0.0039277 | -0.00098438 | 8.0397e-08 | -2.7626e-08 | 0.0059039 | 0.0059039 | 0.0059039 | 0.98996 | -0.19192 | 0.98994 | -0.19235 | 1.622
81 | 0.096405 | 0.024641 | -0.09638 | -0.024626 | 2.437e-05 | 1.5238e-05 | 0.14495 | 0.14495 | 0.14495 | 0.99086 | -0.174 | 0.99059 | -0.17923 | 13.2735
82 | 0.094663 | 0.024196 | -0.094536 | -0.024116 | 0.00012688 | 7.9271e-05 | 0.14237 | 0.14237 | 0.14237 | 0.99059 | -0.17923 | 0.98914 | -0.20698 | 13.0372
83 | 0.0047456 | 0.001188 | -0.0047444 | -0.001188 | 1.1265e-06 | -3.549e-08 | 0.0071385 | 0.0071388 | 0.0071388 | 0.98914 | -0.20698 | 0.98888 | -0.21196 | 1.9612
84 | 0.026549 | 0.006668 | -0.026541 | -0.0066642 | 8.3059e-06 | 3.7808e-06 | 0.040381 | 0.040381 | 0.040381 | 0.97846 | -0.41599 | 0.97812 | -0.42255 | 3.6979
85 | 0.045585 | 0.011444 | -0.045557 | -0.011426 | 2.8845e-05 | 1.8247e-05 | 0.068287 | 0.068287 | 0.068287 | 0.99344 | -0.12506 | 0.99276 | -0.13833 | 18.7601
86 | 0.040982 | 0.010279 | -0.04096 | -0.010266 | 2.193e-05 | 1.3835e-05 | 0.06143 | 0.06143 | 0.06143 | 0.99276 | -0.13833 | 0.99218 | -0.14956 | 16.8764
87 | 0.0024018 | 0.00060091 | -0.0024013 | -0.00060182 | 4.6249e-07 | -9.1524e-07 | 0.0036137 | 0.0036141 | 0.0036141 | 0.98888 | -0.21196 | 0.98868 | -0.21601 | 0.99289
88 | 0.0053503 | 0.0013299 | -0.0053495 | -0.0013298 | 8.5137e-07 | 1.251e-07 | 0.0081868 | 0.0081869 | 0.0081869 | 0.972 | -0.54354 | 0.97183 | -0.5469 | 2.2492
89 | -0.0059676 | -0.0014846 | 0.0059731 | 0.001486 | 5.4315e-06 | 1.321e-06 | 0.0091318 | 0.0091311 | 0.0091318 | 0.972 | -0.54354 | 0.97296 | -0.52433 | 2.5087
90 | 0.00031897 | 7.549e-05 | -0.00031896 | -7.6254e-05 | 5.5078e-09 | -7.6393e-07 | 0.00048682 | 0.00048709 | 0.00048709 | 0.97183 | -0.5469 | 0.97181 | -0.54728 | 0.13382
91 | 0.0050305 | 0.0012543 | -0.0050302 | -0.0012543 | 3.1137e-07 | 2.5775e-08 | 0.0077001 | 0.0077002 | 0.0077002 | 0.97183 | -0.5469 | 0.97176 | -0.5482 | 2.1154
92 | -0.0065519 | -0.0016307 | 0.0065522 | 0.0016308 | 3.0273e-07 | 9.3805e-08 | 0.010016 | 0.010016 | 0.010016 | 0.97296 | -0.52433 | 0.97301 | -0.52336 | 2.7517
93 | 0.00057878 | 0.00014473 | -0.00057877 | -0.00014505 | 7.8994e-09 | -3.2888e-07 | 0.00088505 | 0.00088517 | 0.00088517 | 0.97296 | -0.52433 | 0.97295 | -0.52462 | 0.24318
94 | 0.00031896 | 7.6254e-05 | -0.00031895 | -7.7502e-05 | 9.0098e-09 | -1.2478e-06 | 0.00048709 | 0.00048752 | 0.00048752 | 0.97181 | -0.54728 | 0.97178 | -0.54789 | 0.13394
95 | 0.0046666 | 0.0011632 | -0.0046663 | -0.0011632 | 2.3613e-07 | -1.743e-09 | 0.0071434 | 0.0071435 | 0.0071435 | 0.97176 | -0.5482 | 0.97171 | -0.54927 | 1.9625
96 | -0.015594 | -0.003893 | 0.015596 | 0.003894 | 1.7871e-06 | 1.0396e-06 | 0.023842 | 0.023842 | 0.023842 | 0.97301 | -0.52336 | 0.97313 | -0.52095 | 6.55
97 | 0.0090416 | 0.0022622 | -0.0090401 | -0.0022615 | 1.4875e-06 | 6.9428e-07 | 0.013826 | 0.013826 | 0.013826 | 0.97301 | -0.52336 | 0.97284 | -0.52682 | 3.7983
98 | 0.00031895 | 7.7502e-05 | -0.00031894 | -7.9933e-05 | 1.7605e-08 | -2.4314e-06 | 0.00048752 | 0.00048839 | 0.00048839 | 0.97178 | -0.54789 | 0.97172 | -0.54906 | 0.13417
99 | 0.0046663 | 0.0011632 | -0.0046655 | -0.0011632 | 8.3677e-07 | -6.0218e-09 | 0.0071435 | 0.0071437 | 0.0071437 | 0.97171 | -0.54927 | 0.97152 | -0.55305 | 1.9625
100 | -0.016252 | -0.0040585 | 0.016254 | 0.00406 | 2.5237e-06 | 1.4797e-06 | 0.024845 | 0.024845 | 0.024845 | 0.97313 | -0.52095 | 0.9733 | -0.51768 | 6.8257
101 | 0.0087207 | 0.0021814 | -0.0087194 | -0.0021809 | 1.3146e-06 | 5.9671e-07 | 0.013337 | 0.013337 | 0.013337 | 0.97284 | -0.52682 | 0.97268 | -0.52999 | 3.6641
102 | -0.0024127 | -0.00060212 | 0.0024128 | 0.00060188 | 1.3236e-07 | -2.3545e-07 | 0.0036947 | 0.0036946 | 0.0036947 | 0.97146 | -0.55421 | 0.97152 | -0.55305 | 1.015
103 | 0.001117 | 0.00027739 | -0.0011168 | -0.00027953 | 2.012e-07 | -2.1414e-06 | 0.00171 | 0.0017109 | 0.0017109 | 0.97146 | -0.55421 | 0.97127 | -0.558 | 0.47002
104 | 0.001817 | 0.00045209 | -0.0018165 | -0.00045402 | 5.345e-07 | -1.9373e-06 | 0.0027818 | 0.0027826 | 0.0027826 | 0.97152 | -0.55305 | 0.97121 | -0.55925 | 0.76446
105 | 0.00070904 | 0.00017734 | -0.00070903 | -0.0001777 | 1.3265e-08 | -3.6255e-07 | 0.0010861 | 0.0010863 | 0.0010863 | 0.97127 | -0.558 | 0.97125 | -0.5584 | 0.29843
106 | -0.017715 | -0.004426 | 0.017721 | 0.0044295 | 5.8962e-06 | 3.507e-06 | 0.027078 | 0.027078 | 0.027078 | 0.9733 | -0.51768 | 0.97365 | -0.51068 | 7.439
107 | 0.0080629 | 0.0020163 | -0.0080618 | -0.0020159 | 1.0992e-06 | 4.6434e-07 | 0.012333 | 0.012333 | 0.012333 | 0.97268 | -0.52999 | 0.97253 | -0.53285 | 3.3883
108 | 0.00079994 | 0.00019926 | -0.00079993 | -0.00019948 | 1.0286e-08 | -2.1953e-07 | 0.0012252 | 0.0012252 | 0.0012252 | 0.97121 | -0.55925 | 0.97119 | -0.55952 | 0.33661
109 | 0.00029286 | 7.2396e-05 | -0.00029286 | -7.2711e-05 | 1.9264e-09 | -3.1493e-07 | 0.00044835 | 0.00044846 | 0.00044846 | 0.97119 | -0.55952 | 0.97119 | -0.55966 | 0.1232
110 | 0.00029286 | 7.2711e-05 | -0.00029285 | -7.3105e-05 | 2.4081e-09 | -3.9344e-07 | 0.00044846 | 0.0004486 | 0.0004486 | 0.97119 | -0.55966 | 0.97118 | -0.55983 | 0.12324
111 | -0.0056717 | -0.0014199 | 0.0056735 | 0.0014202 | 1.8668e-06 | 3.6571e-07 | 0.0086554 | 0.0086551 | 0.0086554 | 0.975 | -0.48414 | 0.97535 | -0.47723 | 2.3779
112 | 0.0056717 | 0.0014199 | -0.0056708 | -0.0014197 | 8.8114e-07 | 1.7284e-07 | 0.0086554 | 0.0086556 | 0.0086556 | 0.975 | -0.48414 | 0.97483 | -0.48741 | 2.3779
113 | -0.025097 | -0.0062842 | 0.025156 | 0.0063165 | 5.8745e-05 | 3.2248e-05 | 0.038287 | 0.038285 | 0.038287 | 0.97535 | -0.47723 | 0.97784 | -0.42817 | 5.2592
114 | 0.019283 | 0.0048286 | -0.019268 | -0.0048213 | 1.5112e-05 | 7.3491e-06 | 0.029417 | 0.029418 | 0.029418 | 0.97535 | -0.47723 | 0.97451 | -0.4937 | 4.0409
115 | 0.0053526 | 0.00134 | -0.0053524 | -0.0013399 | 2.1221e-07 | 3.0119e-08 | 0.0081698 | 0.0081699 | 0.0081699 | 0.97483 | -0.48741 | 0.97479 | -0.48824 | 2.2445
116 | 0.00034417 | 8.5856e-05 | -0.00034417 | -8.6257e-05 | 3.3474e-09 | -4.0084e-07 | 0.00052532 | 0.00052547 | 0.00052547 | 0.97463 | -0.49143 | 0.97462 | -0.49164 | 0.14436
117 | 0.0044054 | 0.0011031 | -0.0044031 | -0.0011033 | 2.2694e-06 | -2.1376e-07 | 0.0067256 | 0.0067262 | 0.0067262 | 0.97463 | -0.49143 | 0.97408 | -0.50225 | 1.8479
118 | -0.0051927 | -0.0013 | 0.0051934 | 0.0013001 | 6.3074e-07 | 7.01e-08 | 0.0079276 | 0.0079274 | 0.0079276 | 0.97463 | -0.49143 | 0.97476 | -0.48888 | 2.1779
119 | 0.0036598 | 0.00091701 | -0.0036595 | -0.00091714 | 3.2613e-07 | -1.376e-07 | 0.0055907 | 0.0055908 | 0.0055908 | 0.97408 | -0.50225 | 0.97398 | -0.50412 | 1.5359
120 | -0.0053522 | -0.0013399 | 0.0053524 | 0.0013399 | 1.6316e-07 | 2.3163e-08 | 0.0081699 | 0.0081699 | 0.0081699 | 0.97476 | -0.48888 | 0.97479 | -0.48824 | 2.2445
121 | 0.0012558 | 0.00031426 | -0.0012558 | -0.00031453 | 3.2249e-08 | -2.6725e-07 | 0.0019232 | 0.0019233 | 0.0019233 | 0.97154 | -0.55252 | 0.97151 | -0.55306 | 0.52839
122 | -0.0016997 | -0.0004255 | 0.0017001 | 0.00042385 | 3.895e-07 | -1.6499e-06 | 0.002603 | 0.0026024 | 0.002603 | 0.97154 | -0.55252 | 0.97178 | -0.5477 | 0.71512
123 | 0.00077277 | 0.00019347 | -0.00077276 | -0.00019367 | 8.5892e-09 | -1.9696e-07 | 0.0011835 | 0.0011836 | 0.0011836 | 0.97151 | -0.55306 | 0.9715 | -0.5533 | 0.32517
124 | 0.0056843 | 0.0014215 | -0.0056828 | -0.0014212 | 1.4463e-06 | 2.9492e-07 | 0.0087028 | 0.008703 | 0.008703 | 0.97178 | -0.5477 | 0.97151 | -0.55305 | 2.3909
125 | -0.0073843 | -0.0018454 | 0.0073895 | 0.0018474 | 5.2146e-06 | 1.9883e-06 | 0.011305 | 0.011305 | 0.011305 | 0.97178 | -0.5477 | 0.97253 | -0.53285 | 3.1058
126 | 0.0056828 | 0.0014212 | -0.0056816 | -0.001421 | 1.1966e-06 | 2.443e-07 | 0.008703 | 0.0087032 | 0.0087032 | 0.97151 | -0.55305 | 0.97129 | -0.55748 | 2.391
127 | -0.00087802 | -0.00021964 | 0.00087806 | 0.00021899 | 3.6532e-08 | -6.5207e-07 | 0.0013406 | 0.0013404 | 0.0013406 | 0.97447 | -0.49458 | 0.97451 | -0.4937 | 0.3683
128 | 0.00087802 | 0.00021964 | -0.000878 | -0.00021993 | 1.6019e-08 | -2.8583e-07 | 0.0013406 | 0.0013407 | 0.0013407 | 0.97447 | -0.49458 | 0.97445 | -0.49496 | 0.36832
129 | 0.01839 | 0.0046023 | -0.018375 | -0.0045934 | 1.4843e-05 | 8.8747e-06 | 0.028077 | 0.028078 | 0.028078 | 0.97451 | -0.4937 | 0.97365 | -0.51068 | 7.7136
130 | 0.0004389 | 0.00010988 | -0.0004389 | -0.00011 | 1.6166e-09 | -1.1853e-07 | 0.00067017 | 0.00067022 | 0.00067022 | 0.97445 | -0.49496 | 0.97444 | -0.49504 | 0.18413
131 | 0.0030268 | 0.00075562 | -0.0030262 | -0.00075614 | 5.767e-07 | -5.163e-07 | 0.0046359 | 0.0046362 | 0.0046362 | 0.97129 | -0.55748 | 0.97109 | -0.56149 | 1.2737
132 | 0.0030262 | 0.00075614 | -0.0030252 | -0.00075702 | 9.8395e-07 | -8.7977e-07 | 0.0046362 | 0.0046368 | 0.0046368 | 0.97109 | -0.56149 | 0.97074 | -0.56833 | 1.2738
133 | 0.0030252 | 0.00075702 | -0.0030242 | -0.00075793 | 1.0203e-06 | -9.1073e-07 | 0.0046368 | 0.0046373 | 0.0046373 | 0.97074 | -0.56833 | 0.97039 | -0.57541 | 1.274
134 | -0.025642 | -0.0064377 | 0.025649 | 0.0064408 | 6.8794e-06 | 3.0425e-06 | 0.039025 | 0.039025 | 0.039025 | 0.97784 | -0.42817 | 0.97812 | -0.42255 | 3.5737
135 | 0.00029538 | 7.339e-05 | -0.00029538 | -7.4028e-05 | 3.8667e-09 | -6.3803e-07 | 0.00044926 | 0.00044949 | 0.00044949 | 0.97784 | -0.42817 | 0.97782 | -0.42845 | 0.12349
136 | -0.00029285 | -7.3396e-05 | 0.00029285 | 7.3105e-05 | 1.7841e-09 | -2.9132e-07 | 0.00044871 | 0.0004486 | 0.00044871 | 0.97117 | -0.55996 | 0.97118 | -0.55983 | 0.12327

## res_trafo
| p_hv_mw | q_hv_mvar | p_lv_mw | q_lv_mvar | pl_mw | ql_mvar | i_hv_ka | i_lv_ka | vm_hv_pu | va_hv_degree | vm_lv_pu | va_lv_degree | loading_percent
0 | -1.2729e-15 | -1.3162e-15 | 0.00165 | 1.2699e-07 | 0.00165 | 1.2699e-07 | 5.2857e-17 | 0.0023815 | 0.99998 | 149.9956 | 1 | 0 | 0.2619

## res_ext_grid
| p_mw | q_mvar
0 | 0.42012 | 0.1067

## res_load
| p_mw | q_mvar
0 | 0.0014939 | 0.00037441
1 | 0.00072528 | 0.00018177
2 | 0.006431 | 0.0016118
3 | 0.0049038 | 0.001229
4 | 0.0025934 | 0.00064996
5 | 0.0039292 | 0.00098474
6 | 0.0047945 | 0.0012016
7 | 0.0058986 | 0.0014783
8 | 0.0042625 | 0.0010683
9 | 0.0016444 | 0.00041213
10 | 0.0075636 | 0.0018956
11 | 0.011712 | 0.0029353
12 | 0.025437 | 0.0063752
13 | 0.015984 | 0.0040059
14 | 0.010108 | 0.0025334
15 | 0.013829 | 0.003466
16 | 0.00090912 | 0.00022785
17 | 0.0052292 | 0.0013106
18 | 0.0035235 | 0.00088306
19 | 0.003812 | 0.00095538
20 | 0.0052941 | 0.0013268
21 | 0.0078712 | 0.0019727
22 | 0.017339 | 0.0043455
23 | 0.0021978 | 0.00055081
24 | 0.0021541 | 0.00053987
25 | 0.002924 | 0.00073283
26 | 0.00094057 | 0.00023573
27 | 0.00018931 | 4.7446e-05
28 | 0.0032852 | 0.00082334
29 | 0.01593 | 0.0039925
30 | 0.0040831 | 0.0010233
31 | 0.0065373 | 0.0016384
32 | 0.0081843 | 0.0020512
33 | 0.0029328 | 0.00073502
34 | 0.0022332 | 0.0005597
35 | 0.0068207 | 0.0017094
36 | 0.0045924 | 0.001151
37 | 0.0042616 | 0.0010681
38 | 0.0029559 | 0.00074081
39 | 0.0046322 | 0.0011609
40 | 0.0048763 | 0.0012221
41 | 0.0020701 | 0.00051881
42 | 0.0025735 | 0.00064497
43 | 0.00067998 | 0.00017042
44 | 0.0069054 | 0.0017307
45 | 0.0031656 | 0.00079338
46 | 0.0026254 | 0.000658
47 | 0.0018002 | 0.00045117
48 | 0.0032146 | 0.00080565
49 | 0.0030689 | 0.00076914
50 | 0.0033269 | 0.0008338
51 | 0.0022572 | 0.0005657
52 | 0.0047583 | 0.0011925
53 | 0.003363 | 0.00084285
54 | 0.0027311 | 0.00068449
55 | 0.0024881 | 0.00062359
56 | 0.0067266 | 0.0016858
57 | 0.00091717 | 0.00022986
58 | 0.0047033 | 0.0011788
59 | 0.0065089 | 0.0016313
60 | 0.0039277 | 0.00098438
61 | 0.0015901 | 0.00039853
62 | 0.0017177 | 0.00043051
63 | 0.0084637 | 0.0021212
64 | 0.0050595 | 0.001268
65 | 0.0004162 | 0.00010431
66 | 0.0067118 | 0.0016821
67 | 0.0045745 | 0.0011465
68 | 0.04096 | 0.010266
69 | 0.0023427 | 0.00058713
70 | 0.0024013 | 0.00060182
71 | 0.00061732 | 0.00015472
72 | 0.00036362 | 9.1131e-05
73 | 0.00057877 | 0.00014505
74 | 0.00065629 | 0.00016448
75 | 0.00031943 | 8.0056e-05
76 | 0.0012957 | 0.00032473
77 | 0.00043568 | 0.00010919
78 | 0.00040777 | 0.0001022
79 | 0.0014603 | 0.00036598
80 | 0.00065644 | 0.00016452
81 | 0.0010165 | 0.00025477
82 | 0.00050707 | 0.00012708
83 | 0.00070903 | 0.0001777
84 | 0.00031894 | 7.9933e-05
85 | 0.00014102 | 3.5343e-05
86 | 0.00031821 | 7.9751e-05
87 | 0.00044318 | 0.00011107
88 | 0.00034417 | 8.6257e-05
89 | 0.00074334 | 0.0001863
90 | 0.00015883 | 3.9806e-05
91 | 0.00044386 | 0.00011124
92 | 0.00048301 | 0.00012105
93 | 0.00077276 | 0.00019367
94 | 0.00067229 | 0.00016849
95 | 0.0004391 | 0.00011005
96 | 0.0026549 | 0.00066538
97 | 0.0036595 | 0.00091714
98 | 0.0030242 | 0.00075793
99 | 0.0004389 | 0.00011
100 | 0.00065415 | 0.00016395
101 | 0.00019102 | 4.7874e-05
102 | 0.00029285 | 7.3396e-05
103 | 0.00089165 | 0.00022347
104 | 0.00029538 | 7.4028e-05

## dtypes
| element | column | dtype
0 | bus | name | object
1 | bus | vn_kv | float64
2 | bus | type | object
3 | bus | zone | object
4 | bus | in_service | bool
5 | load | name | object
6 | load | bus | uint32
7 | load | p_mw | float64
8 | load | q_mvar | float64
9 | load | const_z_percent | float64
10 | load | const_i_percent | float64
11 | load | sn_mva | float64
12 | load | scaling | float64
13 | load | in_service | bool
14 | load | type | object
15 | ext_grid | name | object
16 | ext_grid | bus | uint32
17 | ext_grid | vm_pu | float64
18 | ext_grid | va_degree | float64
19 | ext_grid | slack_weight | float64
20 | ext_grid | in_service | bool
21 | line | name | object
22 | line | std_type | object
23 | line | from_bus | uint32
24 | line | to_bus | uint32
25 | line | length_km | float64
26 | line | r_ohm_per_km | float64
27 | line | x_ohm_per_km | float64
28 | line | c_nf_per_km | float64
29 | line | g_us_per_km | float64
30 | line | max_i_ka | float64
31 | line | df | float64
32 | line | parallel | uint32
33 | line | type | object
34 | line | in_service | bool
35 | trafo | name | object
36 | trafo | std_type | object
37 | trafo | hv_bus | uint32
38 | trafo | lv_bus | uint32
39 | trafo | sn_mva | float64
40 | trafo | vn_hv_kv | float64
41 | trafo | vn_lv_kv | float64
42 | trafo | vk_percent | float64
43 | trafo | vkr_percent | float64
44 | trafo | pfe_kw | float64
45 | trafo | i0_percent | float64
46 | trafo | shift_degree | float64
47 | trafo | tap_side | object
48 | trafo | tap_neutral | int32
49 | trafo | tap_min | int32
50 | trafo | tap_max | int32
51 | trafo | tap_step_percent | float64
52 | trafo | tap_step_degree | float64
53 | trafo | tap_pos | int32
54 | trafo | tap_phase_shifter | bool
55 | trafo | parallel | uint32
56 | trafo | df | float64
57 | trafo | in_service | bool
58 | line_geodata | coords | object
59 | bus_geodata | x | float64
60 | bus_geodata | y | float64
61 | bus_geodata | coords | object
62 | res_bus | vm_pu | float64
63 | res_bus | va_degree | float64
64 | res_bus | p_mw | float64
65 | res_bus | q_mvar | float64
66 | res_line | p_from_mw | float64
67 | res_line | q_from_mvar | float64
68 | res_line | p_to_mw | float64
69 | res_line | q_to_mvar | float64
70 | res_line | pl_mw | float64
71 | res_line | ql_mvar | float64
72 | res_line | i_from_ka | float64
73 | res_line | i_to_ka | float64
74 | res_line | i_ka | float64
75 | res_line | vm_from_pu | float64
76 | res_line | va_from_degree | float64
77 | res_line | vm_to_pu | float64
78 | res_line | va_to_degree | float64
79 | res_line | loading_percent | float64
80 | res_trafo | p_hv_mw | float64
81 | res_trafo | q_hv_mvar | float64
82 | res_trafo | p_lv_mw | float64
83 | res_trafo | q_lv_mvar | float64
84 | res_trafo | pl_mw | float64
85 | res_trafo | ql_mvar | float64
86 | res_trafo | i_hv_ka | float64
87 | res_trafo | i_lv_ka | float64
88 | res_trafo | vm_hv_pu | float64
89 | res_trafo | va_hv_degree | float64
90 | res_trafo | vm_lv_pu | float64
91 | res_trafo | va_lv_degree | float64
92 | res_trafo | loading_percent | float64
93 | res_ext_grid | p_mw | float64
94 | res_ext_grid | q_mvar | float64
95 | res_load | p_mw | float64
96 | res_load | q_mvar | float64

## parameters
| version | format_version | converged | OPF_converged | name | f_hz | sn_mva
0 | 2.14.6 | 2.14.0 | TRUE | FALSE |  | 50 | 1