## bus
| name | vn_kv | type | zone | in_service
0 | bus_LV_1709-11_0_2_node_0 | 0.4 | n |  | TRUE
1 | bus_LV_1709-11_0_2_node_1 | 0.4 | n |  | TRUE
2 | bus_LV_1709-11_0_2_node_2 | 0.4 | n |  | TRUE
3 | bus_LV_1709-11_0_2_node_3 | 0.4 | n |  | TRUE
4 | bus_LV_1709-11_0_2_node_40 | 0.4 | n |  | TRUE
5 | bus_LV_1709-11_0_2_node_57 | 0.4 | n |  | TRUE
6 | bus_LV_1709-11_0_2_node_39 | 0.4 | n |  | TRUE
7 | bus_LV_1709-11_0_2_node_128 | 0.4 | n |  | TRUE
8 | bus_LV_1709-11_0_2_node_12 | 0.4 | n |  | TRUE
9 | bus_LV_1709-11_0_2_node_58 | 0.4 | n |  | TRUE
10 | bus_LV_1709-11_0_2_node_4 | 0.4 | n |  | TRUE
11 | bus_LV_1709-11_0_2_node_5 | 0.4 | n |  | TRUE
12 | bus_LV_1709-11_0_2_node_6 | 0.4 | n |  | TRUE
13 | bus_LV_1709-11_0_2_node_7 | 0.4 | n |  | TRUE
14 | bus_LV_1709-11_0_2_node_100 | 0.4 | n |  | TRUE
15 | bus_LV_1709-11_0_2_node_113 | 0.4 | n |  | TRUE
16 | bus_LV_1709-11_0_2_node_116 | 0.4 | n |  | TRUE
17 | bus_LV_1709-11_0_2_node_112 | 0.4 | n |  | TRUE
18 | bus_LV_1709-11_0_2_node_8 | 0.4 | n |  | TRUE
19 | bus_LV_1709-11_0_2_node_9 | 0.4 | n |  | TRUE
20 | bus_LV_1709-11_0_2_node_10 | 0.4 | n |  | TRUE
21 | bus_LV_1709-11_0_2_node_11 | 0.4 | n |  | TRUE
22 | bus_LV_1709-11_0_2_node_93 | 0.4 | n |  | TRUE
23 | bus_LV_1709-11_0_2_node_135 | 0.4 | n |  | TRUE
24 | bus_LV_1709-11_0_2_node_24 | 0.4 | n |  | TRUE
25 | bus_LV_1709-11_0_2_node_74 | 0.4 | n |  | TRUE
26 | bus_LV_1709-11_0_2_node_131 | 0.4 | n |  | TRUE
27 | bus_LV_1709-11_0_2_node_133 | 0.4 | n |  | TRUE
28 | bus_LV_1709-11_0_2_node_130 | 0.4 | n |  | TRUE
29 | bus_LV_1709-11_0_2_node_132 | 0.4 | n |  | TRUE
30 | bus_LV_1709-11_0_2_node_13 | 0.4 | n |  | TRUE
31 | bus_LV_1709-11_0_2_node_14 | 0.4 | n |  | TRUE
32 | bus_LV_1709-11_0_2_node_15 | 0.4 | n |  | TRUE
33 | bus_LV_1709-11_0_2_node_16 | 0.4 | n |  | TRUE
34 | bus_LV_1709-11_0_2_node_17 | 0.4 | n |  | TRUE
35 | bus_LV_1709-11_0_2_node_18 | 0.4 | n |  | TRUE
36 | bus_LV_1709-11_0_2_node_87 | 0.4 | n |  | TRUE
37 | bus_LV_1709-11_0_2_node_137 | 0.4 | n |  | TRUE
38 | bus_LV_1709-11_0_2_node_46 | 0.4 | n |  | TRUE
39 | bus_LV_1709-11_0_2_node_85 | 0.4 | n |  | TRUE
40 | bus_LV_1709-11_0_2_node_45 | 0.4 | n |  | TRUE
41 | bus_LV_1709-11_0_2_node_118 | 0.4 | n |  | TRUE
42 | bus_LV_1709-11_0_2_node_43 | 0.4 | n |  | TRUE
43 | bus_LV_1709-11_0_2_node_19 | 0.4 | n |  | TRUE
44 | bus_LV_1709-11_0_2_node_20 | 0.4 | n |  | TRUE
45 | bus_LV_1709-11_0_2_node_21 | 0.4 | n |  | TRUE
46 | bus_LV_1709-11_0_2_node_22 | 0.4 | n |  | TRUE
47 | bus_LV_1709-11_0_2_node_23 | 0.4 | n |  | TRUE
48 | bus_LV_1709-11_0_2_node_99 | 0.4 | n |  | TRUE
49 | bus_LV_1709-11_0_2_node_81 | 0.4 | n |  | TRUE
50 | bus_LV_1709-11_0_2_node_76 | 0.4 | n |  | TRUE
51 | bus_LV_1709-11_0_2_node_117 | 0.4 | n |  | TRUE
52 | bus_LV_1709-11_0_2_node_68 | 0.4 | n |  | TRUE
53 | bus_LV_1709-11_0_2_node_77 | 0.4 | n |  | TRUE
54 | bus_LV_1709-11_0_2_node_25 | 0.4 | n |  | TRUE
55 | bus_LV_1709-11_0_2_node_26 | 0.4 | n |  | TRUE
56 | bus_LV_1709-11_0_2_node_27 | 0.4 | n |  | TRUE
57 | bus_LV_1709-11_0_2_node_28 | 0.4 | n |  | TRUE
58 | bus_LV_1709-11_0_2_node_69 | 0.4 | n |  | TRUE
59 | bus_LV_1709-11_0_2_node_66 | 0.4 | n |  | TRUE
60 | bus_LV_1709-11_0_2_node_67 | 0.4 | n |  | TRUE
61 | bus_LV_1709-11_0_2_node_29 | 0.4 | n |  | TRUE
62 | bus_LV_1709-11_0_2_node_30 | 0.4 | n |  | TRUE
63 | bus_LV_1709-11_0_2_node_31 | 0.4 | n |  | TRUE
64 | bus_LV_1709-11_0_2_node_32 | 0.4 | n |  | TRUE
65 | bus_LV_1709-11_0_2_node_33 | 0.4 | n |  | TRUE
66 | bus_LV_1709-11_0_2_node_59 | 0.4 | n |  | TRUE
67 | bus_LV_1709-11_0_2_node_90 | 0.4 | n |  | TRUE
68 | bus_LV_1709-11_0_2_node_37 | 0.4 | n |  | TRUE
69 | bus_LV_1709-11_0_2_node_34 | 0.4 | n |  | TRUE
70 | bus_LV_1709-11_0_2_node_35 | 0.4 | n |  | TRUE
71 | bus_LV_1709-11_0_2_node_36 | 0.4 | n |  | TRUE
72 | bus_LV_1709-11_0_2_node_38 | 0.4 | n |  | TRUE
73 | bus_LV_1709-11_0_2_node_106 | 0.4 | n |  | TRUE
74 | bus_LV_1709-11_0_2_node_114 | 0.4 | n |  | TRUE
75 | bus_LV_1709-11_0_2_node_109 | 0.4 | n |  | TRUE
76 | bus_LV_1709-11_0_2_node_41 | 0.4 | n |  | TRUE
77 | bus_LV_1709-11_0_2_node_42 | 0.4 | n |  | TRUE
78 | bus_LV_1709-11_0_2_node_44 | 0.4 | n |  | TRUE
79 | bus_LV_1709-11_0_2_node_78 | 0.4 | n |  | TRUE
80 | bus_LV_1709-11_0_2_node_79 | 0.4 | n |  | TRUE
81 | bus_LV_1709-11_0_2_node_47 | 0.4 | n |  | TRUE
82 | bus_LV_1709-11_0_2_node_48 | 0.4 | n |  | TRUE
83 | bus_LV_1709-11_0_2_node_49 | 0.4 | n |  | TRUE
84 | bus_LV_1709-11_0_2_node_50 | 0.4 | n |  | TRUE
85 | bus_LV_1709-11_0_2_node_51 | 0.4 | n |  | TRUE
86 | bus_LV_1709-11_0_2_node_82 | 0.4 | n |  | TRUE
87 | bus_LV_1709-11_0_2_node_83 | 0.4 | n |  | TRUE
88 | bus_LV_1709-11_0_2_node_84 | 0.4 | n |  | TRUE
89 | bus_LV_1709-11_0_2_node_52 | 0.4 | n |  | TRUE
90 | bus_LV_1709-11_0_2_node_53 | 0.4 | n |  | TRUE
91 | bus_LV_1709-11_0_2_node_54 | 0.4 | n |  | TRUE
92 | bus_LV_1709-11_0_2_node_55 | 0.4 | n |  | TRUE
93 | bus_LV_1709-11_0_2_node_56 | 0.4 | n |  | TRUE
94 | bus_LV_1709-11_0_2_node_89 | 0.4 | n |  | TRUE
95 | bus_LV_1709-11_0_2_node_101 | 0.4 | n |  | TRUE
96 | bus_LV_1709-11_0_2_node_97 | 0.4 | n |  | TRUE
97 | bus_LV_1709-11_0_2_node_86 | 0.4 | n |  | TRUE
98 | bus_LV_1709-11_0_2_node_65 | 0.4 | n |  | TRUE
99 | bus_LV_1709-11_0_2_node_64 | 0.4 | n |  | TRUE
100 | bus_LV_1709-11_0_2_node_60 | 0.4 | n |  | TRUE
101 | bus_LV_1709-11_0_2_node_61 | 0.4 | n |  | TRUE
102 | bus_LV_1709-11_0_2_node_62 | 0.4 | n |  | TRUE
103 | bus_LV_1709-11_0_2_node_63 | 0.4 | n |  | TRUE
104 | bus_LV_1709-11_0_2_node_102 | 0.4 | n |  | TRUE
105 | bus_LV_1709-11_0_2_node_103 | 0.4 | n |  | TRUE
106 | bus_LV_1709-11_0_2_node_136 | 0.4 | n |  | TRUE
107 | bus_LV_1709-11_0_2_node_119 | 0.4 | n |  | TRUE
108 | bus_LV_1709-11_0_2_node_98 | 0.4 | n |  | TRUE
109 | bus_LV_1709-11_0_2_node_96 | 0.4 | n |  | TRUE
110 | bus_LV_1709-11_0_2_node_70 | 0.4 | n |  | TRUE
111 | bus_LV_1709-11_0_2_node_71 | 0.4 | n |  | TRUE
112 | bus_LV_1709-11_0_2_node_72 | 0.4 | n |  | TRUE
113 | bus_LV_1709-11_0_2_node_73 | 0.4 | n |  | TRUE
114 | bus_LV_1709-11_0_2_node_75 | 0.4 | n |  | TRUE
115 | bus_LV_1709-11_0_2_node_107 | 0.4 | n |  | TRUE
116 | bus_LV_1709-11_0_2_node_111 | 0.4 | n |  | TRUE
117 | bus_LV_1709-11_0_2_node_110 | 0.4 | n |  | TRUE
118 | bus_LV_1709-11_0_2_node_80 | 0.4 | n |  | TRUE
119 | bus_LV_1709-11_0_2_node_94 | 0.4 | n |  | TRUE
120 | bus_LV_1709-11_0_2_node_95 | 0.4 | n |  | TRUE
121 | bus_LV_1709-11_0_2_node_104 | 0.4 | n |  | TRUE
122 | bus_LV_1709-11_0_2_node_105 | 0.4 | n |  | TRUE
123 | bus_LV_1709-11_0_2_node_88 | 0.4 | n |  | TRUE
124 | bus_LV_1709-11_0_2_node_92 | 0.4 | n |  | TRUE
125 | bus_LV_1709-11_0_2_node_122 | 0.4 | n |  | TRUE
126 | bus_LV_1709-11_0_2_node_124 | 0.4 | n |  | TRUE
127 | bus_LV_1709-11_0_2_node_120 | 0.4 | n |  | TRUE
128 | bus_LV_1709-11_0_2_node_123 | 0.4 | n |  | TRUE
129 | bus_LV_1709-11_0_2_node_127 | 0.4 | n |  | TRUE
130 | bus_LV_1709-11_0_2_node_125 | 0.4 | n |  | TRUE
131 | bus_LV_1709-11_0_2_node_126 | 0.4 | n |  | TRUE
132 | bus_LV_1709-11_0_2_node_129 | 0.4 | n |  | TRUE
133 | bus_LV_1709-11_0_2_node_91 | 0.4 | n |  | TRUE
134 | bus_LV_1709-11_0_2_node_121 | 0.4 | n |  | TRUE
135 | bus_LV_1709-11_0_2_node_134 | 0.4 | n |  | TRUE
136 | bus_LV_1709-11_0_2_node_115 | 0.4 | n |  | TRUE
137 | bus_LV_1709-11_0_2_node_108 | 0.4 | n |  | TRUE
138 | bus_MV_25_0_node_37 | 20 | n |  | TRUE

## load
| name | bus | p_mw | q_mvar | const_z_percent | const_i_percent | sn_mva | scaling | in_service | type
0 | LV_1709-11_0_2_load_0 | 0 | 0.0030374 | 0.00076125 | 0 | 0 |  | 1 | TRUE | wye
1 | LV_1709-11_0_2_load_1 | 1 | 0.00019128 | 4.7939e-05 | 0 | 0 |  | 1 | TRUE | wye
2 | LV_1709-11_0_2_load_2 | 2 | 0.0007312 | 0.00018326 | 0 | 0 |  | 1 | TRUE | wye
3 | LV_1709-11_0_2_load_3 | 3 | 0.00072574 | 0.00018189 | 0 | 0 |  | 1 | TRUE | wye
4 | LV_1709-11_0_2_load_40 | 4 | 0.00049972 | 0.00012524 | 0 | 0 |  | 1 | TRUE | wye
5 | LV_1709-11_0_2_load_57 | 5 | 0.00029588 | 7.4154e-05 | 0 | 0 |  | 1 | TRUE | wye
6 | LV_1709-11_0_2_load_39 | 6 | 0.0016916 | 0.00042396 | 0 | 0 |  | 1 | TRUE | wye
7 | LV_1709-11_0_2_load_128 | 7 | 0.001815 | 0.00045488 | 0 | 0 |  | 1 | TRUE | wye
8 | LV_1709-11_0_2_load_12 | 8 | 0.0014988 | 0.00037563 | 0 | 0 |  | 1 | TRUE | wye
9 | LV_1709-11_0_2_load_4 | 10 | 0.0055721 | 0.0013965 | 0 | 0 |  | 1 | TRUE | wye
10 | LV_1709-11_0_2_load_6 | 12 | 0.001127 | 0.00028246 | 0 | 0 |  | 1 | TRUE | wye
11 | LV_1709-11_0_2_load_7 | 13 | 0.0014313 | 0.00035871 | 0 | 0 |  | 1 | TRUE | wye
12 | LV_1709-11_0_2_load_100 | 14 | 0.0039744 | 0.00099608 | 0 | 0 |  | 1 | TRUE | wye
13 | LV_1709-11_0_2_load_116 | 16 | 0.0061985 | 0.0015535 | 0 | 0 |  | 1 | TRUE | wye
14 | LV_1709-11_0_2_load_112 | 17 | 0.0016267 | 0.00040769 | 0 | 0 |  | 1 | TRUE | wye
15 | LV_1709-11_0_2_load_8 | 18 | 0.0050062 | 0.0012547 | 0 | 0 |  | 1 | TRUE | wye
16 | LV_1709-11_0_2_load_9 | 19 | 0.0037309 | 0.00093505 | 0 | 0 |  | 1 | TRUE | wye
17 | LV_1709-11_0_2_load_10 | 20 | 0.0011878 | 0.00029769 | 0 | 0 |  | 1 | TRUE | wye
18 | LV_1709-11_0_2_load_11 | 21 | 0.0016674 | 0.00041788 | 0 | 0 |  | 1 | TRUE | wye
19 | LV_1709-11_0_2_load_93 | 22 | 0.001265 | 0.00031703 | 0 | 0 |  | 1 | TRUE | wye
20 | LV_1709-11_0_2_load_135 | 23 | 0.0012434 | 0.00031163 | 0 | 0 |  | 1 | TRUE | wye
21 | LV_1709-11_0_2_load_24 | 24 | 0.001306 | 0.00032732 | 0 | 0 |  | 1 | TRUE | wye
22 | LV_1709-11_0_2_load_131 | 26 | 0.0013672 | 0.00034265 | 0 | 0 |  | 1 | TRUE | wye
23 | LV_1709-11_0_2_load_133 | 27 | 0.0013783 | 0.00034544 | 0 | 0 |  | 1 | TRUE | wye
24 | LV_1709-11_0_2_load_130 | 28 | 0.0013835 | 0.00034674 | 0 | 0 |  | 1 | TRUE | wye
25 | LV_1709-11_0_2_load_132 | 29 | 0.0017227 | 0.00043175 | 0 | 0 |  | 1 | TRUE | wye
26 | LV_1709-11_0_2_load_13 | 30 | 0.0027743 | 0.00069531 | 0 | 0 |  | 1 | TRUE | wye
27 | LV_1709-11_0_2_load_14 | 31 | 0.0023384 | 0.00058607 | 0 | 0 |  | 1 | TRUE | wye
28 | LV_1709-11_0_2_load_18 | 35 | 0.00039791 | 9.9727e-05 | 0 | 0 |  | 1 | TRUE | wye
29 | LV_1709-11_0_2_load_137 | 37 | 0.001162 | 0.00029122 | 0 | 0 |  | 1 | TRUE | wye
30 | LV_1709-11_0_2_load_46 | 38 | 0.00049157 | 0.0001232 | 0 | 0 |  | 1 | TRUE | wye
31 | LV_1709-11_0_2_load_85 | 39 | 0.0025394 | 0.00063644 | 0 | 0 |  | 1 | TRUE | wye
32 | LV_1709-11_0_2_load_118 | 41 | 0.0048353 | 0.0012119 | 0 | 0 |  | 1 | TRUE | wye
33 | LV_1709-11_0_2_load_19 | 43 | 0.00088552 | 0.00022193 | 0 | 0 |  | 1 | TRUE | wye
34 | LV_1709-11_0_2_load_20 | 44 | 0.00058204 | 0.00014587 | 0 | 0 |  | 1 | TRUE | wye
35 | LV_1709-11_0_2_load_21 | 45 | 0.0028821 | 0.00072233 | 0 | 0 |  | 1 | TRUE | wye
36 | LV_1709-11_0_2_load_23 | 47 | 0.0059622 | 0.0014943 | 0 | 0 |  | 1 | TRUE | wye
37 | LV_1709-11_0_2_load_99 | 48 | 0.0010514 | 0.00026351 | 0 | 0 |  | 1 | TRUE | wye
38 | LV_1709-11_0_2_load_81 | 49 | 0.0015887 | 0.00039818 | 0 | 0 |  | 1 | TRUE | wye
39 | LV_1709-11_0_2_load_76 | 50 | 0.0034575 | 0.00086654 | 0 | 0 |  | 1 | TRUE | wye
40 | LV_1709-11_0_2_load_117 | 51 | 0.00062216 | 0.00015593 | 0 | 0 |  | 1 | TRUE | wye
41 | LV_1709-11_0_2_load_68 | 52 | 0.001337 | 0.00033509 | 0 | 0 |  | 1 | TRUE | wye
42 | LV_1709-11_0_2_load_77 | 53 | 0.0060385 | 0.0015134 | 0 | 0 |  | 1 | TRUE | wye
43 | LV_1709-11_0_2_load_25 | 54 | 0.00064601 | 0.0001619 | 0 | 0 |  | 1 | TRUE | wye
44 | LV_1709-11_0_2_load_26 | 55 | 0.00095461 | 0.00023925 | 0 | 0 |  | 1 | TRUE | wye
45 | LV_1709-11_0_2_load_27 | 56 | 0.0020702 | 0.00051885 | 0 | 0 |  | 1 | TRUE | wye
46 | LV_1709-11_0_2_load_69 | 58 | 0.00085642 | 0.00021464 | 0 | 0 |  | 1 | TRUE | wye
47 | LV_1709-11_0_2_load_66 | 59 | 0.0046966 | 0.0011771 | 0 | 0 |  | 1 | TRUE | wye
48 | LV_1709-11_0_2_load_67 | 60 | 0.0043571 | 0.001092 | 0 | 0 |  | 1 | TRUE | wye
49 | LV_1709-11_0_2_load_29 | 61 | 0.0012646 | 0.00031695 | 0 | 0 |  | 1 | TRUE | wye
50 | LV_1709-11_0_2_load_30 | 62 | 0.0026032 | 0.00065242 | 0 | 0 |  | 1 | TRUE | wye
51 | LV_1709-11_0_2_load_31 | 63 | 0.001581 | 0.00039625 | 0 | 0 |  | 1 | TRUE | wye
52 | LV_1709-11_0_2_load_32 | 64 | 0.0012649 | 0.00031701 | 0 | 0 |  | 1 | TRUE | wye
53 | LV_1709-11_0_2_load_33 | 65 | 0.0015817 | 0.00039642 | 0 | 0 |  | 1 | TRUE | wye
54 | LV_1709-11_0_2_load_59 | 66 | 0.0013129 | 0.00032905 | 0 | 0 |  | 1 | TRUE | wye
55 | LV_1709-11_0_2_load_90 | 67 | 0.0015822 | 0.00039654 | 0 | 0 |  | 1 | TRUE | wye
56 | LV_1709-11_0_2_load_37 | 68 | 0.0011581 | 0.00029025 | 0 | 0 |  | 1 | TRUE | wye
57 | LV_1709-11_0_2_load_34 | 69 | 0.0015232 | 0.00038174 | 0 | 0 |  | 1 | TRUE | wye
58 | LV_1709-11_0_2_load_35 | 70 | 0.0015251 | 0.00038223 | 0 | 0 |  | 1 | TRUE | wye
59 | LV_1709-11_0_2_load_36 | 71 | 0.0015232 | 0.00038174 | 0 | 0 |  | 1 | TRUE | wye
60 | LV_1709-11_0_2_load_38 | 72 | 0.0015246 | 0.0003821 | 0 | 0 |  | 1 | TRUE | wye
61 | LV_1709-11_0_2_load_109 | 75 | 0.0015249 | 0.00038218 | 0 | 0 |  | 1 | TRUE | wye
62 | LV_1709-11_0_2_load_41 | 76 | 0.0033537 | 0.00084051 | 0 | 0 |  | 1 | TRUE | wye
63 | LV_1709-11_0_2_load_42 | 77 | 0.0012461 | 0.0003123 | 0 | 0 |  | 1 | TRUE | wye
64 | LV_1709-11_0_2_load_44 | 78 | 0.00052645 | 0.00013194 | 0 | 0 |  | 1 | TRUE | wye
65 | LV_1709-11_0_2_load_78 | 79 | 0.00091993 | 0.00023056 | 0 | 0 |  | 1 | TRUE | wye
66 | LV_1709-11_0_2_load_47 | 81 | 0.0020093 | 0.00050357 | 0 | 0 |  | 1 | TRUE | wye
67 | LV_1709-11_0_2_load_48 | 82 | 0.0022877 | 0.00057334 | 0 | 0 |  | 1 | TRUE | wye
68 | LV_1709-11_0_2_load_49 | 83 | 0.0053899 | 0.0013508 | 0 | 0 |  | 1 | TRUE | wye
69 | LV_1709-11_0_2_load_50 | 84 | 0.0015814 | 0.00039633 | 0 | 0 |  | 1 | TRUE | wye
70 | LV_1709-11_0_2_load_51 | 85 | 0.003513 | 0.00088044 | 0 | 0 |  | 1 | TRUE | wye
71 | LV_1709-11_0_2_load_83 | 87 | 0.00095313 | 0.00023888 | 0 | 0 |  | 1 | TRUE | wye
72 | LV_1709-11_0_2_load_84 | 88 | 0.00095288 | 0.00023881 | 0 | 0 |  | 1 | TRUE | wye
73 | LV_1709-11_0_2_load_52 | 89 | 0.00058744 | 0.00014723 | 0 | 0 |  | 1 | TRUE | wye
74 | LV_1709-11_0_2_load_53 | 90 | 0.00043209 | 0.00010829 | 0 | 0 |  | 1 | TRUE | wye
75 | LV_1709-11_0_2_load_54 | 91 | 0.0035228 | 0.00088289 | 0 | 0 |  | 1 | TRUE | wye
76 | LV_1709-11_0_2_load_55 | 92 | 0.00084279 | 0.00021122 | 0 | 0 |  | 1 | TRUE | wye
77 | LV_1709-11_0_2_load_56 | 93 | 0.00030342 | 7.6043e-05 | 0 | 0 |  | 1 | TRUE | wye
78 | LV_1709-11_0_2_load_89 | 94 | 0.0021685 | 0.00054348 | 0 | 0 |  | 1 | TRUE | wye
79 | LV_1709-11_0_2_load_101 | 95 | 0.001122 | 0.00028119 | 0 | 0 |  | 1 | TRUE | wye
80 | LV_1709-11_0_2_load_97 | 96 | 0.00015186 | 3.806e-05 | 0 | 0 |  | 1 | TRUE | wye
81 | LV_1709-11_0_2_load_65 | 98 | 0.00080718 | 0.0002023 | 0 | 0 |  | 1 | TRUE | wye
82 | LV_1709-11_0_2_load_64 | 99 | 9.1993e-05 | 2.3056e-05 | 0 | 0 |  | 1 | TRUE | wye
83 | LV_1709-11_0_2_load_60 | 100 | 0.001952 | 0.00048922 | 0 | 0 |  | 1 | TRUE | wye
84 | LV_1709-11_0_2_load_61 | 101 | 0.00030272 | 7.5868e-05 | 0 | 0 |  | 1 | TRUE | wye
85 | LV_1709-11_0_2_load_63 | 103 | 0.00027182 | 6.8126e-05 | 0 | 0 |  | 1 | TRUE | wye
86 | LV_1709-11_0_2_load_102 | 104 | 0.00023251 | 5.8273e-05 | 0 | 0 |  | 1 | TRUE | wye
87 | LV_1709-11_0_2_load_103 | 105 | 0.00017951 | 4.4989e-05 | 0 | 0 |  | 1 | TRUE | wye
88 | LV_1709-11_0_2_load_136 | 106 | 0.00083635 | 0.00020961 | 0 | 0 |  | 1 | TRUE | wye
89 | LV_1709-11_0_2_load_119 | 107 | 0.00041758 | 0.00010466 | 0 | 0 |  | 1 | TRUE | wye
90 | LV_1709-11_0_2_load_98 | 108 | 0.00032242 | 8.0807e-05 | 0 | 0 |  | 1 | TRUE | wye
91 | LV_1709-11_0_2_load_96 | 109 | 0.00020915 | 5.2419e-05 | 0 | 0 |  | 1 | TRUE | wye
92 | LV_1709-11_0_2_load_70 | 110 | 0.0016765 | 0.00042016 | 0 | 0 |  | 1 | TRUE | wye
93 | LV_1709-11_0_2_load_71 | 111 | 0.0016766 | 0.0004202 | 0 | 0 |  | 1 | TRUE | wye
94 | LV_1709-11_0_2_load_73 | 113 | 0.001677 | 0.0004203 | 0 | 0 |  | 1 | TRUE | wye
95 | LV_1709-11_0_2_load_75 | 114 | 0.0016765 | 0.00042016 | 0 | 0 |  | 1 | TRUE | wye
96 | LV_1709-11_0_2_load_107 | 115 | 0.0016765 | 0.00042016 | 0 | 0 |  | 1 | TRUE | wye
97 | LV_1709-11_0_2_load_111 | 116 | 0.0020637 | 0.00051722 | 0 | 0 |  | 1 | TRUE | wye
98 | LV_1709-11_0_2_load_110 | 117 | 0.0016765 | 0.00042016 | 0 | 0 |  | 1 | TRUE | wye
99 | LV_1709-11_0_2_load_80 | 118 | 0.00080213 | 0.00020103 | 0 | 0 |  | 1 | TRUE | wye
100 | LV_1709-11_0_2_load_94 | 119 | 0.00010592 | 2.6545e-05 | 0 | 0 |  | 1 | TRUE | wye
101 | LV_1709-11_0_2_load_95 | 120 | 0.00016338 | 4.0948e-05 | 0 | 0 |  | 1 | TRUE | wye
102 | LV_1709-11_0_2_load_104 | 121 | 0.001127 | 0.00028245 | 0 | 0 |  | 1 | TRUE | wye
103 | LV_1709-11_0_2_load_105 | 122 | 0.00052297 | 0.00013107 | 0 | 0 |  | 1 | TRUE | wye
104 | LV_1709-11_0_2_load_88 | 123 | 0.0027316 | 0.00068461 | 0 | 0 |  | 1 | TRUE | wye
105 | LV_1709-11_0_2_load_92 | 124 | 0.00055702 | 0.0001396 | 0 | 0 |  | 1 | TRUE | wye
106 | LV_1709-11_0_2_load_124 | 126 | 0.0022259 | 0.00055787 | 0 | 0 |  | 1 | TRUE | wye
107 | LV_1709-11_0_2_load_120 | 127 | 0.0087727 | 0.0021987 | 0 | 0 |  | 1 | TRUE | wye
108 | LV_1709-11_0_2_load_125 | 130 | 0.0036349 | 0.00091099 | 0 | 0 |  | 1 | TRUE | wye
109 | LV_1709-11_0_2_load_129 | 132 | 0.0014099 | 0.00035334 | 0 | 0 |  | 1 | TRUE | wye
110 | LV_1709-11_0_2_load_91 | 133 | 0.00062169 | 0.00015581 | 0 | 0 |  | 1 | TRUE | wye
111 | LV_1709-11_0_2_load_134 | 135 | 0.0011931 | 0.00029902 | 0 | 0 |  | 1 | TRUE | wye
112 | LV_1709-11_0_2_load_115 | 136 | 0.0012234 | 0.00030662 | 0 | 0 |  | 1 | TRUE | wye
113 | LV_1709-11_0_2_load_108 | 137 | 0.0015242 | 0.00038201 | 0 | 0 |  | 1 | TRUE | wye

## ext_grid
| name | bus | vm_pu | va_degree | slack_weight | in_service
0 |  | 85 | 1 | 0 | 1 | TRUE

## line
| name | std_type | from_bus | to_bus | length_km | r_ohm_per_km | x_ohm_per_km | c_nf_per_km | g_us_per_km | max_i_ka | df | parallel | type | in_service
0 | LV_1709-11_0_2_line_0 |  | 0 | 1 | 0.073208 | 0.125 | 0.08 | 261 | 0 | 0.364 | 1 | 1 | cs | TRUE
1 | LV_1709-11_0_2_line_1 |  | 0 | 2 | 0.046042 | 0.125 | 0.08 | 261 | 0 | 0.364 | 1 | 1 | cs | TRUE
2 | LV_1709-11_0_2_line_2 |  | 1 | 3 | 0.017683 | 0.125 | 0.08 | 261 | 0 | 0.364 | 1 | 1 | cs | TRUE
3 | LV_1709-11_0_2_line_3 |  | 2 | 4 | 0.1613 | 0.125 | 0.08 | 261 | 0 | 0.364 | 1 | 1 | cs | TRUE
4 | LV_1709-11_0_2_line_4 |  | 3 | 5 | 0.040778 | 0.125 | 0.08 | 261 | 0 | 0.364 | 1 | 1 | cs | TRUE
5 | LV_1709-11_0_2_line_5 |  | 4 | 7 | 0.10269 | 0.125 | 0.08 | 261 | 0 | 0.364 | 1 | 1 | cs | TRUE
6 | LV_1709-11_0_2_line_6 |  | 5 | 9 | 0.1008 | 0.125 | 0.08 | 261 | 0 | 0.364 | 1 | 1 | cs | TRUE
7 | LV_1709-11_0_2_line_7 |  | 6 | 7 | 0.15349 | 0.125 | 0.08 | 261 | 0 | 0.364 | 1 | 1 | cs | TRUE
8 | LV_1709-11_0_2_line_8 |  | 7 | 8 | 0.15909 | 0.125 | 0.08 | 261 | 0 | 0.364 | 1 | 1 | cs | TRUE
9 | LV_1709-11_0_2_line_9 |  | 8 | 20 | 0.041132 | 0.125 | 0.08 | 261 | 0 | 0.364 | 1 | 1 | cs | TRUE
10 | LV_1709-11_0_2_line_10 |  | 9 | 98 | 0.063702 | 0.125 | 0.08 | 261 | 0 | 0.364 | 1 | 1 | cs | TRUE
11 | LV_1709-11_0_2_line_11 |  | 10 | 11 | 0.053528 | 0.125 | 0.08 | 261 | 0 | 0.364 | 1 | 1 | cs | TRUE
12 | LV_1709-11_0_2_line_12 |  | 11 | 12 | 0.034529 | 0.125 | 0.08 | 261 | 0 | 0.364 | 1 | 1 | cs | TRUE
13 | LV_1709-11_0_2_line_13 |  | 11 | 13 | 0.0068842 | 0.125 | 0.08 | 261 | 0 | 0.364 | 1 | 1 | cs | TRUE
14 | LV_1709-11_0_2_line_14 |  | 12 | 14 | 0.036073 | 0.125 | 0.08 | 261 | 0 | 0.364 | 1 | 1 | cs | TRUE
15 | LV_1709-11_0_2_line_15 |  | 13 | 15 | 0.0019373 | 0.125 | 0.08 | 261 | 0 | 0.364 | 1 | 1 | cs | TRUE
16 | LV_1709-11_0_2_line_16 |  | 15 | 16 | 0.037575 | 0.125 | 0.08 | 261 | 0 | 0.364 | 1 | 1 | cs | TRUE
17 | LV_1709-11_0_2_line_17 |  | 15 | 17 | 0.019146 | 0.125 | 0.08 | 261 | 0 | 0.364 | 1 | 1 | cs | TRUE
18 | LV_1709-11_0_2_line_18 |  | 17 | 88 | 0.010107 | 0.125 | 0.08 | 261 | 0 | 0.364 | 1 | 1 | cs | TRUE
19 | LV_1709-11_0_2_line_19 |  | 18 | 19 | 0.013802 | 0.125 | 0.08 | 261 | 0 | 0.364 | 1 | 1 | cs | TRUE
20 | LV_1709-11_0_2_line_20 |  | 18 | 20 | 0.018783 | 0.125 | 0.08 | 261 | 0 | 0.364 | 1 | 1 | cs | TRUE
21 | LV_1709-11_0_2_line_21 |  | 19 | 21 | 0.028585 | 0.125 | 0.08 | 261 | 0 | 0.364 | 1 | 1 | cs | TRUE
22 | LV_1709-11_0_2_line_22 |  | 21 | 24 | 0.011609 | 0.125 | 0.08 | 261 | 0 | 0.364 | 1 | 1 | cs | TRUE
23 | LV_1709-11_0_2_line_23 |  | 22 | 23 | 0.01644 | 0.125 | 0.08 | 261 | 0 | 0.364 | 1 | 1 | cs | TRUE
24 | LV_1709-11_0_2_line_24 |  | 22 | 24 | 0.093841 | 0.125 | 0.08 | 261 | 0 | 0.364 | 1 | 1 | cs | TRUE
25 | LV_1709-11_0_2_line_25 |  | 22 | 25 | 0.019809 | 0.125 | 0.08 | 261 | 0 | 0.364 | 1 | 1 | cs | TRUE
26 | LV_1709-11_0_2_line_26 |  | 23 | 135 | 0.0038316 | 0.125 | 0.08 | 261 | 0 | 0.364 | 1 | 1 | cs | TRUE
27 | LV_1709-11_0_2_line_27 |  | 25 | 112 | 0.048905 | 0.125 | 0.08 | 261 | 0 | 0.364 | 1 | 1 | cs | TRUE
28 | LV_1709-11_0_2_line_28 |  | 26 | 27 | 0.021492 | 0.125 | 0.08 | 261 | 0 | 0.364 | 1 | 1 | cs | TRUE
29 | LV_1709-11_0_2_line_29 |  | 26 | 28 | 0.021499 | 0.125 | 0.08 | 261 | 0 | 0.364 | 1 | 1 | cs | TRUE
30 | LV_1709-11_0_2_line_30 |  | 27 | 135 | 0.022489 | 0.125 | 0.08 | 261 | 0 | 0.364 | 1 | 1 | cs | TRUE
31 | LV_1709-11_0_2_line_31 |  | 28 | 29 | 0.020609 | 0.125 | 0.08 | 261 | 0 | 0.364 | 1 | 1 | cs | TRUE
32 | LV_1709-11_0_2_line_32 |  | 30 | 31 | 0.024713 | 0.125 | 0.08 | 261 | 0 | 0.364 | 1 | 1 | cs | TRUE
33 | LV_1709-11_0_2_line_33 |  | 30 | 32 | 0.047274 | 0.125 | 0.08 | 261 | 0 | 0.364 | 1 | 1 | cs | TRUE
34 | LV_1709-11_0_2_line_34 |  | 31 | 33 | 0.018458 | 0.125 | 0.08 | 261 | 0 | 0.364 | 1 | 1 | cs | TRUE
35 | LV_1709-11_0_2_line_35 |  | 32 | 34 | 0.042422 | 0.125 | 0.08 | 261 | 0 | 0.364 | 1 | 1 | cs | TRUE
36 | LV_1709-11_0_2_line_36 |  | 32 | 35 | 0.0077514 | 0.125 | 0.08 | 261 | 0 | 0.364 | 1 | 1 | cs | TRUE
37 | LV_1709-11_0_2_line_37 |  | 33 | 36 | 0.094587 | 0.125 | 0.08 | 261 | 0 | 0.364 | 1 | 1 | cs | TRUE
38 | LV_1709-11_0_2_line_38 |  | 34 | 37 | 0.045047 | 0.125 | 0.08 | 261 | 0 | 0.364 | 1 | 1 | cs | TRUE
39 | LV_1709-11_0_2_line_39 |  | 35 | 38 | 0.03497 | 0.125 | 0.08 | 261 | 0 | 0.364 | 1 | 1 | cs | TRUE
40 | LV_1709-11_0_2_line_40 |  | 36 | 39 | 0.056184 | 0.125 | 0.08 | 261 | 0 | 0.364 | 1 | 1 | cs | TRUE
41 | LV_1709-11_0_2_line_41 |  | 38 | 42 | 0.018507 | 0.125 | 0.08 | 261 | 0 | 0.364 | 1 | 1 | cs | TRUE
42 | LV_1709-11_0_2_line_42 |  | 39 | 97 | 0.0087325 | 0.125 | 0.08 | 261 | 0 | 0.364 | 1 | 1 | cs | TRUE
43 | LV_1709-11_0_2_line_43 |  | 40 | 41 | 0.073621 | 0.125 | 0.08 | 261 | 0 | 0.364 | 1 | 1 | cs | TRUE
44 | LV_1709-11_0_2_line_44 |  | 40 | 42 | 0.06792 | 0.125 | 0.08 | 261 | 0 | 0.364 | 1 | 1 | cs | TRUE
45 | LV_1709-11_0_2_line_45 |  | 41 | 74 | 0.038731 | 0.125 | 0.08 | 261 | 0 | 0.364 | 1 | 1 | cs | TRUE
46 | LV_1709-11_0_2_line_46 |  | 42 | 76 | 0.036883 | 0.125 | 0.08 | 261 | 0 | 0.364 | 1 | 1 | cs | TRUE
47 | LV_1709-11_0_2_line_47 |  | 43 | 44 | 0.0456 | 0.125 | 0.08 | 261 | 0 | 0.364 | 1 | 1 | cs | TRUE
48 | LV_1709-11_0_2_line_48 |  | 43 | 45 | 0.044498 | 0.125 | 0.08 | 261 | 0 | 0.364 | 1 | 1 | cs | TRUE
49 | LV_1709-11_0_2_line_49 |  | 44 | 46 | 0.039822 | 0.125 | 0.08 | 261 | 0 | 0.364 | 1 | 1 | cs | TRUE
50 | LV_1709-11_0_2_line_50 |  | 45 | 47 | 0.059286 | 0.125 | 0.08 | 261 | 0 | 0.364 | 1 | 1 | cs | TRUE
51 | LV_1709-11_0_2_line_51 |  | 46 | 48 | 0.011871 | 0.125 | 0.08 | 261 | 0 | 0.364 | 1 | 1 | cs | TRUE
52 | LV_1709-11_0_2_line_52 |  | 46 | 49 | 0.023107 | 0.125 | 0.08 | 261 | 0 | 0.364 | 1 | 1 | cs | TRUE
53 | LV_1709-11_0_2_line_53 |  | 47 | 50 | 0.028448 | 0.125 | 0.08 | 261 | 0 | 0.364 | 1 | 1 | cs | TRUE
54 | LV_1709-11_0_2_line_54 |  | 48 | 51 | 0.0068185 | 0.125 | 0.08 | 261 | 0 | 0.364 | 1 | 1 | cs | TRUE
55 | LV_1709-11_0_2_line_55 |  | 49 | 52 | 0.013736 | 0.125 | 0.08 | 261 | 0 | 0.364 | 1 | 1 | cs | TRUE
56 | LV_1709-11_0_2_line_56 |  | 50 | 53 | 0.034635 | 0.125 | 0.08 | 261 | 0 | 0.364 | 1 | 1 | cs | TRUE
57 | LV_1709-11_0_2_line_57 |  | 51 | 136 | 0.026152 | 0.125 | 0.08 | 261 | 0 | 0.364 | 1 | 1 | cs | TRUE
58 | LV_1709-11_0_2_line_58 |  | 52 | 60 | 0.026298 | 0.125 | 0.08 | 261 | 0 | 0.364 | 1 | 1 | cs | TRUE
59 | LV_1709-11_0_2_line_59 |  | 54 | 55 | 0.026576 | 0.125 | 0.08 | 261 | 0 | 0.364 | 1 | 1 | cs | TRUE
60 | LV_1709-11_0_2_line_60 |  | 54 | 56 | 0.0063033 | 0.125 | 0.08 | 261 | 0 | 0.364 | 1 | 1 | cs | TRUE
61 | LV_1709-11_0_2_line_61 |  | 55 | 57 | 0.0064393 | 0.125 | 0.08 | 261 | 0 | 0.364 | 1 | 1 | cs | TRUE
62 | LV_1709-11_0_2_line_62 |  | 57 | 58 | 0.06955 | 0.125 | 0.08 | 261 | 0 | 0.364 | 1 | 1 | cs | TRUE
63 | LV_1709-11_0_2_line_63 |  | 57 | 59 | 0.0071599 | 0.125 | 0.08 | 261 | 0 | 0.364 | 1 | 1 | cs | TRUE
64 | LV_1709-11_0_2_line_64 |  | 59 | 60 | 0.0017755 | 0.125 | 0.08 | 261 | 0 | 0.364 | 1 | 1 | cs | TRUE
65 | LV_1709-11_0_2_line_65 |  | 61 | 62 | 0.0056136 | 0.125 | 0.08 | 261 | 0 | 0.364 | 1 | 1 | cs | TRUE
66 | LV_1709-11_0_2_line_66 |  | 61 | 63 | 0.025139 | 0.125 | 0.08 | 261 | 0 | 0.364 | 1 | 1 | cs | TRUE
67 | LV_1709-11_0_2_line_67 |  | 62 | 64 | 0.019108 | 0.125 | 0.08 | 261 | 0 | 0.364 | 1 | 1 | cs | TRUE
68 | LV_1709-11_0_2_line_68 |  | 63 | 65 | 0.025423 | 0.125 | 0.08 | 261 | 0 | 0.364 | 1 | 1 | cs | TRUE
69 | LV_1709-11_0_2_line_69 |  | 64 | 66 | 0.0092042 | 0.125 | 0.08 | 261 | 0 | 0.364 | 1 | 1 | cs | TRUE
70 | LV_1709-11_0_2_line_70 |  | 65 | 67 | 0.00015921 | 0.125 | 0.08 | 261 | 0 | 0.364 | 1 | 1 | cs | TRUE
71 | LV_1709-11_0_2_line_71 |  | 66 | 68 | 0.0077049 | 0.125 | 0.08 | 261 | 0 | 0.364 | 1 | 1 | cs | TRUE
72 | LV_1709-11_0_2_line_72 |  | 68 | 70 | 0.017822 | 0.125 | 0.08 | 261 | 0 | 0.364 | 1 | 1 | cs | TRUE
73 | LV_1709-11_0_2_line_73 |  | 69 | 70 | 0.00042932 | 0.125 | 0.08 | 261 | 0 | 0.364 | 1 | 1 | cs | TRUE
74 | LV_1709-11_0_2_line_74 |  | 69 | 71 | 0.020985 | 0.125 | 0.08 | 261 | 0 | 0.364 | 1 | 1 | cs | TRUE
75 | LV_1709-11_0_2_line_75 |  | 71 | 72 | 0.00027557 | 0.125 | 0.08 | 261 | 0 | 0.364 | 1 | 1 | cs | TRUE
76 | LV_1709-11_0_2_line_76 |  | 72 | 73 | 0.0132 | 0.125 | 0.08 | 261 | 0 | 0.364 | 1 | 1 | cs | TRUE
77 | LV_1709-11_0_2_line_77 |  | 73 | 74 | 0.044944 | 0.125 | 0.08 | 261 | 0 | 0.364 | 1 | 1 | cs | TRUE
78 | LV_1709-11_0_2_line_78 |  | 73 | 75 | 0.03519 | 0.125 | 0.08 | 261 | 0 | 0.364 | 1 | 1 | cs | TRUE
79 | LV_1709-11_0_2_line_79 |  | 74 | 85 | 0.033612 | 0.125 | 0.08 | 261 | 0 | 0.364 | 1 | 1 | cs | TRUE
80 | LV_1709-11_0_2_line_80 |  | 75 | 137 | 0.0025235 | 0.125 | 0.08 | 261 | 0 | 0.364 | 1 | 1 | cs | TRUE
81 | LV_1709-11_0_2_line_81 |  | 76 | 77 | 0.025833 | 0.125 | 0.08 | 261 | 0 | 0.364 | 1 | 1 | cs | TRUE
82 | LV_1709-11_0_2_line_82 |  | 77 | 78 | 0.0276 | 0.125 | 0.08 | 261 | 0 | 0.364 | 1 | 1 | cs | TRUE
83 | LV_1709-11_0_2_line_83 |  | 78 | 79 | 0.01853 | 0.125 | 0.08 | 261 | 0 | 0.364 | 1 | 1 | cs | TRUE
84 | LV_1709-11_0_2_line_84 |  | 79 | 80 | 0.060839 | 0.125 | 0.08 | 261 | 0 | 0.364 | 1 | 1 | cs | TRUE
85 | LV_1709-11_0_2_line_85 |  | 80 | 118 | 0.035058 | 0.125 | 0.08 | 261 | 0 | 0.364 | 1 | 1 | cs | TRUE
86 | LV_1709-11_0_2_line_86 |  | 81 | 82 | 0.025434 | 0.125 | 0.08 | 261 | 0 | 0.364 | 1 | 1 | cs | TRUE
87 | LV_1709-11_0_2_line_87 |  | 81 | 83 | 0.024393 | 0.125 | 0.08 | 261 | 0 | 0.364 | 1 | 1 | cs | TRUE
88 | LV_1709-11_0_2_line_88 |  | 82 | 84 | 0.021985 | 0.125 | 0.08 | 261 | 0 | 0.364 | 1 | 1 | cs | TRUE
89 | LV_1709-11_0_2_line_89 |  | 83 | 85 | 0.021412 | 0.125 | 0.08 | 261 | 0 | 0.364 | 1 | 1 | cs | TRUE
90 | LV_1709-11_0_2_line_90 |  | 84 | 86 | 0.021885 | 0.125 | 0.08 | 261 | 0 | 0.364 | 1 | 1 | cs | TRUE
91 | LV_1709-11_0_2_line_91 |  | 86 | 87 | 0.036534 | 0.125 | 0.08 | 261 | 0 | 0.364 | 1 | 1 | cs | TRUE
92 | LV_1709-11_0_2_line_92 |  | 86 | 88 | 0.013011 | 0.125 | 0.08 | 261 | 0 | 0.364 | 1 | 1 | cs | TRUE
93 | LV_1709-11_0_2_line_93 |  | 87 | 121 | 0.022351 | 0.125 | 0.08 | 261 | 0 | 0.364 | 1 | 1 | cs | TRUE
94 | LV_1709-11_0_2_line_94 |  | 89 | 90 | 0.023288 | 0.125 | 0.08 | 261 | 0 | 0.364 | 1 | 1 | cs | TRUE
95 | LV_1709-11_0_2_line_95 |  | 89 | 91 | 0.01078 | 0.125 | 0.08 | 261 | 0 | 0.364 | 1 | 1 | cs | TRUE
96 | LV_1709-11_0_2_line_96 |  | 90 | 92 | 0.030383 | 0.125 | 0.08 | 261 | 0 | 0.364 | 1 | 1 | cs | TRUE
97 | LV_1709-11_0_2_line_97 |  | 91 | 93 | 0.039815 | 0.125 | 0.08 | 261 | 0 | 0.364 | 1 | 1 | cs | TRUE
98 | LV_1709-11_0_2_line_98 |  | 93 | 94 | 0.090005 | 0.125 | 0.08 | 261 | 0 | 0.364 | 1 | 1 | cs | TRUE
99 | LV_1709-11_0_2_line_99 |  | 94 | 97 | 0.0061382 | 0.125 | 0.08 | 261 | 0 | 0.364 | 1 | 1 | cs | TRUE
100 | LV_1709-11_0_2_line_100 |  | 95 | 96 | 0.04829 | 0.125 | 0.08 | 261 | 0 | 0.364 | 1 | 1 | cs | TRUE
101 | LV_1709-11_0_2_line_101 |  | 96 | 120 | 0.012807 | 0.125 | 0.08 | 261 | 0 | 0.364 | 1 | 1 | cs | TRUE
102 | LV_1709-11_0_2_line_102 |  | 97 | 123 | 0.053584 | 0.125 | 0.08 | 261 | 0 | 0.364 | 1 | 1 | cs | TRUE
103 | LV_1709-11_0_2_line_103 |  | 98 | 99 | 0.060257 | 0.125 | 0.08 | 261 | 0 | 0.364 | 1 | 1 | cs | TRUE
104 | LV_1709-11_0_2_line_104 |  | 99 | 106 | 0.21525 | 0.125 | 0.08 | 261 | 0 | 0.364 | 1 | 1 | cs | TRUE
105 | LV_1709-11_0_2_line_105 |  | 99 | 103 | 0.041724 | 0.125 | 0.08 | 261 | 0 | 0.364 | 1 | 1 | cs | TRUE
106 | LV_1709-11_0_2_line_106 |  | 100 | 101 | 0.10192 | 0.125 | 0.08 | 261 | 0 | 0.364 | 1 | 1 | cs | TRUE
107 | LV_1709-11_0_2_line_107 |  | 101 | 102 | 0.056342 | 0.125 | 0.08 | 261 | 0 | 0.364 | 1 | 1 | cs | TRUE
108 | LV_1709-11_0_2_line_108 |  | 102 | 104 | 0.070387 | 0.125 | 0.08 | 261 | 0 | 0.364 | 1 | 1 | cs | TRUE
109 | LV_1709-11_0_2_line_109 |  | 102 | 105 | 0.065532 | 0.125 | 0.08 | 261 | 0 | 0.364 | 1 | 1 | cs | TRUE
110 | LV_1709-11_0_2_line_110 |  | 104 | 107 | 0.023592 | 0.125 | 0.08 | 261 | 0 | 0.364 | 1 | 1 | cs | TRUE
111 | LV_1709-11_0_2_line_111 |  | 105 | 106 | 0.017953 | 0.125 | 0.08 | 261 | 0 | 0.364 | 1 | 1 | cs | TRUE
112 | LV_1709-11_0_2_line_112 |  | 107 | 108 | 0.028683 | 0.125 | 0.08 | 261 | 0 | 0.364 | 1 | 1 | cs | TRUE
113 | LV_1709-11_0_2_line_113 |  | 108 | 109 | 0.029254 | 0.125 | 0.08 | 261 | 0 | 0.364 | 1 | 1 | cs | TRUE
114 | LV_1709-11_0_2_line_114 |  | 109 | 119 | 0.069021 | 0.125 | 0.08 | 261 | 0 | 0.364 | 1 | 1 | cs | TRUE
115 | LV_1709-11_0_2_line_115 |  | 110 | 111 | 0.026835 | 0.125 | 0.08 | 261 | 0 | 0.364 | 1 | 1 | cs | TRUE
116 | LV_1709-11_0_2_line_116 |  | 110 | 112 | 0.018098 | 0.125 | 0.08 | 261 | 0 | 0.364 | 1 | 1 | cs | TRUE
117 | LV_1709-11_0_2_line_117 |  | 111 | 113 | 0.02821 | 0.125 | 0.08 | 261 | 0 | 0.364 | 1 | 1 | cs | TRUE
118 | LV_1709-11_0_2_line_118 |  | 112 | 114 | 0.011501 | 0.125 | 0.08 | 261 | 0 | 0.364 | 1 | 1 | cs | TRUE
119 | LV_1709-11_0_2_line_119 |  | 113 | 115 | 0.031306 | 0.125 | 0.08 | 261 | 0 | 0.364 | 1 | 1 | cs | TRUE
120 | LV_1709-11_0_2_line_120 |  | 114 | 116 | 0.0015459 | 0.125 | 0.08 | 261 | 0 | 0.364 | 1 | 1 | cs | TRUE
121 | LV_1709-11_0_2_line_121 |  | 116 | 117 | 0.023699 | 0.125 | 0.08 | 261 | 0 | 0.364 | 1 | 1 | cs | TRUE
122 | LV_1709-11_0_2_line_122 |  | 117 | 137 | 0.0078646 | 0.125 | 0.08 | 261 | 0 | 0.364 | 1 | 1 | cs | TRUE
123 | LV_1709-11_0_2_line_123 |  | 119 | 120 | 0.019516 | 0.125 | 0.08 | 261 | 0 | 0.364 | 1 | 1 | cs | TRUE
124 | LV_1709-11_0_2_line_124 |  | 121 | 122 | 0.0075034 | 0.125 | 0.08 | 261 | 0 | 0.364 | 1 | 1 | cs | TRUE
125 | LV_1709-11_0_2_line_125 |  | 122 | 136 | 0.017667 | 0.125 | 0.08 | 261 | 0 | 0.364 | 1 | 1 | cs | TRUE
126 | LV_1709-11_0_2_line_126 |  | 123 | 124 | 0.031475 | 0.125 | 0.08 | 261 | 0 | 0.364 | 1 | 1 | cs | TRUE
127 | LV_1709-11_0_2_line_127 |  | 124 | 133 | 0.026901 | 0.125 | 0.08 | 261 | 0 | 0.364 | 1 | 1 | cs | TRUE
128 | LV_1709-11_0_2_line_128 |  | 125 | 126 | 0.012825 | 0.125 | 0.08 | 261 | 0 | 0.364 | 1 | 1 | cs | TRUE
129 | LV_1709-11_0_2_line_129 |  | 125 | 127 | 0.024627 | 0.125 | 0.08 | 261 | 0 | 0.364 | 1 | 1 | cs | TRUE
130 | LV_1709-11_0_2_line_130 |  | 126 | 128 | 0.014466 | 0.125 | 0.08 | 261 | 0 | 0.364 | 1 | 1 | cs | TRUE
131 | LV_1709-11_0_2_line_131 |  | 127 | 134 | 0.057824 | 0.125 | 0.08 | 261 | 0 | 0.364 | 1 | 1 | cs | TRUE
132 | LV_1709-11_0_2_line_132 |  | 128 | 129 | 0.13346 | 0.125 | 0.08 | 261 | 0 | 0.364 | 1 | 1 | cs | TRUE
133 | LV_1709-11_0_2_line_133 |  | 129 | 130 | 0.01982 | 0.125 | 0.08 | 261 | 0 | 0.364 | 1 | 1 | cs | TRUE
134 | LV_1709-11_0_2_line_134 |  | 130 | 131 | 0.078595 | 0.125 | 0.08 | 261 | 0 | 0.364 | 1 | 1 | cs | TRUE
135 | LV_1709-11_0_2_line_135 |  | 131 | 132 | 0.076452 | 0.125 | 0.08 | 261 | 0 | 0.364 | 1 | 1 | cs | TRUE
136 | LV_1709-11_0_2_line_136 |  | 133 | 134 | 0.092802 | 0.125 | 0.08 | 261 | 0 | 0.364 | 1 | 1 | cs | TRUE

## trafo
| name | std_type | hv_bus | lv_bus | sn_mva | vn_hv_kv | vn_lv_kv | vk_percent | vkr_percent | pfe_kw | i0_percent | shift_degree | tap_side | tap_neutral | tap_min | tap_max | tap_step_percent | tap_step_degree | tap_pos | tap_phase_shifter | parallel | df | in_service
0 | LV_1709-11_0_2_trafo_51 | 0.63 MVA 20/0.4 kV | 138 | 85 | 0.63 | 20 | 0.4 | 6 | 1.206 | 1.65 | 0.2619 | 150 | hv | 0 | -2 | 2 | 2.5 | 0 | 0 | FALSE | 1 | 1 | TRUE

## line_geodata
| x0 | y0 | x1 | y1 | x2 | y2 | x3 | y3 | x4 | y4 | x5 | y5 | x6 | y6
0 | 2687041.8315 | 1219434.5756 | 2687039.5338 | 1219435.5328 | 2686972.9451 | 1219459.3457
1 | 2687041.8315 | 1219434.5756 | 2687084.333 | 1219416.8711
2 | 2686972.9451 | 1219459.3457 | 2686970.0844 | 1219460.3688 | 2686956.7679 | 1219466.4634
3 | 2687084.333 | 1219416.8711 | 2687235.8484 | 1219361.5426
4 | 2686956.7679 | 1219466.4634 | 2686950.968 | 1219469.1179 | 2686943.0746 | 1219469.1472 | 2686916.6749 | 1219466.7804
5 | 2687235.8484 | 1219361.5426 | 2687337.0239 | 1219343.9906
6 | 2686819.8556 | 1219455.986 | 2686828.4674 | 1219463.9391 | 2686838.6476 | 1219467.3898 | 2686865.5783 | 1219464.0245 | 2686902.335 | 1219465.4948 | 2686916.6749 | 1219466.7804
7 | 2687337.0239 | 1219343.9906 | 2687396.6068 | 1219202.5407
8 | 2687314.8717 | 1219501.5264 | 2687337.0239 | 1219343.9906
9 | 2687314.8717 | 1219501.5264 | 2687308.9459 | 1219505.7666 | 2687299.547 | 1219519.9607 | 2687298.1227 | 1219536.7219
10 | 2686819.8556 | 1219455.986 | 2686818.0298 | 1219495.3193 | 2686823.5423 | 1219513.8789 | 2686825.9138 | 1219518.2416
11 | 2687505.5699 | 1219620.9848 | 2687505.9226 | 1219611.9617 | 2687514.0443 | 1219588.1315 | 2687514.7714 | 1219578.9359 | 2687509.598 | 1219570.2649
12 | 2687505.5699 | 1219620.9848 | 2687515.1537 | 1219614.8881 | 2687537.4232 | 1219608.4883
13 | 2687505.5699 | 1219620.9848 | 2687505.0486 | 1219627.8493
14 | 2687572.0934 | 1219598.5248 | 2687537.4232 | 1219608.4883
15 | 2687504.9018 | 1219629.781 | 2687505.0486 | 1219627.8493
16 | 2687478.508 | 1219605.9217 | 2687498.9518 | 1219616.3623 | 2687504.9018 | 1219629.781
17 | 2687504.9018 | 1219629.781 | 2687508.4242 | 1219648.6001
18 | 2687510.2836 | 1219658.5346 | 2687508.4242 | 1219648.6001
19 | 2687296.5323 | 1219555.4373 | 2687295.3636 | 1219569.1896
20 | 2687296.5323 | 1219555.4373 | 2687298.1227 | 1219536.7219
21 | 2687304.7286 | 1219593.407 | 2687303.7267 | 1219588.4239 | 2687294.42 | 1219580.2932 | 2687295.3636 | 1219569.1896
22 | 2687307.0168 | 1219604.7882 | 2687304.7286 | 1219593.407
23 | 2687332.9396 | 1219697.7163 | 2687316.5055 | 1219698.1483
24 | 2687316.5055 | 1219698.1483 | 2687307.0168 | 1219604.7882
25 | 2687299.122 | 1219705.7805 | 2687309.3475 | 1219698.3364 | 2687316.5055 | 1219698.1483
26 | 2687336.7699 | 1219697.6156 | 2687332.9396 | 1219697.7163
27 | 2687294.0831 | 1219754.4175 | 2687299.122 | 1219705.7805
28 | 2687375.3695 | 1219676.5346 | 2687356.5069 | 1219686.8364
29 | 2687394.2383 | 1219666.2296 | 2687375.3695 | 1219676.5346
30 | 2687336.7699 | 1219697.6156 | 2687336.7699 | 1219697.6156 | 2687356.5069 | 1219686.8364
31 | 2687412.3257 | 1219656.3512 | 2687394.2383 | 1219666.2296
32 | 2687522.6624 | 1220020.8923 | 2687524.4554 | 1220045.5402
33 | 2687510.5896 | 1219975.4771 | 2687517.5502 | 1219992.9134 | 2687522.1267 | 1220013.528 | 2687522.6624 | 1220020.8923
34 | 2687525.7945 | 1220063.9495 | 2687524.4554 | 1220045.5402
35 | 2687486.3155 | 1219940.7192 | 2687505.3529 | 1219966.2161 | 2687510.5896 | 1219975.4771
36 | 2687510.5896 | 1219975.4771 | 2687507.4364 | 1219975.7421 | 2687503.2045 | 1219973.9722
37 | 2687511.0812 | 1220154.7395 | 2687517.689 | 1220144.0182 | 2687523.855 | 1220131.8672 | 2687527.9233 | 1220111.6799 | 2687525.7945 | 1220063.9495
38 | 2687486.3155 | 1219940.7192 | 2687519.7109 | 1219916.1375 | 2687522.0223 | 1219913.4035
39 | 2687503.2045 | 1219973.9722 | 2687481.7847 | 1219965.0136 | 2687476.3479 | 1219960.0638 | 2687473.6854 | 1219956.5616
40 | 2687511.0812 | 1220154.7395 | 2687516.6205 | 1220130.4933 | 2687516.6761 | 1220118.4526 | 2687513.5735 | 1220111.6691 | 2687508.1192 | 1220108.4423 | 2687502.7508 | 1220107.3631
41 | 2687461.0113 | 1219943.5163 | 2687465.8506 | 1219946.2558 | 2687473.6854 | 1219956.5616
42 | 2687494.088 | 1220106.3682 | 2687500.2427 | 1220106.8589 | 2687502.7508 | 1220107.3631
43 | 2687444.6991 | 1219884.3589 | 2687435.8204 | 1219867.2836 | 2687427.7515 | 1219848.8082 | 2687422.4157 | 1219826.1256 | 2687421.2698 | 1219815.2724
44 | 2687461.0113 | 1219943.5163 | 2687463.7632 | 1219935.4401 | 2687461.8478 | 1219927.3842 | 2687453.108 | 1219916.3596 | 2687441.5734 | 1219901.3467 | 2687440.052 | 1219894.8756 | 2687444.6991 | 1219884.3589
45 | 2687419.522 | 1219776.6607 | 2687419.0978 | 1219794.7 | 2687421.2698 | 1219815.2724
46 | 2687461.0113 | 1219943.5163 | 2687448.0871 | 1219944.5828 | 2687424.2849 | 1219946.9017
47 | 2687720.8975 | 1219621.5089 | 2687676.3452 | 1219631.2268
48 | 2687720.8975 | 1219621.5089 | 2687764.373 | 1219612.0258
49 | 2687637.4377 | 1219639.7135 | 2687676.3452 | 1219631.2268
50 | 2687822.3613 | 1219599.6892 | 2687767.2204 | 1219611.4047 | 2687764.373 | 1219612.0258
51 | 2687637.4377 | 1219639.7135 | 2687625.8349 | 1219642.2211
52 | 2687637.4377 | 1219639.7135 | 2687640.9234 | 1219616.8709
53 | 2687822.3613 | 1219599.6892 | 2687850.1881 | 1219593.7769
54 | 2687625.8349 | 1219642.2211 | 2687619.1703 | 1219643.6614
55 | 2687643.1359 | 1219603.3155 | 2687642.0321 | 1219609.6051 | 2687640.9234 | 1219616.8709
56 | 2687884.1096 | 1219586.8142 | 2687880.1609 | 1219587.4088 | 2687850.1881 | 1219593.7769
57 | 2687593.6084 | 1219649.1857 | 2687619.1703 | 1219643.6614
58 | 2687643.1359 | 1219603.3155 | 2687647.6812 | 1219577.4135
59 | 2687680.1145 | 1219578.7015 | 2687680.452 | 1219574.3465 | 2687675.8633 | 1219571.0656 | 2687659.3075 | 1219570.4695
60 | 2687680.1145 | 1219578.7015 | 2687679.6275 | 1219584.986
61 | 2687652.8723 | 1219570.2379 | 2687659.3075 | 1219570.4695
62 | 2687652.8723 | 1219570.2379 | 2687656.2909 | 1219565.8852 | 2687679.024 | 1219545.05 | 2687699.5638 | 1219529.3861 | 2687704.5277 | 1219523.9686
63 | 2687652.8723 | 1219570.2379 | 2687648.4553 | 1219575.873
64 | 2687648.4553 | 1219575.873 | 2687647.8062 | 1219576.7011 | 2687647.6812 | 1219577.4135
65 | 2687404.132 | 1219690.2985 | 2687404.132 | 1219690.2985 | 2687406.4771 | 1219685.1982
66 | 2687418.6133 | 1219663.4041 | 2687416.6759 | 1219665.032 | 2687410.2154 | 1219677.0676 | 2687406.4771 | 1219685.1982
67 | 2687404.132 | 1219690.2985 | 2687396.6838 | 1219696.7269 | 2687388.4626 | 1219701.0092 | 2687388.4626 | 1219701.0092
68 | 2687438.0768 | 1219647.0491 | 2687418.6133 | 1219663.4041
69 | 2687388.4626 | 1219701.0092 | 2687385.1351 | 1219709.591
70 | 2687438.1987 | 1219646.9467 | 2687438.0768 | 1219647.0491
71 | 2687382.3497 | 1219716.7747 | 2687382.3497 | 1219716.7747 | 2687385.1351 | 1219709.591
72 | 2687382.3497 | 1219716.7747 | 2687381.164 | 1219733.9579 | 2687381.0622 | 1219734.5467
73 | 2687381.0622 | 1219734.5467 | 2687380.9891 | 1219734.9698
74 | 2687377.4141 | 1219755.6477 | 2687380.9891 | 1219734.9698
75 | 2687377.4141 | 1219755.6477 | 2687377.3672 | 1219755.9192
76 | 2687375.1184 | 1219768.9263 | 2687377.3672 | 1219755.9192
77 | 2687375.1184 | 1219768.9263 | 2687419.522 | 1219776.6607
78 | 2687375.1184 | 1219768.9263 | 2687340.4789 | 1219762.7243
79 | 2687419.522 | 1219776.6607 | 2687424.5731 | 1219754.1417 | 2687428.4995 | 1219744.3668
80 | 2687337.9949 | 1219762.2796 | 2687340.4789 | 1219762.7243
81 | 2687424.2849 | 1219946.9017 | 2687421.0717 | 1219951.2464 | 2687418.7355 | 1219960.474 | 2687414.8972 | 1219964.4982 | 2687409.5483 | 1219964.4196
82 | 2687409.5483 | 1219964.4196 | 2687405.8136 | 1219961.385 | 2687402.7825 | 1219953.3351 | 2687401.435 | 1219948.4564 | 2687397.6849 | 1219946.9893 | 2687392.609 | 1219947.4625
83 | 2687374.1146 | 1219948.0804 | 2687384.5991 | 1219948.2093 | 2687392.609 | 1219947.4625
84 | 2687313.2988 | 1219948.9756 | 2687358.618 | 1219948.5285 | 2687365.934 | 1219947.9798 | 2687374.1146 | 1219948.0804
85 | 2687313.2988 | 1219948.9756 | 2687306.1739 | 1219958.2219 | 2687297.824 | 1219967.1723 | 2687287.3082 | 1219967.5406 | 2687286.6865 | 1219967.5628
86 | 2687453.6015 | 1219706.7147 | 2687461.5861 | 1219699.2922 | 2687473.6751 | 1219691.2278
87 | 2687453.6015 | 1219706.7147 | 2687445.4668 | 1219714.2768 | 2687438.1714 | 1219725.3813
88 | 2687492.8728 | 1219680.6372 | 2687481.6128 | 1219685.9327 | 2687473.6751 | 1219691.2278
89 | 2687438.1714 | 1219725.3813 | 2687432.907 | 1219733.3944 | 2687428.4995 | 1219744.3668
90 | 2687512.6773 | 1219671.3234 | 2687492.8728 | 1219680.6372
91 | 2687512.6773 | 1219671.3234 | 2687547.1963 | 1219659.3572
92 | 2687512.6773 | 1219671.3234 | 2687510.2836 | 1219658.5346
93 | 2687547.1963 | 1219659.3572 | 2687548.2773 | 1219658.9825 | 2687569.0056 | 1219654.5028
94 | 2687353.0241 | 1220126.0692 | 2687341.374 | 1220120.4146 | 2687331.4796 | 1220117.4192
95 | 2687353.0241 | 1220126.0692 | 2687359.3975 | 1220129.1626 | 2687363.0491 | 1220129.7316
96 | 2687301.8346 | 1220111.48 | 2687316.518 | 1220112.8896 | 2687331.4796 | 1220117.4192
97 | 2687400.4308 | 1220121.798 | 2687398.5994 | 1220122.4886 | 2687378.0682 | 1220132.0718 | 2687363.0491 | 1220129.7316
98 | 2687400.4308 | 1220121.798 | 2687424.4526 | 1220112.7391 | 2687451.6419 | 1220106.5784 | 2687483.1595 | 1220104.8844 | 2687488.0056 | 1220105.5424
99 | 2687494.088 | 1220106.3682 | 2687488.0056 | 1220105.5424
100 | 2686889.3457 | 1220106.4175 | 2686887.0097 | 1220058.1837
101 | 2686887.0097 | 1220058.1837 | 2686886.8907 | 1220055.7251 | 2686887.5551 | 1220045.4011
102 | 2687494.088 | 1220106.3682 | 2687491.7126 | 1220123.4227 | 2687487.5385 | 1220137.9045 | 2687475.0425 | 1220152.72 | 2687473.7312 | 1220154.1118
103 | 2686825.9138 | 1219518.2416 | 2686842.9954 | 1219549.6644 | 2686846.9379 | 1219557.2159 | 2686850.6264 | 1219561.895 | 2686855.7929 | 1219565.1392 | 2686859.6975 | 1219564.8715
104 | 2686859.6975 | 1219564.8715 | 2686786.4254 | 1219767.2652
105 | 2686900.9814 | 1219562.9188 | 2686886.2487 | 1219560.9693 | 2686878.7007 | 1219562.3046 | 2686866.2234 | 1219564.4241 | 2686859.6975 | 1219564.8715
106 | 2686835.2905 | 1219846.3603 | 2686911.6867 | 1219778.8978
107 | 2686779.3671 | 1219850.0852 | 2686791.2064 | 1219846.9222 | 2686835.2905 | 1219846.3603
108 | 2686779.3671 | 1219850.0852 | 2686792.7249 | 1219874.463 | 2686826.6222 | 1219892.3023 | 2686829.9954 | 1219894.9433
109 | 2686779.3671 | 1219850.0852 | 2686780.1933 | 1219831.9294 | 2686786.0038 | 1219796.1898 | 2686787.282 | 1219785.1147
110 | 2686829.9954 | 1219894.9433 | 2686846.303 | 1219907.7107 | 2686848.214 | 1219909.8674
111 | 2686786.4254 | 1219767.2652 | 2686787.7862 | 1219778.0368 | 2686787.3067 | 1219784.9011 | 2686787.282 | 1219785.1147
112 | 2686866.47 | 1219931.8349 | 2686865.1767 | 1219929.0114 | 2686848.214 | 1219909.8674
113 | 2686878.6517 | 1219958.4315 | 2686866.47 | 1219931.8349
114 | 2686888.8084 | 1220025.9256 | 2686890.0804 | 1220006.1602 | 2686881.2904 | 1219964.1925 | 2686878.6517 | 1219958.4315
115 | 2687276.2757 | 1219751.1851 | 2687249.872 | 1219746.3924
116 | 2687294.0831 | 1219754.4175 | 2687276.2757 | 1219751.1851
117 | 2687222.1151 | 1219741.3541 | 2687249.872 | 1219746.3924
118 | 2687294.0831 | 1219754.4175 | 2687305.4036 | 1219756.4443
119 | 2687222.1151 | 1219741.3541 | 2687191.3126 | 1219735.763
120 | 2687305.4036 | 1219756.4443 | 2687306.9254 | 1219756.7168
121 | 2687330.2534 | 1219760.8935 | 2687306.9254 | 1219756.7168
122 | 2687337.9949 | 1219762.2796 | 2687330.2534 | 1219760.8935
123 | 2686888.8084 | 1220025.9256 | 2686887.5551 | 1220045.4011
124 | 2687569.0056 | 1219654.5028 | 2687576.3396 | 1219652.9178
125 | 2687593.6084 | 1219649.1857 | 2687576.3396 | 1219652.9178
126 | 2687452.1469 | 1220177.0208 | 2687473.7312 | 1220154.1118
127 | 2687431.4292 | 1220194.1049 | 2687448.725 | 1220180.6526 | 2687452.1469 | 1220177.0208
128 | 2687547.717 | 1220297.7862 | 2687549.9283 | 1220285.1531
129 | 2687547.717 | 1220297.7862 | 2687524.2127 | 1220290.4346
130 | 2687552.4225 | 1220270.9037 | 2687549.9283 | 1220285.1531
131 | 2687467.4562 | 1220279.6282 | 2687518.0993 | 1220288.5225 | 2687524.2127 | 1220290.4346
132 | 2687552.4225 | 1220270.9037 | 2687685.8694 | 1220272.6232
133 | 2687685.8694 | 1220272.6232 | 2687705.6181 | 1220274.3016
134 | 2687783.5646 | 1220268.3479 | 2687728.5992 | 1220276.2547 | 2687705.6181 | 1220274.3016
135 | 2687783.5646 | 1220268.3479 | 2687859.8857 | 1220272.8189
136 | 2687431.4292 | 1220194.1049 | 2687467.4562 | 1220279.6282

## bus_geodata
| x | y | coords
0 | 2687041.8315 | 1219434.5756
1 | 2686972.9451 | 1219459.3457
2 | 2687084.333 | 1219416.8711
3 | 2686956.7679 | 1219466.4634
4 | 2687235.8484 | 1219361.5426
5 | 2686916.6749 | 1219466.7804
6 | 2687396.6068 | 1219202.5407
7 | 2687337.0239 | 1219343.9906
8 | 2687314.8717 | 1219501.5264
9 | 2686819.8556 | 1219455.986
10 | 2687509.598 | 1219570.2649
11 | 2687505.5699 | 1219620.9848
12 | 2687537.4232 | 1219608.4883
13 | 2687505.0486 | 1219627.8493
14 | 2687572.0934 | 1219598.5248
15 | 2687504.9018 | 1219629.781
16 | 2687478.508 | 1219605.9217
17 | 2687508.4242 | 1219648.6001
18 | 2687296.5323 | 1219555.4373
19 | 2687295.3636 | 1219569.1896
20 | 2687298.1227 | 1219536.7219
21 | 2687304.7286 | 1219593.407
22 | 2687316.5055 | 1219698.1483
23 | 2687332.9396 | 1219697.7163
24 | 2687307.0168 | 1219604.7882
25 | 2687299.122 | 1219705.7805
26 | 2687375.3695 | 1219676.5346
27 | 2687356.5069 | 1219686.8364
28 | 2687394.2383 | 1219666.2295
29 | 2687412.3257 | 1219656.3512
30 | 2687522.6624 | 1220020.8923
31 | 2687524.4554 | 1220045.5402
32 | 2687510.5896 | 1219975.4771
33 | 2687525.7945 | 1220063.9495
34 | 2687486.3155 | 1219940.7192
35 | 2687503.2045 | 1219973.9722
36 | 2687511.0812 | 1220154.7395
37 | 2687522.0223 | 1219913.4035
38 | 2687473.6854 | 1219956.5616
39 | 2687502.7508 | 1220107.3631
40 | 2687444.6991 | 1219884.3589
41 | 2687421.2698 | 1219815.2724
42 | 2687461.0113 | 1219943.5163
43 | 2687720.8975 | 1219621.5089
44 | 2687676.3452 | 1219631.2268
45 | 2687764.373 | 1219612.0258
46 | 2687637.4377 | 1219639.7135
47 | 2687822.3613 | 1219599.6892
48 | 2687625.8349 | 1219642.2211
49 | 2687640.9234 | 1219616.8709
50 | 2687850.1881 | 1219593.7769
51 | 2687619.1703 | 1219643.6614
52 | 2687643.1359 | 1219603.3155
53 | 2687884.1096 | 1219586.8142
54 | 2687680.1145 | 1219578.7015
55 | 2687659.3075 | 1219570.4695
56 | 2687679.6275 | 1219584.986
57 | 2687652.8723 | 1219570.2379
58 | 2687704.5277 | 1219523.9686
59 | 2687648.4553 | 1219575.873
60 | 2687647.6812 | 1219577.4135
61 | 2687406.4771 | 1219685.1982
62 | 2687404.132 | 1219690.2985
63 | 2687418.6133 | 1219663.4041
64 | 2687388.4626 | 1219701.0092
65 | 2687438.0768 | 1219647.0491
66 | 2687385.1351 | 1219709.591
67 | 2687438.1987 | 1219646.9467
68 | 2687382.3497 | 1219716.7747
69 | 2687380.9891 | 1219734.9698
70 | 2687381.0622 | 1219734.5467
71 | 2687377.4141 | 1219755.6477
72 | 2687377.3672 | 1219755.9192
73 | 2687375.1184 | 1219768.9263
74 | 2687419.522 | 1219776.6607
75 | 2687340.4789 | 1219762.7243
76 | 2687424.2849 | 1219946.9017
77 | 2687409.5483 | 1219964.4196
78 | 2687392.609 | 1219947.4625
79 | 2687374.1146 | 1219948.0804
80 | 2687313.2988 | 1219948.9756
81 | 2687453.6015 | 1219706.7147
82 | 2687473.6751 | 1219691.2278
83 | 2687438.1714 | 1219725.3813
84 | 2687492.8728 | 1219680.6372
85 | 2687428.4995 | 1219744.3668
86 | 2687512.6773 | 1219671.3234
87 | 2687547.1963 | 1219659.3572
88 | 2687510.2836 | 1219658.5346
89 | 2687353.0241 | 1220126.0692
90 | 2687331.4796 | 1220117.4192
91 | 2687363.0491 | 1220129.7316
92 | 2687301.8346 | 1220111.48
93 | 2687400.4308 | 1220121.798
94 | 2687488.0056 | 1220105.5424
95 | 2686889.3457 | 1220106.4175
96 | 2686887.0097 | 1220058.1837
97 | 2687494.088 | 1220106.3682
98 | 2686825.9138 | 1219518.2416
99 | 2686859.6975 | 1219564.8715
100 | 2686911.6867 | 1219778.8978
101 | 2686835.2905 | 1219846.3603
102 | 2686779.3671 | 1219850.0852
103 | 2686900.9814 | 1219562.9188
104 | 2686829.9954 | 1219894.9433
105 | 2686787.282 | 1219785.1147
106 | 2686786.4254 | 1219767.2652
107 | 2686848.214 | 1219909.8674
108 | 2686866.47 | 1219931.8349
109 | 2686878.6517 | 1219958.4315
110 | 2687276.2757 | 1219751.1851
111 | 2687249.872 | 1219746.3924
112 | 2687294.0831 | 1219754.4175
113 | 2687222.1151 | 1219741.3541
114 | 2687305.4036 | 1219756.4443
115 | 2687191.3126 | 1219735.763
116 | 2687306.9254 | 1219756.7168
117 | 2687330.2534 | 1219760.8935
118 | 2687286.6865 | 1219967.5628
119 | 2686888.8084 | 1220025.9256
120 | 2686887.5551 | 1220045.4011
121 | 2687569.0056 | 1219654.5028
122 | 2687576.3396 | 1219652.9178
123 | 2687473.7312 | 1220154.1118
124 | 2687452.1469 | 1220177.0208
125 | 2687547.717 | 1220297.7862
126 | 2687549.9283 | 1220285.1531
127 | 2687524.2127 | 1220290.4346
128 | 2687552.4225 | 1220270.9037
129 | 2687685.8694 | 1220272.6232
130 | 2687705.6181 | 1220274.3016
131 | 2687783.5646 | 1220268.3479
132 | 2687859.8857 | 1220272.8189
133 | 2687431.4292 | 1220194.1049
134 | 2687467.4562 | 1220279.6282
135 | 2687336.7699 | 1219697.6156
136 | 2687593.6084 | 1219649.1857
137 | 2687337.9949 | 1219762.2796
138 | 2687419.522 | 1219776.6607

## line_std_types
| c_nf_per_km | r_ohm_per_km | x_ohm_per_km | max_i_ka | type | q_mm2 | alpha | voltage_rating
NAYY 4x50 SE | 210 | 0.642 | 0.083 | 0.142 | cs | 50 | 0.00403 | LV
NAYY 4x120 SE | 264 | 0.225 | 0.08 | 0.242 | cs | 120 | 0.00403 | LV
NAYY 4x150 SE | 261 | 0.208 | 0.08 | 0.27 | cs | 150 | 0.00403 | LV
NA2XS2Y 1x95 RM/25 12/20 kV | 216 | 0.313 | 0.132 | 0.252 | cs | 95 | 0.00403 | MV
NA2XS2Y 1x185 RM/25 12/20 kV | 273 | 0.161 | 0.117 | 0.362 | cs | 185 | 0.00403 | MV
NA2XS2Y 1x240 RM/25 12/20 kV | 304 | 0.122 | 0.112 | 0.421 | cs | 240 | 0.00403 | MV
NA2XS2Y 1x95 RM/25 6/10 kV | 315 | 0.313 | 0.123 | 0.249 | cs | 95 | 0.00403 | MV
NA2XS2Y 1x185 RM/25 6/10 kV | 406 | 0.161 | 0.11 | 0.358 | cs | 185 | 0.00403 | MV
NA2XS2Y 1x240 RM/25 6/10 kV | 456 | 0.122 | 0.105 | 0.416 | cs | 240 | 0.00403 | MV
NA2XS2Y 1x150 RM/25 12/20 kV | 250 | 0.206 | 0.116 | 0.319 | cs | 150 | 0.00403 | MV
NA2XS2Y 1x120 RM/25 12/20 kV | 230 | 0.253 | 0.119 | 0.283 | cs | 120 | 0.00403 | MV
NA2XS2Y 1x70 RM/25 12/20 kV | 190 | 0.443 | 0.132 | 0.22 | cs | 70 | 0.00403 | MV
NA2XS2Y 1x150 RM/25 6/10 kV | 360 | 0.206 | 0.11 | 0.315 | cs | 150 | 0.00403 | MV
NA2XS2Y 1x120 RM/25 6/10 kV | 340 | 0.253 | 0.113 | 0.28 | cs | 120 | 0.00403 | MV
NA2XS2Y 1x70 RM/25 6/10 kV | 280 | 0.443 | 0.123 | 0.217 | cs | 70 | 0.00403 | MV
N2XS(FL)2Y 1x120 RM/35 64/110 kV | 112 | 0.153 | 0.166 | 0.366 | cs | 120 | 0.00393 | HV
N2XS(FL)2Y 1x185 RM/35 64/110 kV | 125 | 0.099 | 0.156 | 0.457 | cs | 185 | 0.00393 | HV
N2XS(FL)2Y 1x240 RM/35 64/110 kV | 135 | 0.075 | 0.149 | 0.526 | cs | 240 | 0.00393 | HV
N2XS(FL)2Y 1x300 RM/35 64/110 kV | 144 | 0.06 | 0.144 | 0.588 | cs | 300 | 0.00393 | HV
15-AL1/3-ST1A 0.4 | 11 | 1.8769 | 0.35 | 0.105 | ol | 16 | 0.00403 | LV
24-AL1/4-ST1A 0.4 | 11.25 | 1.2012 | 0.335 | 0.14 | ol | 24 | 0.00403 | LV
48-AL1/8-ST1A 0.4 | 12.2 | 0.5939 | 0.3 | 0.21 | ol | 48 | 0.00403 | LV
94-AL1/15-ST1A 0.4 | 13.2 | 0.306 | 0.29 | 0.35 | ol | 94 | 0.00403 | LV
34-AL1/6-ST1A 10.0 | 9.7 | 0.8342 | 0.36 | 0.17 | ol | 34 | 0.00403 | MV
48-AL1/8-ST1A 10.0 | 10.1 | 0.5939 | 0.35 | 0.21 | ol | 48 | 0.00403 | MV
70-AL1/11-ST1A 10.0 | 10.4 | 0.4132 | 0.339 | 0.29 | ol | 70 | 0.00403 | MV
94-AL1/15-ST1A 10.0 | 10.75 | 0.306 | 0.33 | 0.35 | ol | 94 | 0.00403 | MV
122-AL1/20-ST1A 10.0 | 11.1 | 0.2376 | 0.323 | 0.41 | ol | 122 | 0.00403 | MV
149-AL1/24-ST1A 10.0 | 11.25 | 0.194 | 0.315 | 0.47 | ol | 149 | 0.00403 | MV
34-AL1/6-ST1A 20.0 | 9.15 | 0.8342 | 0.382 | 0.17 | ol | 34 | 0.00403 | MV
48-AL1/8-ST1A 20.0 | 9.5 | 0.5939 | 0.372 | 0.21 | ol | 48 | 0.00403 | MV
70-AL1/11-ST1A 20.0 | 9.7 | 0.4132 | 0.36 | 0.29 | ol | 70 | 0.00403 | MV
94-AL1/15-ST1A 20.0 | 10 | 0.306 | 0.35 | 0.35 | ol | 94 | 0.00403 | MV
122-AL1/20-ST1A 20.0 | 10.3 | 0.2376 | 0.344 | 0.41 | ol | 122 | 0.00403 | MV
149-AL1/24-ST1A 20.0 | 10.5 | 0.194 | 0.337 | 0.47 | ol | 149 | 0.00403 | MV
184-AL1/30-ST1A 20.0 | 10.75 | 0.1571 | 0.33 | 0.535 | ol | 184 | 0.00403 | MV
243-AL1/39-ST1A 20.0 | 11 | 0.1188 | 0.32 | 0.645 | ol | 243 | 0.00403 | MV
48-AL1/8-ST1A 110.0 | 8 | 0.5939 | 0.46 | 0.21 | ol | 48 | 0.00403 | HV
70-AL1/11-ST1A 110.0 | 8.4 | 0.4132 | 0.45 | 0.29 | ol | 70 | 0.00403 | HV
94-AL1/15-ST1A 110.0 | 8.65 | 0.306 | 0.44 | 0.35 | ol | 94 | 0.00403 | HV
122-AL1/20-ST1A 110.0 | 8.5 | 0.2376 | 0.43 | 0.41 | ol | 122 | 0.00403 | HV
149-AL1/24-ST1A 110.0 | 8.75 | 0.194 | 0.41 | 0.47 | ol | 149 | 0.00403 | HV
184-AL1/30-ST1A 110.0 | 8.8 | 0.1571 | 0.4 | 0.535 | ol | 184 | 0.00403 | HV
243-AL1/39-ST1A 110.0 | 9 | 0.1188 | 0.39 | 0.645 | ol | 243 | 0.00403 | HV
305-AL1/39-ST1A 110.0 | 9.2 | 0.0949 | 0.38 | 0.74 | ol | 305 | 0.00403 | HV
490-AL1/64-ST1A 110.0 | 9.75 | 0.059 | 0.37 | 0.96 | ol | 490 | 0.00403 | HV
679-AL1/86-ST1A 110.0 | 9.95 | 0.042 | 0.36 | 1.15 | ol | 679 | 0.00403 | HV
490-AL1/64-ST1A 220.0 | 10 | 0.059 | 0.285 | 0.96 | ol | 490 | 0.00403 | HV
679-AL1/86-ST1A 220.0 | 11.7 | 0.042 | 0.275 | 1.15 | ol | 679 | 0.00403 | HV
490-AL1/64-ST1A 380.0 | 11 | 0.059 | 0.253 | 0.96 | ol | 490 | 0.00403 | HV
679-AL1/86-ST1A 380.0 | 14.6 | 0.042 | 0.25 | 1.15 | ol | 679 | 0.00403 | HV

## trafo_std_types
| i0_percent | pfe_kw | vkr_percent | sn_mva | vn_lv_kv | vn_hv_kv | vk_percent | shift_degree | vector_group | tap_side | tap_neutral | tap_min | tap_max | tap_step_degree | tap_step_percent | tap_phase_shifter
160 MVA 380/110 kV | 0.06 | 60 | 0.25 | 160 | 110 | 380 | 12.2 | 0 | Yy0 | hv | 0 | -9 | 9 | 0 | 1.5 | FALSE
100 MVA 220/110 kV | 0.06 | 55 | 0.26 | 100 | 110 | 220 | 12 | 0 | Yy0 | hv | 0 | -9 | 9 | 0 | 1.5 | FALSE
63 MVA 110/20 kV | 0.04 | 22 | 0.32 | 63 | 20 | 110 | 18 | 150 | YNd5 | hv | 0 | -9 | 9 | 0 | 1.5 | FALSE
40 MVA 110/20 kV | 0.05 | 18 | 0.34 | 40 | 20 | 110 | 16.2 | 150 | YNd5 | hv | 0 | -9 | 9 | 0 | 1.5 | FALSE
25 MVA 110/20 kV | 0.07 | 14 | 0.41 | 25 | 20 | 110 | 12 | 150 | YNd5 | hv | 0 | -9 | 9 | 0 | 1.5 | FALSE
63 MVA 110/10 kV | 0.04 | 22 | 0.32 | 63 | 10 | 110 | 18 | 150 | YNd5 | hv | 0 | -9 | 9 | 0 | 1.5 | FALSE
40 MVA 110/10 kV | 0.05 | 18 | 0.34 | 40 | 10 | 110 | 16.2 | 150 | YNd5 | hv | 0 | -9 | 9 | 0 | 1.5 | FALSE
25 MVA 110/10 kV | 0.07 | 14 | 0.41 | 25 | 10 | 110 | 12 | 150 | YNd5 | hv | 0 | -9 | 9 | 0 | 1.5 | FALSE
0.25 MVA 20/0.4 kV | 0.32 | 0.8 | 1.44 | 0.25 | 0.4 | 20 | 6 | 150 | Yzn5 | hv | 0 | -2 | 2 | 0 | 2.5 | FALSE
0.4 MVA 20/0.4 kV | 0.3375 | 1.35 | 1.425 | 0.4 | 0.4 | 20 | 6 | 150 | Dyn5 | hv | 0 | -2 | 2 | 0 | 2.5 | FALSE
0.63 MVA 20/0.4 kV | 0.2619 | 1.65 | 1.206 | 0.63 | 0.4 | 20 | 6 | 150 | Dyn5 | hv | 0 | -2 | 2 | 0 | 2.5 | FALSE
0.25 MVA 10/0.4 kV | 0.24 | 0.6 | 1.2 | 0.25 | 0.4 | 10 | 4 | 150 | Dyn5 | hv | 0 | -2 | 2 | 0 | 2.5 | FALSE
0.4 MVA 10/0.4 kV | 0.2375 | 0.95 | 1.325 | 0.4 | 0.4 | 10 | 4 | 150 | Dyn5 | hv | 0 | -2 | 2 | 0 | 2.5 | FALSE
0.63 MVA 10/0.4 kV | 0.1873 | 1.18 | 1.0794 | 0.63 | 0.4 | 10 | 4 | 150 | Dyn5 | hv | 0 | -2 | 2 | 0 | 2.5 | FALSE

## trafo3w_std_types
| sn_hv_mva | sn_mv_mva | sn_lv_mva | vn_hv_kv | vn_mv_kv | vn_lv_kv | vk_hv_percent | vk_mv_percent | vk_lv_percent | vkr_hv_percent | vkr_mv_percent | vkr_lv_percent | pfe_kw | i0_percent | shift_mv_degree | shift_lv_degree | vector_group | tap_side | tap_neutral | tap_min | tap_max | tap_step_percent
63/25/38 MVA 110/20/10 kV | 63 | 25 | 38 | 110 | 20 | 10 | 10.4 | 10.4 | 10.4 | 0.28 | 0.32 | 0.35 | 35 | 0.89 | 0 | 0 | YN0yn0yn0 | hv | 0 | -10 | 10 | 1.2
63/25/38 MVA 110/10/10 kV | 63 | 25 | 38 | 110 | 10 | 10 | 10.4 | 10.4 | 10.4 | 0.28 | 0.32 | 0.35 | 35 | 0.89 | 0 | 0 | YN0yn0yn0 | hv | 0 | -10 | 10 | 1.2

## fuse_std_types
| fuse_type | i_rated_a | t_avg | t_min | t_total | x_avg | x_min | x_total
HV 100A | HV 100A | 100 | 0 | [10.0, 3.64, 0.854, 0.281, 0.1, 0.0531, 0.022, 0.01] | [10.0, 4.267, 1.21, 0.403, 0.1, 0.058, 0.022, 0.01] | 0 | [300.0, 350.0, 450.0, 550.0, 700.0, 850.0, 1200.0, 1752.0] | [600.0, 700.0, 900.0, 1150.0, 1665.0, 2000.0, 3000.0, 4313.0]
HV 10A | HV 10A | 10 | 0 | [10.0, 1675.0, 0.344, 0.156, 0.1, 0.0417, 0.0171, 0.01] | [10.0, 1.3, 0.3, 0.155, 0.1, 0.0555, 0.023, 0.01] | 0 | [30.0, 32.0, 35.0, 37.0, 39.0, 50.0, 70.0, 88.0] | [60.0, 70.0, 80.0, 87.0, 94.0, 110.0, 150.0, 216.0]
HV 125A | HV 125A | 125 | 0 | [10.0, 1.82, 0.344, 0.1, 0.0467, 0.0269, 0.01] | [10.0, 2.478, 0.426, 0.1, 0.0427, 0.0211, 0.01] | 0 | [375.0, 500.0, 700.0, 925.0, 1200.0, 1500.0, 2341.0] | [750.0, 1000.0, 1500.0, 2200.0, 3000.0, 4000.0, 5765.0]
HV 160A | HV 160A | 160 | 0 | [10.0, 4.15, 1.03, 0.198, 0.1, 0.051, 0.0172, 0.01] | [10.0, 2.3, 0.734, 0.274, 0.1, 0.046, 0.0177, 0.01] | 0 | [480.0, 550.0, 700.0, 1000.0, 1260.0, 1600.0, 2500.0, 3227.0] | [960.0, 1300.0, 1700.0, 2200.0, 2996.0, 4000.0, 6000.0, 7946.0]
HV 16A | HV 16A | 16 | 0 | [10.0, 0.352, 0.164, 0.1, 0.0649, 0.0342, 0.01] | [10.0, 2.34, 0.722, 0.181, 0.1, 0.055, 0.0296, 0.01] | 0 | [48.0, 60.0, 65.0, 71.0, 80.0, 100.0, 162.0] | [96.0, 110.0, 125.0, 150.0, 168.0, 200.0, 250.0, 398.0]
HV 200A | HV 200A | 200 | 0 | [10.0, 4.267, 1.21, 0.403, 0.1, 0.058, 0.022, 0.01] | [10.0, 3.73, 1.654, 0.328, 0.1, 0.0531, 0.019, 0.01] | 0 | [600.0, 700.0, 900.0, 1150.0, 1665.0, 2000.0, 3000.0, 4313.0] | [1200.0, 1500.0, 1800.0, 2700.0, 3960.0, 5000.0, 7500.0, 10620.0]
HV 20A | HV 20A | 20 | 0 | [10.0, 1.3, 0.3, 0.155, 0.1, 0.0555, 0.023, 0.01] | [10.0, 1.3, 0.161, 0.1, 0.0611, 0.0399, 0.0141, 0.01] | 0 | [60.0, 70.0, 80.0, 87.0, 94.0, 110.0, 150.0, 216.0] | [120.0, 150.0, 200.0, 223.0, 260.0, 300.0, 450.0, 532.0]
HV 25A | HV 25A | 25 | 0 | [10.0, 2.512, 0.833, 0.299, 0.1, 0.0372, 0.0223, 0.01] | [10.0, 3.125, 0.597, 0.198, 0.1, 0.0378, 0.022, 0.01] | 0 | [75.0, 82.0, 90.0, 100.0, 124.0, 170.0, 200.0, 289.0] | [150.0, 170.0, 210.0, 250.0, 294.0, 400.0, 500.0, 711.0]
HV 31.5A | HV 31.5A | 31.5 | 0 | [10.0, 2.34, 0.722, 0.181, 0.1, 0.055, 0.0296, 0.01] | [10.0, 2.84, 0.368, 0.164, 0.1, 0.0621, 0.0378, 0.0195, 0.01] | 0 | [95.0, 110.0, 125.0, 150.0, 165.0, 200.0, 250.0, 390.0] | [189.0, 220.0, 300.0, 350.0, 393.0, 450.0, 530.0, 700.0, 960.0]
HV 40A | HV 40A | 40 | 0 | [10.0, 1.3, 0.161, 0.1, 0.0611, 0.0399, 0.0141, 0.01] | [10.0, 2.05, 0.369, 0.198, 0.1, 0.051, 0.0298, 0.01] | 0 | [120.0, 150.0, 200.0, 223.0, 260.0, 300.0, 450.0, 532.0] | [240.0, 300.0, 400.0, 450.0, 530.0, 650.0, 800.0, 1311.0]
HV 50A | HV 50A | 50 | 0 | [10.0, 3.215, 0.597, 0.198, 0.1, 0.0378, 0.022, 0.01] | [10.0, 3.64, 0.854, 0.281, 0.1, 0.0531, 0.022, 0.01] | 0 | [150.0, 170.0, 210.0, 250.0, 294.0, 400.0, 500.0, 711.0] | [300.0, 350.0, 450.0, 550.0, 700.0, 850.0, 1200.0, 1752.0]
HV 6.3A | HV 6.3A | 6.3 | 0 | [10.0, 1.39, 0.344, 0.168, 0.1, 0.056, 0.0263, 0.01] | [10.0, 1.711, 0.516, 0.198, 0.1, 0.0634, 0.0303, 0.01] | 0 | [19.0, 19.5, 20.4, 20.8, 22.0, 25.0, 32.0, 48.0] | [38.0, 40.0, 43.0, 48.0, 53.0, 60.0, 75.0, 118.0]
HV 63A | HV 63A | 63 | 0 | [10.0, 2.84, 0.368, 0.164, 0.1, 0.0621, 0.0378, 0.0195, 0.01] | [10.0, 1.82, 0.344, 0.1, 0.0467, 0.0269, 0.01] | 0 | [189.0, 220.0, 300.0, 350.0, 393.0, 450.0, 530.0, 700.0, 961.0] | [378.0, 500.0, 700.0, 934.0, 1200.0, 1500.0, 2366.0]
HV 80A | HV 80A | 80 | 0 | [10.0, 2.05, 0.369, 0.198, 0.1, 0.051, 0.0298, 0.01] | [10.0, 4.15, 1.03, 0.198, 0.1, 0.051, 0.0172, 0.01] | 0 | [240.0, 300.0, 400.0, 450.0, 530.0, 650.0, 800.0, 1311.0] | [480.0, 550.0, 700.0, 1000.0, 1260.0, 1600.0, 2500.0, 3227.0]
Siemens NH-1-100 | Siemens NH-1-100 | 100 | [5400.0, 2000.0, 400.0, 20.0, 1.0, 0.2, 0.012, 0.004] | 0 | 0 | [150.0, 190.0, 250.0, 430.0, 900.0, 1250.0, 2700.0, 3600.0] | 0 | 0
Siemens NH-1-125 | Siemens NH-1-125 | 125 | [4800.0, 120.0, 7.0, 0.1, 0.004] | 0 | 0 | [180.0, 400.0, 740.0, 2000.0, 4250.0] | 0 | 0
Siemens NH-1-16 | Siemens NH-1-16 | 16 | [4000.0, 400.0, 2.0, 0.1, 0.04, 0.01] | 0 | 0 | [26.0, 35.0, 75.0, 150.0, 200.0, 300.0] | 0 | 0
Siemens NH-1-160 | Siemens NH-1-160 | 160 | [4800.0, 120.0, 7.0, 0.1, 0.004] | 0 | 0 | [210.0, 500.0, 900.0, 2300.0, 5000.0] | 0 | 0
Siemens NH-1-25 | Siemens NH-1-25 | 25 | [4000.0, 1000.0, 10.0, 0.2, 0.02, 0.01] | 0 | 0 | [40.0, 50.0, 100.0, 210.0, 400.0, 500.0] | 0 | 0
Siemens NH-1-50 | Siemens NH-1-50 | 50 | [4000.0, 40.0, 4.0, 1.0, 0.02, 0.01] | 0 | 0 | [86.0, 200.0, 300.0, 400.0, 1000.0, 1280.0] | 0 | 0
Siemens NH-1-63 | Siemens NH-1-63 | 63 | [4000.0, 100.0, 10.0, 2.0, 0.04, 0.01] | 0 | 0 | [100.0, 200.0, 300.0, 400.0, 1000.0, 1500.0] | 0 | 0
Siemens NH-1-80 | Siemens NH-1-80 | 80 | [4800.0, 120.0, 7.0, 0.1, 0.01] | 0 | 0 | [150.58, 250.0, 450.0, 1150.0, 2470.0] | 0 | 0
Siemens NH-2-1000 | Siemens NH-2-1000 | 1000 | [4800.0, 120.0, 7.0, 0.1, 0.004] | 0 | 0 | [1900.0, 3500.0, 8400.0, 24000.0, 52000.0] | 0 | 0
Siemens NH-2-200 | Siemens NH-2-200 | 200 | [4800.0, 120.0, 7.0, 0.1, 0.004] | 0 | 0 | [280.0, 650.0, 1200.0, 3000.0, 7000.0] | 0 | 0
Siemens NH-2-224 | Siemens NH-2-224 | 224 | [4800.0, 120.0, 7.0, 0.2, 0.04, 0.004] | 0 | 0 | [400.0, 750.0, 1453.0, 3025.0, 4315.0, 7600.0] | 0 | 0
Siemens NH-2-250 | Siemens NH-2-250 | 250 | [4800.0, 120.0, 7.0, 0.1, 0.004] | 0 | 0 | [450.0, 800.0, 1650.0, 4000.0, 8500.0] | 0 | 0
Siemens NH-2-315 | Siemens NH-2-315 | 315 | [4800.0, 120.0, 7.0, 0.1, 0.004] | 0 | 0 | [550.0, 920.0, 1900.0, 5000.0, 11000.0] | 0 | 0
Siemens NH-2-355 | Siemens NH-2-355 | 355 | [4800.0, 120.0, 6.0, 0.1, 0.004] | 0 | 0 | [650.0, 1116.27, 2350.0, 5840.0, 12790.0] | 0 | 0
Siemens NH-2-400 | Siemens NH-2-400 | 400 | [4800.0, 120.0, 7.0, 0.1, 0.004] | 0 | 0 | [720.0, 1350.0, 2800.0, 6500.0, 15000.0] | 0 | 0
Siemens NH-2-425 | Siemens NH-2-425 | 425 | [4800.0, 120.0, 7.0, 0.1, 0.004] | 0 | 0 | [850.0, 1500.0, 3050.0, 7500.0, 16500.0] | 0 | 0
Siemens NH-2-630 | Siemens NH-2-630 | 630 | [4800.0, 120.0, 7.0, 0.1, 0.004] | 0 | 0 | [1200.0, 2000.0, 4800.0, 12000.0, 26000.0] | 0 | 0

## res_bus
| vm_pu | va_degree | p_mw | q_mvar
0 | 0.97569 | -0.47006 | 0.0030374 | 0.00076125
1 | 0.97512 | -0.48134 | 0.00019128 | 4.7939e-05
2 | 0.97618 | -0.4604 | 0.0007312 | 0.00018326
3 | 0.97498 | -0.48401 | 0.00072574 | 0.00018189
4 | 0.978 | -0.42451 | 0.00049972 | 0.00012524
5 | 0.9747 | -0.48961 | 0.00029588 | 7.4154e-05
6 | 0.97897 | -0.40552 | 0.0016916 | 0.00042396
7 | 0.97921 | -0.40079 | 0.001815 | 0.00045488
8 | 0.9816 | -0.35403 | 0.0014988 | 0.00037563
9 | 0.97402 | -0.50293 | 0 | 0
10 | 0.99179 | -0.15741 | 0.0055721 | 0.0013965
11 | 0.99206 | -0.15213 | 0 | 0
12 | 0.9919 | -0.15525 | 0.001127 | 0.00028246
13 | 0.99213 | -0.15083 | 0.0014313 | 0.00035871
14 | 0.99177 | -0.15779 | 0.0039744 | 0.00099608
15 | 0.99215 | -0.15041 | 0 | 0
16 | 0.99194 | -0.15454 | 0.0061985 | 0.0015535
17 | 0.99247 | -0.14421 | 0.0016267 | 0.00040769
18 | 0.9826 | -0.33445 | 0.0050062 | 0.0012547
19 | 0.98291 | -0.3285 | 0.0037309 | 0.00093505
20 | 0.98228 | -0.34086 | 0.0011878 | 0.00029769
21 | 0.98364 | -0.31426 | 0.0016674 | 0.00041788
22 | 0.98661 | -0.25655 | 0.001265 | 0.00031703
23 | 0.98649 | -0.25899 | 0.0012434 | 0.00031163
24 | 0.98396 | -0.30813 | 0.001306 | 0.00032732
25 | 0.98735 | -0.24232 | 0 | 0
26 | 0.98625 | -0.26356 | 0.0013672 | 0.00034265
27 | 0.98634 | -0.26184 | 0.0013783 | 0.00034544
28 | 0.98619 | -0.26476 | 0.0013835 | 0.00034674
29 | 0.98616 | -0.26539 | 0.0017227 | 0.00043175
30 | 0.98494 | -0.28814 | 0.0027743 | 0.00069531
31 | 0.98419 | -0.30268 | 0.0023384 | 0.00058607
32 | 0.9865 | -0.25803 | 0 | 0
33 | 0.98367 | -0.31277 | 0 | 0
34 | 0.98645 | -0.25892 | 0 | 0
35 | 0.98676 | -0.25295 | 0.00039791 | 9.9727e-05
36 | 0.98101 | -0.36467 | 0 | 0
37 | 0.98641 | -0.25986 | 0.001162 | 0.00029122
38 | 0.98796 | -0.22978 | 0.00049157 | 0.0001232
39 | 0.97942 | -0.39563 | 0.0025394 | 0.00063644
40 | 0.9914 | -0.16373 | 0 | 0
41 | 0.99442 | -0.10593 | 0.0048353 | 0.0012119
42 | 0.98861 | -0.21737 | 0 | 0
43 | 0.98667 | -0.25645 | 0.00088552 | 0.00022193
44 | 0.98748 | -0.24076 | 0.00058204 | 0.00014587
45 | 0.98592 | -0.27107 | 0.0028821 | 0.00072233
46 | 0.9882 | -0.22666 | 0 | 0
47 | 0.98508 | -0.28752 | 0.0059622 | 0.0014943
48 | 0.9886 | -0.21897 | 0.0010514 | 0.00026351
49 | 0.98785 | -0.23348 | 0.0015887 | 0.00039818
50 | 0.98483 | -0.29238 | 0.0034575 | 0.00086654
51 | 0.98884 | -0.21443 | 0.00062216 | 0.00015593
52 | 0.98767 | -0.23714 | 0.001337 | 0.00033509
53 | 0.98464 | -0.29614 | 0.0060385 | 0.0015134
54 | 0.98721 | -0.24611 | 0.00064601 | 0.0001619
55 | 0.98727 | -0.24482 | 0.00095461 | 0.00023925
56 | 0.98719 | -0.24634 | 0.0020702 | 0.00051885
57 | 0.98729 | -0.2444 | 0 | 0
58 | 0.98724 | -0.24546 | 0.00085642 | 0.00021464
59 | 0.98732 | -0.24382 | 0.0046966 | 0.0011771
60 | 0.98734 | -0.24352 | 0.0043571 | 0.001092
61 | 0.99206 | -0.15155 | 0.0012646 | 0.00031695
62 | 0.99209 | -0.15096 | 0.0026032 | 0.00065242
63 | 0.99195 | -0.15367 | 0.001581 | 0.00039625
64 | 0.99225 | -0.14804 | 0.0012649 | 0.00031701
65 | 0.99188 | -0.15509 | 0.0015817 | 0.00039642
66 | 0.99233 | -0.14643 | 0.0013129 | 0.00032905
67 | 0.99188 | -0.1551 | 0.0015822 | 0.00039654
68 | 0.99241 | -0.14491 | 0.0011581 | 0.00029025
69 | 0.99261 | -0.1409 | 0.0015232 | 0.00038174
70 | 0.99261 | -0.14101 | 0.0015251 | 0.00038223
71 | 0.99291 | -0.13519 | 0.0015232 | 0.00038174
72 | 0.99291 | -0.13511 | 0.0015246 | 0.0003821
73 | 0.99314 | -0.1308 | 0 | 0
74 | 0.99619 | -0.072367 | 0 | 0
75 | 0.99134 | -0.16529 | 0.0015249 | 0.00038218
76 | 0.98838 | -0.22188 | 0.0033537 | 0.00084051
77 | 0.98829 | -0.2235 | 0.0012461 | 0.0003123
78 | 0.98824 | -0.22461 | 0.00052645 | 0.00013194
79 | 0.98821 | -0.22518 | 0.00091993 | 0.00023056
80 | 0.98816 | -0.22605 | 0 | 0
81 | 0.99701 | -0.056953 | 0.0020093 | 0.00050357
82 | 0.99546 | -0.086697 | 0.0022877 | 0.00057334
83 | 0.99855 | -0.027655 | 0.0053899 | 0.0013508
84 | 0.99416 | -0.1116 | 0.0015814 | 0.00039633
85 | 1 | 0 | -0.20111 | -0.050929
86 | 0.9929 | -0.13583 | 0 | 0
87 | 0.9915 | -0.16289 | 0.00095313 | 0.00023888
88 | 0.99266 | -0.14064 | 0.00095288 | 0.00023881
89 | 0.97846 | -0.41452 | 0.00058744 | 0.00014723
90 | 0.97843 | -0.41506 | 0.00043209 | 0.00010829
91 | 0.97848 | -0.41415 | 0.0035228 | 0.00088289
92 | 0.97841 | -0.41553 | 0.00084279 | 0.00021122
93 | 0.97868 | -0.41025 | 0.00030342 | 7.6043e-05
94 | 0.97915 | -0.40093 | 0.0021685 | 0.00054348
95 | 0.97112 | -0.56054 | 0.001122 | 0.00028119
96 | 0.97117 | -0.55953 | 0.00015186 | 3.806e-05
97 | 0.9792 | -0.40005 | 0 | 0
98 | 0.9736 | -0.51136 | 0.00080718 | 0.0002023
99 | 0.97324 | -0.51843 | 9.1993e-05 | 2.3056e-05
100 | 0.97134 | -0.55607 | 0.001952 | 0.00048922
101 | 0.97153 | -0.5524 | 0.00030272 | 7.5868e-05
102 | 0.97165 | -0.55005 | 0 | 0
103 | 0.97323 | -0.51864 | 0.00027182 | 6.8126e-05
104 | 0.97147 | -0.5536 | 0.00023251 | 5.8273e-05
105 | 0.97195 | -0.54401 | 0.00017951 | 4.4989e-05
106 | 0.97204 | -0.54229 | 0.00083635 | 0.00020961
107 | 0.97141 | -0.55469 | 0.00041758 | 0.00010466
108 | 0.97136 | -0.55579 | 0.00032242 | 8.0807e-05
109 | 0.97131 | -0.55674 | 0.00020915 | 5.2419e-05
110 | 0.98905 | -0.20942 | 0.0016765 | 0.00042016
111 | 0.98893 | -0.21182 | 0.0016766 | 0.0004202
112 | 0.98916 | -0.20725 | 0 | 0
113 | 0.98884 | -0.21351 | 0.001677 | 0.0004203
114 | 0.98966 | -0.19765 | 0.0016765 | 0.00042016
115 | 0.98879 | -0.21445 | 0.0016765 | 0.00042016
116 | 0.98973 | -0.19632 | 0.0020637 | 0.00051722
117 | 0.99084 | -0.17499 | 0.0016765 | 0.00042016
118 | 0.98814 | -0.22655 | 0.00080213 | 0.00020103
119 | 0.97121 | -0.55871 | 0.00010592 | 2.6545e-05
120 | 0.97118 | -0.55923 | 0.00016338 | 4.0948e-05
121 | 0.99066 | -0.1791 | 0.001127 | 0.00028245
122 | 0.99039 | -0.1844 | 0.00052297 | 0.00013107
123 | 0.9782 | -0.41953 | 0.0027316 | 0.00068461
124 | 0.9777 | -0.42942 | 0.00055702 | 0.0001396
125 | 0.97487 | -0.48513 | 0 | 0
126 | 0.97478 | -0.48684 | 0.0022259 | 0.00055787
127 | 0.97503 | -0.48184 | 0.0087727 | 0.0021987
128 | 0.97471 | -0.48818 | 0 | 0
129 | 0.97409 | -0.50056 | 0 | 0
130 | 0.97399 | -0.5024 | 0.0036349 | 0.00091099
131 | 0.97389 | -0.50444 | 0 | 0
132 | 0.97379 | -0.50643 | 0.0014099 | 0.00035334
133 | 0.97728 | -0.4376 | 0.00062169 | 0.00015581
134 | 0.9759 | -0.46484 | 0 | 0
135 | 0.98646 | -0.25948 | 0.0011931 | 0.00029902
136 | 0.98975 | -0.19673 | 0.0012234 | 0.00030662
137 | 0.99121 | -0.1677 | 0.0015242 | 0.00038201
138 | 0.99998 | 149.9956 | 0 | 0

## res_line
| p_from_mw | q_from_mvar | p_to_mw | q_to_mvar | pl_mw | ql_mvar | i_from_ka | i_to_ka | i_ka | vm_from_pu | va_from_degree | vm_to_pu | va_to_degree | loading_percent
0 | 0.0084067 | 0.0021032 | -0.0084022 | -0.0021012 | 4.5118e-06 | 1.9738e-06 | 0.01282 | 0.01282 | 0.01282 | 0.97569 | -0.47006 | 0.97512 | -0.48134 | 3.522
1 | -0.011444 | -0.0028645 | 0.011449 | 0.0028673 | 5.2586e-06 | 2.7902e-06 | 0.017452 | 0.017452 | 0.017452 | 0.97569 | -0.47006 | 0.97618 | -0.4604 | 4.7945
2 | 0.0082109 | 0.0020533 | -0.0082098 | -0.0020529 | 1.0408e-06 | 4.4555e-07 | 0.012528 | 0.012528 | 0.012528 | 0.97512 | -0.48134 | 0.97498 | -0.48401 | 3.4418
3 | -0.012181 | -0.0030505 | 0.012201 | 0.0030618 | 2.085e-05 | 1.1324e-05 | 0.018566 | 0.018566 | 0.018566 | 0.97618 | -0.4604 | 0.978 | -0.42451 | 5.1007
4 | 0.0074841 | 0.001871 | -0.0074821 | -0.0018702 | 1.9945e-06 | 7.6809e-07 | 0.011421 | 0.011421 | 0.011421 | 0.97498 | -0.48401 | 0.9747 | -0.48961 | 3.1376
5 | -0.012701 | -0.0031871 | 0.012716 | 0.003195 | 1.4382e-05 | 7.9143e-06 | 0.019326 | 0.019326 | 0.019326 | 0.978 | -0.42451 | 0.97921 | -0.40079 | 5.3093
6 | 0.0071862 | 0.0017961 | -0.0071817 | -0.0017944 | 4.5481e-06 | 1.6553e-06 | 0.010969 | 0.010969 | 0.010969 | 0.9747 | -0.48961 | 0.97402 | -0.50293 | 3.0136
7 | -0.0016916 | -0.00042396 | 0.001692 | 0.00042227 | 3.8042e-07 | -1.6868e-06 | 0.0025712 | 0.0025705 | 0.0025712 | 0.97897 | -0.40552 | 0.97921 | -0.40079 | 0.70638
8 | -0.016222 | -0.0040721 | 0.016259 | 0.0040933 | 3.626e-05 | 2.12e-05 | 0.024654 | 0.024653 | 0.024654 | 0.97921 | -0.40079 | 0.9816 | -0.35403 | 6.7731
9 | -0.017758 | -0.004469 | 0.017769 | 0.0044756 | 1.1182e-05 | 6.6364e-06 | 0.026925 | 0.026925 | 0.026925 | 0.9816 | -0.35403 | 0.98228 | -0.34086 | 7.3971
10 | 0.0071817 | 0.0017944 | -0.0071788 | -0.0017934 | 2.8745e-06 | 1.0472e-06 | 0.010969 | 0.01097 | 0.01097 | 0.97402 | -0.50293 | 0.9736 | -0.51136 | 3.0137
11 | -0.0055721 | -0.0013965 | 0.0055735 | 0.0013967 | 1.4029e-06 | 2.0688e-07 | 0.0083601 | 0.0083598 | 0.0083601 | 0.99179 | -0.15741 | 0.99206 | -0.15213 | 2.2967
12 | 0.0051027 | 0.0012784 | -0.0051019 | -0.0012784 | 7.5848e-07 | 3.9661e-08 | 0.0076535 | 0.0076536 | 0.0076536 | 0.99206 | -0.15213 | 0.9919 | -0.15525 | 2.1026
13 | -0.010676 | -0.0026751 | 0.010677 | 0.0026755 | 6.6198e-07 | 3.3477e-07 | 0.016013 | 0.016013 | 0.016013 | 0.99206 | -0.15213 | 0.99213 | -0.15083 | 4.3993
14 | 0.0039749 | 0.00099592 | -0.0039744 | -0.00099608 | 4.81e-07 | -1.5772e-07 | 0.0059629 | 0.005963 | 0.005963 | 0.9919 | -0.15525 | 0.99177 | -0.15779 | 1.6382
15 | -0.012108 | -0.0030342 | 0.012108 | 0.0030343 | 2.3958e-07 | 1.2831e-07 | 0.01816 | 0.01816 | 0.01816 | 0.99213 | -0.15083 | 0.99215 | -0.15041 | 4.989
16 | 0.0061997 | 0.0015538 | -0.0061985 | -0.0015535 | 1.2183e-06 | 2.9454e-07 | 0.0092982 | 0.0092984 | 0.0092984 | 0.99215 | -0.15041 | 0.99194 | -0.15454 | 2.5545
17 | -0.018308 | -0.0045881 | 0.018313 | 0.0045913 | 5.4131e-06 | 3.2171e-06 | 0.027458 | 0.027458 | 0.027458 | 0.99215 | -0.15041 | 0.99247 | -0.14421 | 7.5434
18 | -0.01994 | -0.004999 | 0.019944 | 0.005001 | 3.3877e-06 | 2.0375e-06 | 0.029897 | 0.029897 | 0.029897 | 0.99247 | -0.14421 | 0.99266 | -0.14064 | 8.2134
19 | -0.023969 | -0.0060315 | 0.023975 | 0.0060356 | 6.8221e-06 | 4.1913e-06 | 0.036306 | 0.036306 | 0.036306 | 0.9826 | -0.33445 | 0.98291 | -0.3285 | 9.9741
20 | 0.018962 | 0.0047768 | -0.018957 | -0.0047733 | 5.8116e-06 | 3.4816e-06 | 0.028724 | 0.028725 | 0.028725 | 0.9826 | -0.33445 | 0.98228 | -0.34086 | 7.8914
21 | -0.027706 | -0.0069707 | 0.027725 | 0.0069824 | 1.8867e-05 | 1.1712e-05 | 0.041954 | 0.041954 | 0.041954 | 0.98291 | -0.3285 | 0.98364 | -0.31426 | 11.5257
22 | -0.029392 | -0.0074003 | 0.029401 | 0.0074057 | 8.6113e-06 | 5.3639e-06 | 0.044476 | 0.044476 | 0.044476 | 0.98364 | -0.31426 | 0.98396 | -0.30813 | 12.2187
23 | 0.0082907 | 0.0020774 | -0.0082897 | -0.002077 | 9.6387e-07 | 4.0696e-07 | 0.012504 | 0.012504 | 0.012504 | 0.98661 | -0.25655 | 0.98649 | -0.25899 | 3.4352
24 | 0.030783 | 0.0077804 | -0.030707 | -0.007733 | 7.5929e-05 | 4.74e-05 | 0.04645 | 0.046451 | 0.046451 | 0.98661 | -0.25655 | 0.98396 | -0.30813 | 12.7612
25 | -0.040339 | -0.010175 | 0.040366 | 0.010192 | 2.7516e-05 | 1.7357e-05 | 0.060862 | 0.060862 | 0.060862 | 0.98661 | -0.25655 | 0.98735 | -0.24232 | 16.7204
26 | 0.0070463 | 0.0017654 | -0.0070461 | -0.0017653 | 1.6231e-07 | 5.4961e-08 | 0.010628 | 0.010628 | 0.010628 | 0.98649 | -0.25899 | 0.98646 | -0.25948 | 2.9199
27 | -0.040366 | -0.010192 | 0.040434 | 0.010235 | 6.7932e-05 | 4.285e-05 | 0.060862 | 0.060862 | 0.060862 | 0.98735 | -0.24232 | 0.98916 | -0.20725 | 16.7204
28 | -0.0044736 | -0.0011208 | 0.004474 | 0.0011207 | 3.6716e-07 | -3.9311e-08 | 0.0067495 | 0.0067494 | 0.0067495 | 0.98625 | -0.26356 | 0.98634 | -0.26184 | 1.8543
29 | 0.0031064 | 0.0007781 | -0.0031063 | -0.00077826 | 1.7709e-07 | -1.61e-07 | 0.0046867 | 0.0046868 | 0.0046868 | 0.98625 | -0.26356 | 0.98619 | -0.26476 | 1.2876
30 | -0.0058523 | -0.0014662 | 0.005853 | 0.0014663 | 6.5734e-07 | 1.3363e-07 | 0.0088287 | 0.0088286 | 0.0088287 | 0.98634 | -0.26184 | 0.98646 | -0.25948 | 2.4255
31 | 0.0017228 | 0.00043152 | -0.0017227 | -0.00043175 | 5.2218e-08 | -2.2953e-07 | 0.0025993 | 0.0025994 | 0.0025994 | 0.98619 | -0.26476 | 0.98616 | -0.26539 | 0.71412
32 | 0.03293 | 0.0083342 | -0.032907 | -0.0083198 | 2.2964e-05 | 1.4383e-05 | 0.049779 | 0.049779 | 0.049779 | 0.98494 | -0.28814 | 0.98419 | -0.30268 | 13.6755
33 | -0.035704 | -0.0090295 | 0.035756 | 0.009062 | 5.1637e-05 | 3.2445e-05 | 0.05397 | 0.05397 | 0.05397 | 0.98494 | -0.28814 | 0.9865 | -0.25803 | 14.8269
34 | 0.030569 | 0.0077337 | -0.030554 | -0.0077245 | 1.4802e-05 | 9.2387e-06 | 0.046243 | 0.046243 | 0.046243 | 0.98419 | -0.30268 | 0.98367 | -0.31277 | 12.7042
35 | 0.0011621 | 0.00029017 | -0.001162 | -0.00029068 | 4.8864e-08 | -5.1032e-07 | 0.0017525 | 0.0017527 | 0.0017527 | 0.9865 | -0.25803 | 0.98645 | -0.25892 | 0.48151
36 | -0.036918 | -0.0093521 | 0.036927 | 0.0093578 | 9.0254e-06 | 5.6773e-06 | 0.055722 | 0.055722 | 0.055722 | 0.9865 | -0.25803 | 0.98676 | -0.25295 | 15.3083
37 | 0.030554 | 0.0077245 | -0.030478 | -0.0076772 | 7.5851e-05 | 4.7347e-05 | 0.046243 | 0.046244 | 0.046244 | 0.98367 | -0.31277 | 0.98101 | -0.36467 | 12.7043
38 | 0.001162 | 0.00029068 | -0.001162 | -0.00029122 | 5.1899e-08 | -5.4184e-07 | 0.0017527 | 0.0017529 | 0.0017529 | 0.98645 | -0.25892 | 0.98641 | -0.25986 | 0.48157
39 | -0.037325 | -0.0094575 | 0.037367 | 0.0094837 | 4.1599e-05 | 2.6176e-05 | 0.056322 | 0.056322 | 0.056322 | 0.98676 | -0.25295 | 0.98796 | -0.22978 | 15.4731
40 | 0.030478 | 0.0076772 | -0.030433 | -0.007649 | 4.5056e-05 | 2.8128e-05 | 0.046244 | 0.046244 | 0.046244 | 0.98101 | -0.36467 | 0.97942 | -0.39563 | 12.7044
41 | -0.037858 | -0.0096069 | 0.037881 | 0.0096211 | 2.2598e-05 | 1.4225e-05 | 0.057062 | 0.057062 | 0.057062 | 0.98796 | -0.22978 | 0.98861 | -0.21737 | 15.6765
42 | 0.027894 | 0.0070126 | -0.027888 | -0.0070089 | 5.8832e-06 | 3.6554e-06 | 0.042386 | 0.042386 | 0.042386 | 0.97942 | -0.39563 | 0.9792 | -0.40005 | 11.6445
43 | -0.044847 | -0.011409 | 0.044972 | 0.011488 | 0.00012531 | 7.9247e-05 | 0.067372 | 0.067372 | 0.067372 | 0.9914 | -0.16373 | 0.99442 | -0.10593 | 18.5088
44 | 0.044847 | 0.011409 | -0.044731 | -0.011336 | 0.00011561 | 7.3116e-05 | 0.067372 | 0.067372 | 0.067372 | 0.9914 | -0.16373 | 0.98861 | -0.21737 | 18.5089
45 | -0.049807 | -0.0127 | 0.049888 | 0.012752 | 8.0844e-05 | 5.1237e-05 | 0.074607 | 0.074607 | 0.074607 | 0.99442 | -0.10593 | 0.99619 | -0.072367 | 20.4964
46 | 0.0068502 | 0.001715 | -0.0068488 | -0.0017145 | 1.4702e-06 | 4.6815e-07 | 0.01031 | 0.01031 | 0.01031 | 0.98861 | -0.21737 | 0.98838 | -0.22188 | 2.8325
47 | -0.019254 | -0.0048344 | 0.019269 | 0.004843 | 1.4421e-05 | 8.6467e-06 | 0.029041 | 0.02904 | 0.029041 | 0.98667 | -0.25645 | 0.98748 | -0.24076 | 7.9782
48 | 0.018369 | 0.0046125 | -0.018356 | -0.0046048 | 1.2808e-05 | 7.6295e-06 | 0.027705 | 0.027705 | 0.027705 | 0.98667 | -0.25645 | 0.98592 | -0.27107 | 7.6114
49 | -0.019851 | -0.0049889 | 0.019864 | 0.004997 | 1.3366e-05 | 8.0445e-06 | 0.029917 | 0.029917 | 0.029917 | 0.98748 | -0.24076 | 0.9882 | -0.22666 | 8.2191
50 | 0.015474 | 0.0038825 | -0.015462 | -0.0038755 | 1.2127e-05 | 7.0061e-06 | 0.023355 | 0.023356 | 0.023356 | 0.98592 | -0.27107 | 0.98508 | -0.28752 | 6.4164
51 | -0.036383 | -0.0091397 | 0.036397 | 0.0091481 | 1.3364e-05 | 8.4011e-06 | 0.054793 | 0.054793 | 0.054793 | 0.9882 | -0.22666 | 0.9886 | -0.21897 | 15.053
52 | 0.016519 | 0.0041428 | -0.016514 | -0.0041396 | 5.3619e-06 | 3.1357e-06 | 0.024875 | 0.024876 | 0.024876 | 0.9882 | -0.22666 | 0.98785 | -0.23348 | 6.834
53 | 0.0094993 | 0.0023812 | -0.0094971 | -0.0023802 | 2.1966e-06 | 1.0438e-06 | 0.014349 | 0.01435 | 0.01435 | 0.98508 | -0.28752 | 0.98483 | -0.29238 | 3.9422
54 | -0.037448 | -0.0094116 | 0.037456 | 0.0094168 | 8.1264e-06 | 5.1134e-06 | 0.056375 | 0.056375 | 0.056375 | 0.9886 | -0.21897 | 0.98884 | -0.21443 | 15.4877
55 | 0.014925 | 0.0037415 | -0.014923 | -0.00374 | 2.6036e-06 | 1.4905e-06 | 0.022482 | 0.022483 | 0.022483 | 0.98785 | -0.23348 | 0.98767 | -0.23714 | 6.1765
56 | 0.0060396 | 0.0015136 | -0.0060385 | -0.0015134 | 1.0816e-06 | 2.516e-07 | 0.0091254 | 0.0091256 | 0.0091256 | 0.98483 | -0.29238 | 0.98464 | -0.29614 | 2.507
57 | -0.038078 | -0.0095727 | 0.038111 | 0.009593 | 3.2212e-05 | 2.028e-05 | 0.057311 | 0.057311 | 0.057311 | 0.98884 | -0.21443 | 0.98975 | -0.19673 | 15.7449
58 | 0.013586 | 0.0034049 | -0.013582 | -0.0034026 | 4.1315e-06 | 2.3077e-06 | 0.020468 | 0.020468 | 0.020468 | 0.98767 | -0.23714 | 0.98734 | -0.24352 | 5.6232
59 | -0.0027163 | -0.00068069 | 0.0027164 | 0.00068045 | 1.6705e-07 | -2.329e-07 | 0.0040942 | 0.0040941 | 0.0040942 | 0.98721 | -0.24611 | 0.98727 | -0.24482 | 1.1248
60 | 0.0020702 | 0.00051878 | -0.0020702 | -0.00051885 | 2.3017e-08 | -6.5861e-08 | 0.0031205 | 0.0031205 | 0.0031205 | 0.98721 | -0.24611 | 0.98719 | -0.24634 | 0.85728
61 | -0.003671 | -0.0009197 | 0.0036711 | 0.00091967 | 7.3921e-08 | -3.5035e-08 | 0.0055329 | 0.0055328 | 0.0055329 | 0.98727 | -0.24482 | 0.98729 | -0.2444 | 1.52
62 | 0.00085646 | 0.00021378 | -0.00085642 | -0.00021464 | 4.3448e-08 | -8.6155e-07 | 0.0012905 | 0.0012908 | 0.0012908 | 0.98729 | -0.2444 | 0.98724 | -0.24546 | 0.35463
63 | -0.0045276 | -0.0011334 | 0.0045277 | 0.0011334 | 1.2501e-07 | -1.156e-08 | 0.0068234 | 0.0068233 | 0.0068234 | 0.98729 | -0.2444 | 0.98732 | -0.24382 | 1.8745
64 | -0.0092243 | -0.0023105 | 0.0092245 | 0.0023106 | 1.2867e-07 | 5.9645e-08 | 0.013902 | 0.013902 | 0.013902 | 0.98732 | -0.24382 | 0.98734 | -0.24352 | 3.8192
65 | -0.0060103 | -0.0015059 | 0.0060105 | 0.001506 | 1.7108e-07 | 3.7003e-08 | 0.0090148 | 0.0090148 | 0.0090148 | 0.99206 | -0.15155 | 0.99209 | -0.15096 | 2.4766
66 | 0.0047457 | 0.001189 | -0.0047452 | -0.001189 | 4.7764e-07 | -1.8868e-08 | 0.007118 | 0.0071181 | 0.0071181 | 0.99206 | -0.15155 | 0.99195 | -0.15367 | 1.9555
67 | -0.0086137 | -0.0021584 | 0.0086149 | 0.0021589 | 1.196e-06 | 5.1865e-07 | 0.012919 | 0.012919 | 0.012919 | 0.99209 | -0.15096 | 0.99225 | -0.14804 | 3.5492
68 | 0.0031641 | 0.00079276 | -0.0031639 | -0.00079295 | 2.1478e-07 | -1.907e-07 | 0.0047464 | 0.0047465 | 0.0047465 | 0.99195 | -0.15367 | 0.99188 | -0.15509 | 1.304
69 | -0.0098797 | -0.0024759 | 0.0098805 | 0.0024763 | 7.5767e-07 | 3.6601e-07 | 0.014816 | 0.014816 | 0.014816 | 0.99225 | -0.14804 | 0.99233 | -0.14643 | 4.0703
70 | 0.0015822 | 0.00039654 | -0.0015822 | -0.00039654 | 3.3623e-10 | -1.8397e-09 | 0.0023736 | 0.0023736 | 0.0023736 | 0.99188 | -0.15509 | 0.99188 | -0.1551 | 0.65209
71 | -0.011193 | -0.0028053 | 0.011194 | 0.0028058 | 8.14e-07 | 4.2141e-07 | 0.016785 | 0.016785 | 0.016785 | 0.99233 | -0.14643 | 0.99241 | -0.14491 | 4.6112
72 | -0.012352 | -0.003096 | 0.012355 | 0.0030972 | 2.2925e-06 | 1.2369e-06 | 0.018521 | 0.018521 | 0.018521 | 0.99241 | -0.14491 | 0.99261 | -0.14101 | 5.0882
73 | 0.01388 | 0.0034795 | -0.01388 | -0.0034795 | 6.9703e-08 | 3.906e-08 | 0.020807 | 0.020807 | 0.020807 | 0.99261 | -0.1409 | 0.99261 | -0.14101 | 5.7163
74 | -0.015403 | -0.0038613 | 0.015407 | 0.0038637 | 4.1957e-06 | 2.4139e-06 | 0.023091 | 0.023091 | 0.023091 | 0.99261 | -0.1409 | 0.99291 | -0.13519 | 6.3436
75 | -0.01693 | -0.0042454 | 0.01693 | 0.0042454 | 6.6529e-08 | 3.9015e-08 | 0.025373 | 0.025373 | 0.025373 | 0.99291 | -0.13519 | 0.99291 | -0.13511 | 6.9707
76 | -0.018455 | -0.0046276 | 0.018459 | 0.0046298 | 3.7866e-06 | 2.2527e-06 | 0.027658 | 0.027658 | 0.027658 | 0.99291 | -0.13511 | 0.99314 | -0.1308 | 7.5984
77 | -0.074261 | -0.01879 | 0.07447 | 0.018923 | 0.00020889 | 0.00013311 | 0.11133 | 0.11133 | 0.11133 | 0.99314 | -0.1308 | 0.99619 | -0.072367 | 30.5848
78 | 0.055802 | 0.01416 | -0.05571 | -0.014102 | 9.2385e-05 | 5.8672e-05 | 0.083671 | 0.083671 | 0.083671 | 0.99314 | -0.1308 | 0.99134 | -0.16529 | 22.9865
79 | -0.12436 | -0.031675 | 0.12479 | 0.031953 | 0.00043577 | 0.00027845 | 0.18594 | 0.18594 | 0.18594 | 0.99619 | -0.072367 | 1 | 0 | 51.0811
80 | 0.054185 | 0.01372 | -0.054179 | -0.013716 | 6.2675e-06 | 3.9787e-06 | 0.081382 | 0.081382 | 0.081382 | 0.99134 | -0.16529 | 0.99121 | -0.1677 | 22.3577
81 | 0.0034951 | 0.00087399 | -0.0034948 | -0.00087415 | 2.6816e-07 | -1.5943e-07 | 0.0052612 | 0.0052613 | 0.0052613 | 0.98838 | -0.22188 | 0.98829 | -0.2235 | 1.4454
82 | 0.0022487 | 0.00056185 | -0.0022486 | -0.00056213 | 1.1861e-07 | -2.7773e-07 | 0.0033852 | 0.0033853 | 0.0033853 | 0.98829 | -0.2235 | 0.98824 | -0.22461 | 0.93002
83 | 0.0017222 | 0.00043019 | -0.0017221 | -0.00043039 | 4.6708e-08 | -2.0751e-07 | 0.0025926 | 0.0025927 | 0.0025927 | 0.98824 | -0.22461 | 0.98821 | -0.22518 | 0.71228
84 | 0.00080218 | 0.00019984 | -0.00080215 | -0.0002006 | 3.3272e-08 | -7.5812e-07 | 0.0012075 | 0.0012078 | 0.0012078 | 0.98821 | -0.22518 | 0.98816 | -0.22605 | 0.3318
85 | 0.00080215 | 0.0002006 | -0.00080213 | -0.00020103 | 1.9179e-08 | -4.3682e-07 | 0.0012078 | 0.0012079 | 0.0012079 | 0.98816 | -0.22605 | 0.98814 | -0.22655 | 0.33184
86 | 0.067073 | 0.016996 | -0.066977 | -0.016935 | 9.5702e-05 | 6.0918e-05 | 0.10017 | 0.10017 | 0.10017 | 0.99701 | -0.056953 | 0.99546 | -0.086697 | 27.5195
87 | -0.069082 | -0.0175 | 0.06918 | 0.017562 | 9.7365e-05 | 6.1995e-05 | 0.10317 | 0.10317 | 0.10317 | 0.99701 | -0.056953 | 0.99855 | -0.027655 | 28.3433
88 | 0.06469 | 0.016362 | -0.064613 | -0.016313 | 7.7174e-05 | 4.9106e-05 | 0.096751 | 0.096751 | 0.096751 | 0.99546 | -0.086697 | 0.99416 | -0.1116 | 26.58
89 | -0.07457 | -0.018913 | 0.074669 | 0.018976 | 9.9292e-05 | 6.3266e-05 | 0.1112 | 0.1112 | 0.1112 | 0.99855 | -0.027655 | 1 | 0 | 30.5498
90 | 0.063031 | 0.015917 | -0.062958 | -0.01587 | 7.3111e-05 | 4.6508e-05 | 0.094384 | 0.094385 | 0.094385 | 0.99416 | -0.1116 | 0.9929 | -0.13583 | 25.9298
91 | 0.042057 | 0.010627 | -0.042002 | -0.010593 | 5.4479e-05 | 3.4395e-05 | 0.063059 | 0.063059 | 0.063059 | 0.9929 | -0.13583 | 0.9915 | -0.16289 | 17.324
92 | 0.020901 | 0.0052427 | -0.020896 | -0.0052398 | 4.7877e-06 | 2.8959e-06 | 0.031325 | 0.031325 | 0.031325 | 0.9929 | -0.13583 | 0.99266 | -0.14064 | 8.6058
93 | 0.041049 | 0.010354 | -0.041017 | -0.010334 | 3.1834e-05 | 2.0086e-05 | 0.061629 | 0.061629 | 0.061629 | 0.9915 | -0.16289 | 0.99066 | -0.1791 | 16.9311
94 | 0.0012749 | 0.00031887 | -0.0012749 | -0.00031914 | 3.2823e-08 | -2.7148e-07 | 0.0019386 | 0.0019387 | 0.0019387 | 0.97846 | -0.41452 | 0.97843 | -0.41506 | 0.53262
95 | -0.0018624 | -0.0004661 | 0.0018624 | 0.00046598 | 3.2422e-08 | -1.1465e-07 | 0.002832 | 0.0028319 | 0.002832 | 0.97846 | -0.41452 | 0.97848 | -0.41415 | 0.77802
96 | 0.0008428 | 0.00021085 | -0.00084279 | -0.00021122 | 1.8717e-08 | -3.6961e-07 | 0.0012816 | 0.0012818 | 0.0012818 | 0.97843 | -0.41506 | 0.97841 | -0.41553 | 0.35213
97 | -0.0053852 | -0.0013489 | 0.0053862 | 0.001349 | 1.0013e-06 | 1.4061e-07 | 0.0081892 | 0.008189 | 0.0081892 | 0.97848 | -0.41415 | 0.97868 | -0.41025 | 2.2498
98 | -0.0056896 | -0.0014251 | 0.0056921 | 0.0014255 | 2.5255e-06 | 4.8477e-07 | 0.0086503 | 0.0086499 | 0.0086503 | 0.97868 | -0.41025 | 0.97915 | -0.40093 | 2.3765
99 | -0.0078606 | -0.001969 | 0.007861 | 0.0019692 | 3.2845e-07 | 1.33e-07 | 0.011945 | 0.011945 | 0.011945 | 0.97915 | -0.40093 | 0.9792 | -0.40005 | 3.2817
100 | -0.001122 | -0.00028119 | 0.001122 | 0.00028063 | 5.3515e-08 | -5.6325e-07 | 0.0017192 | 0.001719 | 0.0017192 | 0.97112 | -0.56054 | 0.97117 | -0.55953 | 0.4723
101 | -0.0012739 | -0.00031869 | 0.0012739 | 0.00031854 | 1.8292e-08 | -1.4676e-07 | 0.0019516 | 0.0019516 | 0.0019516 | 0.97117 | -0.55953 | 0.97118 | -0.55923 | 0.53616
102 | 0.020027 | 0.0050398 | -0.020008 | -0.0050285 | 1.862e-05 | 1.1243e-05 | 0.03044 | 0.030441 | 0.030441 | 0.9792 | -0.40005 | 0.9782 | -0.41953 | 8.3628
103 | 0.0063716 | 0.0015911 | -0.0063695 | -0.0015904 | 2.142e-06 | 6.2182e-07 | 0.0097361 | 0.0097364 | 0.0097364 | 0.9736 | -0.51136 | 0.97324 | -0.51843 | 2.6748
104 | 0.0060057 | 0.0014998 | -0.0059989 | -0.0014981 | 6.8035e-06 | 1.6827e-06 | 0.0091803 | 0.0091813 | 0.0091813 | 0.97324 | -0.51843 | 0.97204 | -0.54229 | 2.5223
105 | 0.00027183 | 6.7609e-05 | -0.00027182 | -6.8126e-05 | 2.7013e-09 | -5.1675e-07 | 0.00041542 | 0.0004156 | 0.0004156 | 0.97324 | -0.51843 | 0.97323 | -0.51864 | 0.11418
106 | -0.001952 | -0.00048922 | 0.0019524 | 0.00048818 | 3.4171e-07 | -1.0431e-06 | 0.0029903 | 0.0029899 | 0.0029903 | 0.97134 | -0.55607 | 0.97153 | -0.5524 | 0.82152
107 | -0.0022551 | -0.00056405 | 0.0022553 | 0.00056351 | 2.5197e-07 | -5.365e-07 | 0.0034535 | 0.0034533 | 0.0034535 | 0.97153 | -0.5524 | 0.97165 | -0.55005 | 0.94877
108 | 0.0027258 | 0.00067983 | -0.0027254 | -0.0006804 | 4.5973e-07 | -5.7741e-07 | 0.0041732 | 0.0041736 | 0.0041736 | 0.97165 | -0.55005 | 0.97147 | -0.5536 | 1.1466
109 | -0.0049812 | -0.0012433 | 0.0049826 | 0.0012434 | 1.4293e-06 | 1.0282e-07 | 0.0076265 | 0.0076262 | 0.0076265 | 0.97165 | -0.55005 | 0.97195 | -0.54401 | 2.0952
110 | 0.0024929 | 0.00062213 | -0.0024927 | -0.00062234 | 1.2893e-07 | -2.0957e-07 | 0.0038174 | 0.0038175 | 0.0038175 | 0.97147 | -0.5536 | 0.97141 | -0.55469 | 1.0488
111 | -0.0051621 | -0.0012884 | 0.0051625 | 0.0012885 | 4.2028e-07 | 4.6452e-08 | 0.007901 | 0.007901 | 0.007901 | 0.97195 | -0.54401 | 0.97204 | -0.54229 | 2.1706
112 | 0.0020752 | 0.00051768 | -0.002075 | -0.00051797 | 1.0863e-07 | -2.8556e-07 | 0.0031779 | 0.003178 | 0.003178 | 0.97141 | -0.55469 | 0.97136 | -0.55579 | 0.87307
113 | 0.0017526 | 0.00043716 | -0.0017525 | -0.00043747 | 7.9035e-08 | -3.1152e-07 | 0.0026841 | 0.0026842 | 0.0026842 | 0.97136 | -0.55579 | 0.97131 | -0.55674 | 0.73742
114 | 0.0015434 | 0.00038506 | -0.0015432 | -0.00038582 | 1.4464e-07 | -7.6164e-07 | 0.0023638 | 0.0023641 | 0.0023641 | 0.97131 | -0.55674 | 0.97121 | -0.55871 | 0.64948
115 | 0.005031 | 0.0012601 | -0.0050304 | -0.0012601 | 5.7651e-07 | 2.4615e-08 | 0.0075689 | 0.007569 | 0.007569 | 0.98905 | -0.20942 | 0.98893 | -0.21182 | 2.0794
116 | -0.0067075 | -0.0016803 | 0.0067082 | 0.0016805 | 6.911e-07 | 2.1001e-07 | 0.010091 | 0.010091 | 0.010091 | 0.98905 | -0.20942 | 0.98916 | -0.20725 | 2.7723
117 | 0.0033538 | 0.00083992 | -0.0033536 | -0.00084011 | 2.6939e-07 | -1.8951e-07 | 0.0050462 | 0.0050464 | 0.0050464 | 0.98893 | -0.21182 | 0.98884 | -0.21351 | 1.3864
118 | -0.047142 | -0.011916 | 0.047164 | 0.011929 | 2.1711e-05 | 1.3748e-05 | 0.070953 | 0.070953 | 0.070953 | 0.98916 | -0.20725 | 0.98966 | -0.19765 | 19.4925
119 | 0.0016765 | 0.00041981 | -0.0016765 | -0.00042016 | 7.4719e-08 | -3.5376e-07 | 0.0025228 | 0.0025229 | 0.0025229 | 0.98884 | -0.21351 | 0.98879 | -0.21445 | 0.6931
120 | -0.04884 | -0.012349 | 0.048844 | 0.012351 | 3.1296e-06 | 1.9831e-06 | 0.073473 | 0.073473 | 0.073473 | 0.98966 | -0.19765 | 0.98973 | -0.19632 | 20.185
121 | -0.050907 | -0.012869 | 0.050959 | 0.012902 | 5.2113e-05 | 3.3047e-05 | 0.076576 | 0.076576 | 0.076576 | 0.98973 | -0.19632 | 0.99084 | -0.17499 | 21.0374
122 | -0.052636 | -0.013322 | 0.052654 | 0.013334 | 1.845e-05 | 1.1707e-05 | 0.079094 | 0.079094 | 0.079094 | 0.99084 | -0.17499 | 0.99121 | -0.1677 | 21.729
123 | 0.0014373 | 0.00035927 | -0.0014373 | -0.00035949 | 3.5481e-08 | -2.1879e-07 | 0.0022018 | 0.0022019 | 0.0022019 | 0.97121 | -0.55871 | 0.97118 | -0.55923 | 0.60492
124 | 0.03989 | 0.010052 | -0.03988 | -0.010045 | 1.0108e-05 | 6.3726e-06 | 0.059936 | 0.059936 | 0.059936 | 0.99066 | -0.1791 | 0.99039 | -0.1844 | 16.466
125 | 0.039357 | 0.0099142 | -0.039334 | -0.0098996 | 2.3181e-05 | 1.4608e-05 | 0.059151 | 0.059151 | 0.059151 | 0.99039 | -0.1844 | 0.98975 | -0.19673 | 16.2502
126 | 0.017276 | 0.0043439 | -0.017268 | -0.0043391 | 8.1553e-06 | 4.8244e-06 | 0.026285 | 0.026286 | 0.026286 | 0.9782 | -0.41953 | 0.9777 | -0.42942 | 7.2213
127 | 0.016711 | 0.0041995 | -0.016705 | -0.0041957 | 6.5278e-06 | 3.8406e-06 | 0.025438 | 0.025438 | 0.025438 | 0.9777 | -0.42942 | 0.97728 | -0.4376 | 6.9885
128 | 0.0072753 | 0.001821 | -0.0072747 | -0.0018207 | 5.93e-07 | 2.1963e-07 | 0.011104 | 0.011104 | 0.011104 | 0.97487 | -0.48513 | 0.97478 | -0.48684 | 3.0506
129 | -0.0072753 | -0.001821 | 0.0072764 | 0.0018214 | 1.1387e-06 | 4.2164e-07 | 0.011104 | 0.011104 | 0.011104 | 0.97487 | -0.48513 | 0.97503 | -0.48184 | 3.0505
130 | 0.0050488 | 0.0012629 | -0.0050484 | -0.0012629 | 3.2215e-07 | 2.5854e-08 | 0.0077061 | 0.0077062 | 0.0077062 | 0.97478 | -0.48684 | 0.97471 | -0.48818 | 2.1171
131 | -0.016049 | -0.00402 | 0.016062 | 0.0040276 | 1.3007e-05 | 7.6028e-06 | 0.024492 | 0.024492 | 0.024492 | 0.97503 | -0.48184 | 0.9759 | -0.46484 | 6.7286
132 | 0.0050484 | 0.0012629 | -0.0050455 | -0.0012626 | 2.9723e-06 | 2.3987e-07 | 0.0077062 | 0.0077068 | 0.0077068 | 0.97471 | -0.48818 | 0.97409 | -0.50056 | 2.1172
133 | 0.0050455 | 0.0012626 | -0.005045 | -0.0012626 | 4.4145e-07 | 3.5831e-08 | 0.0077068 | 0.0077069 | 0.0077069 | 0.97409 | -0.50056 | 0.97399 | -0.5024 | 2.1173
134 | 0.0014101 | 0.00035159 | -0.00141 | -0.00035248 | 1.3673e-07 | -8.9057e-07 | 0.0021537 | 0.002154 | 0.002154 | 0.97399 | -0.5024 | 0.97389 | -0.50444 | 0.59176
135 | 0.00141 | 0.00035248 | -0.0014099 | -0.00035334 | 1.3304e-07 | -8.6606e-07 | 0.002154 | 0.0021544 | 0.0021544 | 0.97389 | -0.50444 | 0.97379 | -0.50643 | 0.59186
136 | 0.016083 | 0.0040398 | -0.016062 | -0.0040276 | 2.0875e-05 | 1.2199e-05 | 0.024491 | 0.024492 | 0.024492 | 0.97728 | -0.4376 | 0.9759 | -0.46484 | 6.7285

## res_trafo
| p_hv_mw | q_hv_mvar | p_lv_mw | q_lv_mvar | pl_mw | ql_mvar | i_hv_ka | i_lv_ka | vm_hv_pu | va_hv_degree | vm_lv_pu | va_lv_degree | loading_percent
0 | -1.2729e-15 | -1.3162e-15 | 0.00165 | 1.2699e-07 | 0.00165 | 1.2699e-07 | 5.2857e-17 | 0.0023815 | 0.99998 | 149.9956 | 1 | 0 | 0.2619

## res_ext_grid
| p_mw | q_mvar
0 | 0.20463 | 0.05181

## res_load
| p_mw | q_mvar
0 | 0.0030374 | 0.00076125
1 | 0.00019128 | 4.7939e-05
2 | 0.0007312 | 0.00018326
3 | 0.00072574 | 0.00018189
4 | 0.00049972 | 0.00012524
5 | 0.00029588 | 7.4154e-05
6 | 0.0016916 | 0.00042396
7 | 0.001815 | 0.00045488
8 | 0.0014988 | 0.00037563
9 | 0.0055721 | 0.0013965
10 | 0.001127 | 0.00028246
11 | 0.0014313 | 0.00035871
12 | 0.0039744 | 0.00099608
13 | 0.0061985 | 0.0015535
14 | 0.0016267 | 0.00040769
15 | 0.0050062 | 0.0012547
16 | 0.0037309 | 0.00093505
17 | 0.0011878 | 0.00029769
18 | 0.0016674 | 0.00041788
19 | 0.001265 | 0.00031703
20 | 0.0012434 | 0.00031163
21 | 0.001306 | 0.00032732
22 | 0.0013672 | 0.00034265
23 | 0.0013783 | 0.00034544
24 | 0.0013835 | 0.00034674
25 | 0.0017227 | 0.00043175
26 | 0.0027743 | 0.00069531
27 | 0.0023384 | 0.00058607
28 | 0.00039791 | 9.9727e-05
29 | 0.001162 | 0.00029122
30 | 0.00049157 | 0.0001232
31 | 0.0025394 | 0.00063644
32 | 0.0048353 | 0.0012119
33 | 0.00088552 | 0.00022193
34 | 0.00058204 | 0.00014587
35 | 0.0028821 | 0.00072233
36 | 0.0059622 | 0.0014943
37 | 0.0010514 | 0.00026351
38 | 0.0015887 | 0.00039818
39 | 0.0034575 | 0.00086654
40 | 0.00062216 | 0.00015593
41 | 0.001337 | 0.00033509
42 | 0.0060385 | 0.0015134
43 | 0.00064601 | 0.0001619
44 | 0.00095461 | 0.00023925
45 | 0.0020702 | 0.00051885
46 | 0.00085642 | 0.00021464
47 | 0.0046966 | 0.0011771
48 | 0.0043571 | 0.001092
49 | 0.0012646 | 0.00031695
50 | 0.0026032 | 0.00065242
51 | 0.001581 | 0.00039625
52 | 0.0012649 | 0.00031701
53 | 0.0015817 | 0.00039642
54 | 0.0013129 | 0.00032905
55 | 0.0015822 | 0.00039654
56 | 0.0011581 | 0.00029025
57 | 0.0015232 | 0.00038174
58 | 0.0015251 | 0.00038223
59 | 0.0015232 | 0.00038174
60 | 0.0015246 | 0.0003821
61 | 0.0015249 | 0.00038218
62 | 0.0033537 | 0.00084051
63 | 0.0012461 | 0.0003123
64 | 0.00052645 | 0.00013194
65 | 0.00091993 | 0.00023056
66 | 0.0020093 | 0.00050357
67 | 0.0022877 | 0.00057334
68 | 0.0053899 | 0.0013508
69 | 0.0015814 | 0.00039633
70 | 0.003513 | 0.00088044
71 | 0.00095313 | 0.00023888
72 | 0.00095288 | 0.00023881
73 | 0.00058744 | 0.00014723
74 | 0.00043209 | 0.00010829
75 | 0.0035228 | 0.00088289
76 | 0.00084279 | 0.00021122
77 | 0.00030342 | 7.6043e-05
78 | 0.0021685 | 0.00054348
79 | 0.001122 | 0.00028119
80 | 0.00015186 | 3.806e-05
81 | 0.00080718 | 0.0002023
82 | 9.1993e-05 | 2.3056e-05
83 | 0.001952 | 0.00048922
84 | 0.00030272 | 7.5868e-05
85 | 0.00027182 | 6.8126e-05
86 | 0.00023251 | 5.8273e-05
87 | 0.00017951 | 4.4989e-05
88 | 0.00083635 | 0.00020961
89 | 0.00041758 | 0.00010466
90 | 0.00032242 | 8.0807e-05
91 | 0.00020915 | 5.2419e-05
92 | 0.0016765 | 0.00042016
93 | 0.0016766 | 0.0004202
94 | 0.001677 | 0.0004203
95 | 0.0016765 | 0.00042016
96 | 0.0016765 | 0.00042016
97 | 0.0020637 | 0.00051722
98 | 0.0016765 | 0.00042016
99 | 0.00080213 | 0.00020103
100 | 0.00010592 | 2.6545e-05
101 | 0.00016338 | 4.0948e-05
102 | 0.001127 | 0.00028245
103 | 0.00052297 | 0.00013107
104 | 0.0027316 | 0.00068461
105 | 0.00055702 | 0.0001396
106 | 0.0022259 | 0.00055787
107 | 0.0087727 | 0.0021987
108 | 0.0036349 | 0.00091099
109 | 0.0014099 | 0.00035334
110 | 0.00062169 | 0.00015581
111 | 0.0011931 | 0.00029902
112 | 0.0012234 | 0.00030662
113 | 0.0015242 | 0.00038201

## dtypes
| element | column | dtype
0 | bus | name | object
1 | bus | vn_kv | float64
2 | bus | type | object
3 | bus | zone | object
4 | bus | in_service | bool
5 | load | name | object
6 | load | bus | uint32
7 | load | p_mw | float64
8 | load | q_mvar | float64
9 | load | const_z_percent | float64
10 | load | const_i_percent | float64
11 | load | sn_mva | float64
12 | load | scaling | float64
13 | load | in_service | bool
14 | load | type | object
15 | ext_grid | name | object
16 | ext_grid | bus | uint32
17 | ext_grid | vm_pu | float64
18 | ext_grid | va_degree | float64
19 | ext_grid | slack_weight | float64
20 | ext_grid | in_service | bool
21 | line | name | object
22 | line | std_type | object
23 | line | from_bus | uint32
24 | line | to_bus | uint32
25 | line | length_km | float64
26 | line | r_ohm_per_km | float64
27 | line | x_ohm_per_km | float64
28 | line | c_nf_per_km | float64
29 | line | g_us_per_km | float64
30 | line | max_i_ka | float64
31 | line | df | float64
32 | line | parallel | uint32
33 | line | type | object
34 | line | in_service | bool
35 | trafo | name | object
36 | trafo | std_type | object
37 | trafo | hv_bus | uint32
38 | trafo | lv_bus | uint32
39 | trafo | sn_mva | float64
40 | trafo | vn_hv_kv | float64
41 | trafo | vn_lv_kv | float64
42 | trafo | vk_percent | float64
43 | trafo | vkr_percent | float64
44 | trafo | pfe_kw | float64
45 | trafo | i0_percent | float64
46 | trafo | shift_degree | float64
47 | trafo | tap_side | object
48 | trafo | tap_neutral | int32
49 | trafo | tap_min | int32
50 | trafo | tap_max | int32
51 | trafo | tap_step_percent | float64
52 | trafo | tap_step_degree | float64
53 | trafo | tap_pos | int32
54 | trafo | tap_phase_shifter | bool
55 | trafo | parallel | uint32
56 | trafo | df | float64
57 | trafo | in_service | bool
58 | line_geodata | coords | object
59 | bus_geodata | x | float64
60 | bus_geodata | y | float64
61 | bus_geodata | coords | object
62 | res_bus | vm_pu | float64
63 | res_bus | va_degree | float64
64 | res_bus | p_mw | float64
65 | res_bus | q_mvar | float64
66 | res_line | p_from_mw | float64
67 | res_line | q_from_mvar | float64
68 | res_line | p_to_mw | float64
69 | res_line | q_to_mvar | float64
70 | res_line | pl_mw | float64
71 | res_line | ql_mvar | float64
72 | res_line | i_from_ka | float64
73 | res_line | i_to_ka | float64
74 | res_line | i_ka | float64
75 | res_line | vm_from_pu | float64
76 | res_line | va_from_degree | float64
77 | res_line | vm_to_pu | float64
78 | res_line | va_to_degree | float64
79 | res_line | loading_percent | float64
80 | res_trafo | p_hv_mw | float64
81 | res_trafo | q_hv_mvar | float64
82 | res_trafo | p_lv_mw | float64
83 | res_trafo | q_lv_mvar | float64
84 | res_trafo | pl_mw | float64
85 | res_trafo | ql_mvar | float64
86 | res_trafo | i_hv_ka | float64
87 | res_trafo | i_lv_ka | float64
88 | res_trafo | vm_hv_pu | float64
89 | res_trafo | va_hv_degree | float64
90 | res_trafo | vm_lv_pu | float64
91 | res_trafo | va_lv_degree | float64
92 | res_trafo | loading_percent | float64
93 | res_ext_grid | p_mw | float64
94 | res_ext_grid | q_mvar | float64
95 | res_load | p_mw | float64
96 | res_load | q_mvar | float64

## parameters
| version | format_version | converged | OPF_converged | name | f_hz | sn_mva
0 | 2.14.6 | 2.14.0 | TRUE | FALSE |  | 50 | 1