## bus
| name | vn_kv | type | zone | in_service
0 | bus_LV_1709-24_0_5_node_0 | 0.4 | n |  | TRUE
1 | bus_LV_1709-24_0_5_node_1 | 0.4 | n |  | TRUE
2 | bus_LV_1709-24_0_5_node_2 | 0.4 | n |  | TRUE
3 | bus_LV_1709-24_0_5_node_4 | 0.4 | n |  | TRUE
4 | bus_LV_1709-24_0_5_node_5 | 0.4 | n |  | TRUE
5 | bus_LV_1709-24_0_5_node_21 | 0.4 | n |  | TRUE
6 | bus_LV_1709-24_0_5_node_18 | 0.4 | n |  | TRUE
7 | bus_LV_1709-24_0_5_node_6 | 0.4 | n |  | TRUE
8 | bus_LV_1709-24_0_5_node_7 | 0.4 | n |  | TRUE
9 | bus_LV_1709-24_0_5_node_8 | 0.4 | n |  | TRUE
10 | bus_LV_1709-24_0_5_node_9 | 0.4 | n |  | TRUE
11 | bus_LV_1709-24_0_5_node_11 | 0.4 | n |  | TRUE
12 | bus_LV_1709-24_0_5_node_12 | 0.4 | n |  | TRUE
13 | bus_LV_1709-24_0_5_node_10 | 0.4 | n |  | TRUE
14 | bus_LV_1709-24_0_5_node_13 | 0.4 | n |  | TRUE
15 | bus_LV_1709-24_0_5_node_14 | 0.4 | n |  | TRUE
16 | bus_LV_1709-24_0_5_node_31 | 0.4 | n |  | TRUE
17 | bus_LV_1709-24_0_5_node_55 | 0.4 | n |  | TRUE
18 | bus_LV_1709-24_0_5_node_108 | 0.4 | n |  | TRUE
19 | bus_LV_1709-24_0_5_node_43 | 0.4 | n |  | TRUE
20 | bus_LV_1709-24_0_5_node_56 | 0.4 | n |  | TRUE
21 | bus_LV_1709-24_0_5_node_57 | 0.4 | n |  | TRUE
22 | bus_LV_1709-24_0_5_node_54 | 0.4 | n |  | TRUE
23 | bus_LV_1709-24_0_5_node_109 | 0.4 | n |  | TRUE
24 | bus_LV_1709-24_0_5_node_15 | 0.4 | n |  | TRUE
25 | bus_LV_1709-24_0_5_node_16 | 0.4 | n |  | TRUE
26 | bus_LV_1709-24_0_5_node_17 | 0.4 | n |  | TRUE
27 | bus_LV_1709-24_0_5_node_19 | 0.4 | n |  | TRUE
28 | bus_LV_1709-24_0_5_node_20 | 0.4 | n |  | TRUE
29 | bus_LV_1709-24_0_5_node_22 | 0.4 | n |  | TRUE
30 | bus_LV_1709-24_0_5_node_23 | 0.4 | n |  | TRUE
31 | bus_LV_1709-24_0_5_node_45 | 0.4 | n |  | TRUE
32 | bus_LV_1709-24_0_5_node_38 | 0.4 | n |  | TRUE
33 | bus_LV_1709-24_0_5_node_46 | 0.4 | n |  | TRUE
34 | bus_LV_1709-24_0_5_node_44 | 0.4 | n |  | TRUE
35 | bus_LV_1709-24_0_5_node_37 | 0.4 | n |  | TRUE
36 | bus_LV_1709-24_0_5_node_24 | 0.4 | n |  | TRUE
37 | bus_LV_1709-24_0_5_node_25 | 0.4 | n |  | TRUE
38 | bus_LV_1709-24_0_5_node_26 | 0.4 | n |  | TRUE
39 | bus_LV_1709-24_0_5_node_27 | 0.4 | n |  | TRUE
40 | bus_LV_1709-24_0_5_node_28 | 0.4 | n |  | TRUE
41 | bus_LV_1709-24_0_5_node_29 | 0.4 | n |  | TRUE
42 | bus_LV_1709-24_0_5_node_30 | 0.4 | n |  | TRUE
43 | bus_LV_1709-24_0_5_node_117 | 0.4 | n |  | TRUE
44 | bus_LV_1709-24_0_5_node_32 | 0.4 | n |  | TRUE
45 | bus_LV_1709-24_0_5_node_118 | 0.4 | n |  | TRUE
46 | bus_LV_1709-24_0_5_node_33 | 0.4 | n |  | TRUE
47 | bus_LV_1709-24_0_5_node_41 | 0.4 | n |  | TRUE
48 | bus_LV_1709-24_0_5_node_34 | 0.4 | n |  | TRUE
49 | bus_LV_1709-24_0_5_node_35 | 0.4 | n |  | TRUE
50 | bus_LV_1709-24_0_5_node_36 | 0.4 | n |  | TRUE
51 | bus_LV_1709-24_0_5_node_39 | 0.4 | n |  | TRUE
52 | bus_LV_1709-24_0_5_node_51 | 0.4 | n |  | TRUE
53 | bus_LV_1709-24_0_5_node_42 | 0.4 | n |  | TRUE
54 | bus_LV_1709-24_0_5_node_52 | 0.4 | n |  | TRUE
55 | bus_LV_1709-24_0_5_node_40 | 0.4 | n |  | TRUE
56 | bus_LV_1709-24_0_5_node_47 | 0.4 | n |  | TRUE
57 | bus_LV_1709-24_0_5_node_49 | 0.4 | n |  | TRUE
58 | bus_LV_1709-24_0_5_node_50 | 0.4 | n |  | TRUE
59 | bus_LV_1709-24_0_5_node_48 | 0.4 | n |  | TRUE
60 | bus_LV_1709-24_0_5_node_53 | 0.4 | n |  | TRUE
61 | bus_LV_1709-24_0_5_node_58 | 0.4 | n |  | TRUE
62 | bus_LV_1709-24_0_5_node_59 | 0.4 | n |  | TRUE
63 | bus_LV_1709-24_0_5_node_114 | 0.4 | n |  | TRUE
64 | bus_LV_1709-24_0_5_node_96 | 0.4 | n |  | TRUE
65 | bus_LV_1709-24_0_5_node_115 | 0.4 | n |  | TRUE
66 | bus_LV_1709-24_0_5_node_85 | 0.4 | n |  | TRUE
67 | bus_LV_1709-24_0_5_node_60 | 0.4 | n |  | TRUE
68 | bus_LV_1709-24_0_5_node_61 | 0.4 | n |  | TRUE
69 | bus_LV_1709-24_0_5_node_62 | 0.4 | n |  | TRUE
70 | bus_LV_1709-24_0_5_node_63 | 0.4 | n |  | TRUE
71 | bus_LV_1709-24_0_5_node_64 | 0.4 | n |  | TRUE
72 | bus_LV_1709-24_0_5_node_65 | 0.4 | n |  | TRUE
73 | bus_LV_1709-24_0_5_node_66 | 0.4 | n |  | TRUE
74 | bus_LV_1709-24_0_5_node_67 | 0.4 | n |  | TRUE
75 | bus_LV_1709-24_0_5_node_100 | 0.4 | n |  | TRUE
76 | bus_LV_1709-24_0_5_node_97 | 0.4 | n |  | TRUE
77 | bus_LV_1709-24_0_5_node_95 | 0.4 | n |  | TRUE
78 | bus_LV_1709-24_0_5_node_86 | 0.4 | n |  | TRUE
79 | bus_LV_1709-24_0_5_node_102 | 0.4 | n |  | TRUE
80 | bus_LV_1709-24_0_5_node_98 | 0.4 | n |  | TRUE
81 | bus_LV_1709-24_0_5_node_113 | 0.4 | n |  | TRUE
82 | bus_LV_1709-24_0_5_node_87 | 0.4 | n |  | TRUE
83 | bus_LV_1709-24_0_5_node_68 | 0.4 | n |  | TRUE
84 | bus_LV_1709-24_0_5_node_69 | 0.4 | n |  | TRUE
85 | bus_LV_1709-24_0_5_node_70 | 0.4 | n |  | TRUE
86 | bus_LV_1709-24_0_5_node_71 | 0.4 | n |  | TRUE
87 | bus_LV_1709-24_0_5_node_72 | 0.4 | n |  | TRUE
88 | bus_LV_1709-24_0_5_node_83 | 0.4 | n |  | TRUE
89 | bus_LV_1709-24_0_5_node_81 | 0.4 | n |  | TRUE
90 | bus_LV_1709-24_0_5_node_73 | 0.4 | n |  | TRUE
91 | bus_LV_1709-24_0_5_node_74 | 0.4 | n |  | TRUE
92 | bus_LV_1709-24_0_5_node_75 | 0.4 | n |  | TRUE
93 | bus_LV_1709-24_0_5_node_76 | 0.4 | n |  | TRUE
94 | bus_LV_1709-24_0_5_node_77 | 0.4 | n |  | TRUE
95 | bus_LV_1709-24_0_5_node_79 | 0.4 | n |  | TRUE
96 | bus_LV_1709-24_0_5_node_91 | 0.4 | n |  | TRUE
97 | bus_LV_1709-24_0_5_node_78 | 0.4 | n |  | TRUE
98 | bus_LV_1709-24_0_5_node_92 | 0.4 | n |  | TRUE
99 | bus_LV_1709-24_0_5_node_80 | 0.4 | n |  | TRUE
100 | bus_LV_1709-24_0_5_node_82 | 0.4 | n |  | TRUE
101 | bus_LV_1709-24_0_5_node_84 | 0.4 | n |  | TRUE
102 | bus_LV_1709-24_0_5_node_88 | 0.4 | n |  | TRUE
103 | bus_LV_1709-24_0_5_node_89 | 0.4 | n |  | TRUE
104 | bus_LV_1709-24_0_5_node_90 | 0.4 | n |  | TRUE
105 | bus_LV_1709-24_0_5_node_119 | 0.4 | n |  | TRUE
106 | bus_LV_1709-24_0_5_node_105 | 0.4 | n |  | TRUE
107 | bus_LV_1709-24_0_5_node_120 | 0.4 | n |  | TRUE
108 | bus_LV_1709-24_0_5_node_103 | 0.4 | n |  | TRUE
109 | bus_LV_1709-24_0_5_node_93 | 0.4 | n |  | TRUE
110 | bus_LV_1709-24_0_5_node_94 | 0.4 | n |  | TRUE
111 | bus_LV_1709-24_0_5_node_116 | 0.4 | n |  | TRUE
112 | bus_LV_1709-24_0_5_node_111 | 0.4 | n |  | TRUE
113 | bus_LV_1709-24_0_5_node_99 | 0.4 | n |  | TRUE
114 | bus_LV_1709-24_0_5_node_101 | 0.4 | n |  | TRUE
115 | bus_LV_1709-24_0_5_node_122 | 0.4 | n |  | TRUE
116 | bus_LV_1709-24_0_5_node_104 | 0.4 | n |  | TRUE
117 | bus_LV_1709-24_0_5_node_106 | 0.4 | n |  | TRUE
118 | bus_LV_1709-24_0_5_node_107 | 0.4 | n |  | TRUE
119 | bus_LV_1709-24_0_5_node_110 | 0.4 | n |  | TRUE
120 | bus_LV_1709-24_0_5_node_112 | 0.4 | n |  | TRUE
121 | bus_LV_1709-24_0_5_node_121 | 0.4 | n |  | TRUE
122 | bus_MV_25_0_node_70 | 20 | n |  | TRUE

## load
| name | bus | p_mw | q_mvar | const_z_percent | const_i_percent | sn_mva | scaling | in_service | type
0 | LV_1709-24_0_5_load_0 | 0 | 0.0024476 | 0.00061343 | 0 | 0 |  | 1 | TRUE | wye
1 | LV_1709-24_0_5_load_1 | 1 | 0.0028853 | 0.00072313 | 0 | 0 |  | 1 | TRUE | wye
2 | LV_1709-24_0_5_load_2 | 2 | 0.0021242 | 0.00053237 | 0 | 0 |  | 1 | TRUE | wye
3 | LV_1709-24_0_5_load_4 | 3 | 0.0029616 | 0.00074224 | 0 | 0 |  | 1 | TRUE | wye
4 | LV_1709-24_0_5_load_5 | 4 | 0.0035197 | 0.00088213 | 0 | 0 |  | 1 | TRUE | wye
5 | LV_1709-24_0_5_load_21 | 5 | 0.0020671 | 0.00051806 | 0 | 0 |  | 1 | TRUE | wye
6 | LV_1709-24_0_5_load_18 | 6 | 0.0027948 | 0.00070044 | 0 | 0 |  | 1 | TRUE | wye
7 | LV_1709-24_0_5_load_6 | 7 | 0.0060406 | 0.0015139 | 0 | 0 |  | 1 | TRUE | wye
8 | LV_1709-24_0_5_load_7 | 8 | 0.0074696 | 0.001872 | 0 | 0 |  | 1 | TRUE | wye
9 | LV_1709-24_0_5_load_9 | 10 | 0.005736 | 0.0014376 | 0 | 0 |  | 1 | TRUE | wye
10 | LV_1709-24_0_5_load_10 | 13 | 0.004875 | 0.0012218 | 0 | 0 |  | 1 | TRUE | wye
11 | LV_1709-24_0_5_load_13 | 14 | 0.0035897 | 0.00089967 | 0 | 0 |  | 1 | TRUE | wye
12 | LV_1709-24_0_5_load_14 | 15 | 0.009806 | 0.0024576 | 0 | 0 |  | 1 | TRUE | wye
13 | LV_1709-24_0_5_load_31 | 16 | 0.0020258 | 0.00050772 | 0 | 0 |  | 1 | TRUE | wye
14 | LV_1709-24_0_5_load_108 | 18 | 0.0098999 | 0.0024812 | 0 | 0 |  | 1 | TRUE | wye
15 | LV_1709-24_0_5_load_43 | 19 | 0.0064617 | 0.0016195 | 0 | 0 |  | 1 | TRUE | wye
16 | LV_1709-24_0_5_load_56 | 20 | 0.0026066 | 0.00065328 | 0 | 0 |  | 1 | TRUE | wye
17 | LV_1709-24_0_5_load_57 | 21 | 0.014009 | 0.003511 | 0 | 0 |  | 1 | TRUE | wye
18 | LV_1709-24_0_5_load_54 | 22 | 0.0046732 | 0.0011712 | 0 | 0 |  | 1 | TRUE | wye
19 | LV_1709-24_0_5_load_15 | 24 | 0.003928 | 0.00098445 | 0 | 0 |  | 1 | TRUE | wye
20 | LV_1709-24_0_5_load_16 | 25 | 0.0024873 | 0.00062337 | 0 | 0 |  | 1 | TRUE | wye
21 | LV_1709-24_0_5_load_17 | 26 | 0.0067325 | 0.0016873 | 0 | 0 |  | 1 | TRUE | wye
22 | LV_1709-24_0_5_load_19 | 27 | 0.0085671 | 0.0021471 | 0 | 0 |  | 1 | TRUE | wye
23 | LV_1709-24_0_5_load_20 | 28 | 0.010429 | 0.0026136 | 0 | 0 |  | 1 | TRUE | wye
24 | LV_1709-24_0_5_load_22 | 29 | 0.003105 | 0.00077819 | 0 | 0 |  | 1 | TRUE | wye
25 | LV_1709-24_0_5_load_23 | 30 | 0.0064573 | 0.0016183 | 0 | 0 |  | 1 | TRUE | wye
26 | LV_1709-24_0_5_load_45 | 31 | 0.0029567 | 0.00074102 | 0 | 0 |  | 1 | TRUE | wye
27 | LV_1709-24_0_5_load_46 | 33 | 0.0037186 | 0.00093197 | 0 | 0 |  | 1 | TRUE | wye
28 | LV_1709-24_0_5_load_44 | 34 | 0.008433 | 0.0021135 | 0 | 0 |  | 1 | TRUE | wye
29 | LV_1709-24_0_5_load_24 | 36 | 0.0031572 | 0.00079126 | 0 | 0 |  | 1 | TRUE | wye
30 | LV_1709-24_0_5_load_25 | 37 | 0.0024582 | 0.00061608 | 0 | 0 |  | 1 | TRUE | wye
31 | LV_1709-24_0_5_load_26 | 38 | 0.0033787 | 0.00084677 | 0 | 0 |  | 1 | TRUE | wye
32 | LV_1709-24_0_5_load_27 | 39 | 0.0031684 | 0.00079407 | 0 | 0 |  | 1 | TRUE | wye
33 | LV_1709-24_0_5_load_28 | 40 | 0.0014706 | 0.00036858 | 0 | 0 |  | 1 | TRUE | wye
34 | LV_1709-24_0_5_load_29 | 41 | 0.0037344 | 0.00093592 | 0 | 0 |  | 1 | TRUE | wye
35 | LV_1709-24_0_5_load_30 | 42 | 0.0042755 | 0.0010715 | 0 | 0 |  | 1 | TRUE | wye
36 | LV_1709-24_0_5_load_117 | 43 | 0.0041497 | 0.00104 | 0 | 0 |  | 1 | TRUE | wye
37 | LV_1709-24_0_5_load_32 | 44 | 0.0037352 | 0.00093612 | 0 | 0 |  | 1 | TRUE | wye
38 | LV_1709-24_0_5_load_118 | 45 | 0.003037 | 0.00076115 | 0 | 0 |  | 1 | TRUE | wye
39 | LV_1709-24_0_5_load_33 | 46 | 0.0036986 | 0.00092696 | 0 | 0 |  | 1 | TRUE | wye
40 | LV_1709-24_0_5_load_41 | 47 | 0.0084627 | 0.002121 | 0 | 0 |  | 1 | TRUE | wye
41 | LV_1709-24_0_5_load_34 | 48 | 0.004044 | 0.0010135 | 0 | 0 |  | 1 | TRUE | wye
42 | LV_1709-24_0_5_load_35 | 49 | 0.003139 | 0.0007867 | 0 | 0 |  | 1 | TRUE | wye
43 | LV_1709-24_0_5_load_36 | 50 | 0.0090724 | 0.0022738 | 0 | 0 |  | 1 | TRUE | wye
44 | LV_1709-24_0_5_load_39 | 51 | 0.0042245 | 0.0010588 | 0 | 0 |  | 1 | TRUE | wye
45 | LV_1709-24_0_5_load_51 | 52 | 0.0016943 | 0.00042462 | 0 | 0 |  | 1 | TRUE | wye
46 | LV_1709-24_0_5_load_42 | 53 | 0.0071149 | 0.0017832 | 0 | 0 |  | 1 | TRUE | wye
47 | LV_1709-24_0_5_load_52 | 54 | 0.0036536 | 0.00091568 | 0 | 0 |  | 1 | TRUE | wye
48 | LV_1709-24_0_5_load_40 | 55 | 0.0037366 | 0.00093648 | 0 | 0 |  | 1 | TRUE | wye
49 | LV_1709-24_0_5_load_47 | 56 | 0.0023559 | 0.00059045 | 0 | 0 |  | 1 | TRUE | wye
50 | LV_1709-24_0_5_load_50 | 58 | 0.0022014 | 0.00055173 | 0 | 0 |  | 1 | TRUE | wye
51 | LV_1709-24_0_5_load_48 | 59 | 0.011414 | 0.0028606 | 0 | 0 |  | 1 | TRUE | wye
52 | LV_1709-24_0_5_load_53 | 60 | 0.0028491 | 0.00071405 | 0 | 0 |  | 1 | TRUE | wye
53 | LV_1709-24_0_5_load_58 | 61 | 0.0068938 | 0.0017277 | 0 | 0 |  | 1 | TRUE | wye
54 | LV_1709-24_0_5_load_59 | 62 | 0.0037826 | 0.000948 | 0 | 0 |  | 1 | TRUE | wye
55 | LV_1709-24_0_5_load_96 | 64 | 0.0034058 | 0.00085357 | 0 | 0 |  | 1 | TRUE | wye
56 | LV_1709-24_0_5_load_115 | 65 | 0.0073712 | 0.0018474 | 0 | 0 |  | 1 | TRUE | wye
57 | LV_1709-24_0_5_load_85 | 66 | 0.0032701 | 0.00081956 | 0 | 0 |  | 1 | TRUE | wye
58 | LV_1709-24_0_5_load_60 | 67 | 0.0020527 | 0.00051445 | 0 | 0 |  | 1 | TRUE | wye
59 | LV_1709-24_0_5_load_61 | 68 | 0.0012485 | 0.00031291 | 0 | 0 |  | 1 | TRUE | wye
60 | LV_1709-24_0_5_load_62 | 69 | 0.0086 | 0.0021554 | 0 | 0 |  | 1 | TRUE | wye
61 | LV_1709-24_0_5_load_63 | 70 | 0.0037888 | 0.00094957 | 0 | 0 |  | 1 | TRUE | wye
62 | LV_1709-24_0_5_load_66 | 73 | 0.0075501 | 0.0018922 | 0 | 0 |  | 1 | TRUE | wye
63 | LV_1709-24_0_5_load_67 | 74 | 0.0079818 | 0.0020004 | 0 | 0 |  | 1 | TRUE | wye
64 | LV_1709-24_0_5_load_100 | 75 | 0.0063305 | 0.0015866 | 0 | 0 |  | 1 | TRUE | wye
65 | LV_1709-24_0_5_load_97 | 76 | 0.0021726 | 0.00054451 | 0 | 0 |  | 1 | TRUE | wye
66 | LV_1709-24_0_5_load_86 | 78 | 0.003274 | 0.00082053 | 0 | 0 |  | 1 | TRUE | wye
67 | LV_1709-24_0_5_load_102 | 79 | 0.0020468 | 0.00051297 | 0 | 0 |  | 1 | TRUE | wye
68 | LV_1709-24_0_5_load_113 | 81 | 0.0072005 | 0.0018046 | 0 | 0 |  | 1 | TRUE | wye
69 | LV_1709-24_0_5_load_87 | 82 | 0.0024046 | 0.00060264 | 0 | 0 |  | 1 | TRUE | wye
70 | LV_1709-24_0_5_load_68 | 83 | 0.003318 | 0.00083157 | 0 | 0 |  | 1 | TRUE | wye
71 | LV_1709-24_0_5_load_69 | 84 | 0.0039434 | 0.0009883 | 0 | 0 |  | 1 | TRUE | wye
72 | LV_1709-24_0_5_load_70 | 85 | 0.0039828 | 0.00099819 | 0 | 0 |  | 1 | TRUE | wye
73 | LV_1709-24_0_5_load_71 | 86 | 0.0043554 | 0.0010916 | 0 | 0 |  | 1 | TRUE | wye
74 | LV_1709-24_0_5_load_72 | 87 | 0.0031711 | 0.00079476 | 0 | 0 |  | 1 | TRUE | wye
75 | LV_1709-24_0_5_load_83 | 88 | 0.00492 | 0.0012331 | 0 | 0 |  | 1 | TRUE | wye
76 | LV_1709-24_0_5_load_81 | 89 | 0.011339 | 0.0028418 | 0 | 0 |  | 1 | TRUE | wye
77 | LV_1709-24_0_5_load_73 | 90 | 0.0055204 | 0.0013835 | 0 | 0 |  | 1 | TRUE | wye
78 | LV_1709-24_0_5_load_74 | 91 | 0.0063654 | 0.0015953 | 0 | 0 |  | 1 | TRUE | wye
79 | LV_1709-24_0_5_load_76 | 93 | 0.0050337 | 0.0012616 | 0 | 0 |  | 1 | TRUE | wye
80 | LV_1709-24_0_5_load_77 | 94 | 0.004321 | 0.0010829 | 0 | 0 |  | 1 | TRUE | wye
81 | LV_1709-24_0_5_load_79 | 95 | 0.003452 | 0.00086515 | 0 | 0 |  | 1 | TRUE | wye
82 | LV_1709-24_0_5_load_91 | 96 | 0.0037274 | 0.00093419 | 0 | 0 |  | 1 | TRUE | wye
83 | LV_1709-24_0_5_load_78 | 97 | 0.0021139 | 0.00052979 | 0 | 0 |  | 1 | TRUE | wye
84 | LV_1709-24_0_5_load_92 | 98 | 0.012887 | 0.0032298 | 0 | 0 |  | 1 | TRUE | wye
85 | LV_1709-24_0_5_load_80 | 99 | 0.0073465 | 0.0018412 | 0 | 0 |  | 1 | TRUE | wye
86 | LV_1709-24_0_5_load_82 | 100 | 0.0057613 | 0.0014439 | 0 | 0 |  | 1 | TRUE | wye
87 | LV_1709-24_0_5_load_84 | 101 | 0.0040647 | 0.0010187 | 0 | 0 |  | 1 | TRUE | wye
88 | LV_1709-24_0_5_load_89 | 103 | 0.0026579 | 0.00066613 | 0 | 0 |  | 1 | TRUE | wye
89 | LV_1709-24_0_5_load_90 | 104 | 0.0025808 | 0.00064682 | 0 | 0 |  | 1 | TRUE | wye
90 | LV_1709-24_0_5_load_119 | 105 | 0.0034614 | 0.00086751 | 0 | 0 |  | 1 | TRUE | wye
91 | LV_1709-24_0_5_load_120 | 107 | 0.002917 | 0.00073106 | 0 | 0 |  | 1 | TRUE | wye
92 | LV_1709-24_0_5_load_103 | 108 | 0.00473 | 0.0011855 | 0 | 0 |  | 1 | TRUE | wye
93 | LV_1709-24_0_5_load_93 | 109 | 0.0018624 | 0.00046675 | 0 | 0 |  | 1 | TRUE | wye
94 | LV_1709-24_0_5_load_116 | 111 | 0.0017127 | 0.00042925 | 0 | 0 |  | 1 | TRUE | wye
95 | LV_1709-24_0_5_load_111 | 112 | 0.0067873 | 0.0017011 | 0 | 0 |  | 1 | TRUE | wye
96 | LV_1709-24_0_5_load_101 | 114 | 0.0037868 | 0.00094906 | 0 | 0 |  | 1 | TRUE | wye
97 | LV_1709-24_0_5_load_122 | 115 | 0.0036865 | 0.00092392 | 0 | 0 |  | 1 | TRUE | wye
98 | LV_1709-24_0_5_load_104 | 116 | 0.009066 | 0.0022722 | 0 | 0 |  | 1 | TRUE | wye
99 | LV_1709-24_0_5_load_106 | 117 | 0.004407 | 0.0011045 | 0 | 0 |  | 1 | TRUE | wye
100 | LV_1709-24_0_5_load_107 | 118 | 0.0050303 | 0.0012607 | 0 | 0 |  | 1 | TRUE | wye
101 | LV_1709-24_0_5_load_112 | 120 | 0.0059568 | 0.0014929 | 0 | 0 |  | 1 | TRUE | wye
102 | LV_1709-24_0_5_load_121 | 121 | 0.0028689 | 0.00071901 | 0 | 0 |  | 1 | TRUE | wye

## ext_grid
| name | bus | vm_pu | va_degree | slack_weight | in_service
0 |  | 62 | 1 | 0 | 1 | TRUE

## line
| name | std_type | from_bus | to_bus | length_km | r_ohm_per_km | x_ohm_per_km | c_nf_per_km | g_us_per_km | max_i_ka | df | parallel | type | in_service
0 | LV_1709-24_0_5_line_0 |  | 0 | 1 | 0.031953 | 0.125 | 0.08 | 261 | 0 | 0.364 | 1 | 1 | cs | TRUE
1 | LV_1709-24_0_5_line_1 |  | 0 | 2 | 0.0018715 | 0.125 | 0.08 | 261 | 0 | 0.364 | 1 | 1 | cs | TRUE
2 | LV_1709-24_0_5_line_2 |  | 2 | 3 | 0.021296 | 0.125 | 0.08 | 261 | 0 | 0.364 | 1 | 1 | cs | TRUE
3 | LV_1709-24_0_5_line_3 |  | 3 | 4 | 0.0050414 | 0.125 | 0.08 | 261 | 0 | 0.364 | 1 | 1 | cs | TRUE
4 | LV_1709-24_0_5_line_4 |  | 4 | 5 | 0.017747 | 0.125 | 0.08 | 261 | 0 | 0.364 | 1 | 1 | cs | TRUE
5 | LV_1709-24_0_5_line_5 |  | 5 | 6 | 0.0095728 | 0.125 | 0.08 | 261 | 0 | 0.364 | 1 | 1 | cs | TRUE
6 | LV_1709-24_0_5_line_6 |  | 6 | 25 | 0.0010564 | 0.125 | 0.08 | 261 | 0 | 0.364 | 1 | 1 | cs | TRUE
7 | LV_1709-24_0_5_line_7 |  | 7 | 8 | 0.027324 | 0.125 | 0.08 | 261 | 0 | 0.364 | 1 | 4 | cs | TRUE
8 | LV_1709-24_0_5_line_8 |  | 7 | 9 | 0.021519 | 0.125 | 0.08 | 261 | 0 | 0.364 | 1 | 4 | cs | TRUE
9 | LV_1709-24_0_5_line_9 |  | 8 | 10 | 0.022334 | 0.125 | 0.08 | 261 | 0 | 0.364 | 1 | 4 | cs | TRUE
10 | LV_1709-24_0_5_line_10 |  | 9 | 11 | 0.007351 | 0.125 | 0.08 | 261 | 0 | 0.364 | 1 | 4 | cs | TRUE
11 | LV_1709-24_0_5_line_11 |  | 10 | 12 | 0.024162 | 0.125 | 0.08 | 261 | 0 | 0.364 | 1 | 4 | cs | TRUE
12 | LV_1709-24_0_5_line_12 |  | 11 | 15 | 0.013999 | 0.125 | 0.08 | 261 | 0 | 0.364 | 1 | 4 | cs | TRUE
13 | LV_1709-24_0_5_line_13 |  | 12 | 16 | 0.010944 | 0.125 | 0.08 | 261 | 0 | 0.364 | 1 | 4 | cs | TRUE
14 | LV_1709-24_0_5_line_14 |  | 13 | 14 | 0.0029568 | 0.125 | 0.08 | 261 | 0 | 0.364 | 1 | 1 | cs | TRUE
15 | LV_1709-24_0_5_line_15 |  | 14 | 17 | 0.034069 | 0.125 | 0.08 | 261 | 0 | 0.364 | 1 | 1 | cs | TRUE
16 | LV_1709-24_0_5_line_16 |  | 15 | 18 | 0.033016 | 0.125 | 0.08 | 261 | 0 | 0.364 | 1 | 4 | cs | TRUE
17 | LV_1709-24_0_5_line_17 |  | 16 | 19 | 0.019717 | 0.125 | 0.08 | 261 | 0 | 0.364 | 1 | 4 | cs | TRUE
18 | LV_1709-24_0_5_line_18 |  | 17 | 20 | 0.019697 | 0.125 | 0.08 | 261 | 0 | 0.364 | 1 | 1 | cs | TRUE
19 | LV_1709-24_0_5_line_19 |  | 17 | 21 | 0.024132 | 0.125 | 0.08 | 261 | 0 | 0.364 | 1 | 4 | cs | TRUE
20 | LV_1709-24_0_5_line_20 |  | 17 | 22 | 0.016876 | 0.125 | 0.08 | 261 | 0 | 0.364 | 1 | 4 | cs | TRUE
21 | LV_1709-24_0_5_line_21 |  | 18 | 23 | 0.020089 | 0.125 | 0.08 | 261 | 0 | 0.364 | 1 | 4 | cs | TRUE
22 | LV_1709-24_0_5_line_22 |  | 19 | 47 | 0.0063826 | 0.125 | 0.08 | 261 | 0 | 0.364 | 1 | 4 | cs | TRUE
23 | LV_1709-24_0_5_line_23 |  | 20 | 61 | 0.034036 | 0.125 | 0.08 | 261 | 0 | 0.364 | 1 | 1 | cs | TRUE
24 | LV_1709-24_0_5_line_24 |  | 21 | 62 | 0.034967 | 0.125 | 0.08 | 261 | 0 | 0.364 | 1 | 4 | cs | TRUE
25 | LV_1709-24_0_5_line_25 |  | 22 | 60 | 0.012199 | 0.125 | 0.08 | 261 | 0 | 0.364 | 1 | 4 | cs | TRUE
26 | LV_1709-24_0_5_line_26 |  | 23 | 119 | 0.013148 | 0.125 | 0.08 | 261 | 0 | 0.364 | 1 | 4 | cs | TRUE
27 | LV_1709-24_0_5_line_27 |  | 24 | 25 | 0.022764 | 0.125 | 0.08 | 261 | 0 | 0.364 | 1 | 1 | cs | TRUE
28 | LV_1709-24_0_5_line_28 |  | 24 | 26 | 0.029359 | 0.125 | 0.08 | 261 | 0 | 0.364 | 1 | 1 | cs | TRUE
29 | LV_1709-24_0_5_line_29 |  | 26 | 27 | 0.013795 | 0.125 | 0.08 | 261 | 0 | 0.364 | 1 | 1 | cs | TRUE
30 | LV_1709-24_0_5_line_30 |  | 26 | 28 | 0.030924 | 0.125 | 0.08 | 261 | 0 | 0.364 | 1 | 1 | cs | TRUE
31 | LV_1709-24_0_5_line_31 |  | 27 | 29 | 0.015544 | 0.125 | 0.08 | 261 | 0 | 0.364 | 1 | 1 | cs | TRUE
32 | LV_1709-24_0_5_line_32 |  | 28 | 30 | 0.0098726 | 0.125 | 0.08 | 261 | 0 | 0.364 | 1 | 1 | cs | TRUE
33 | LV_1709-24_0_5_line_33 |  | 29 | 31 | 0.0056168 | 0.125 | 0.08 | 261 | 0 | 0.364 | 1 | 1 | cs | TRUE
34 | LV_1709-24_0_5_line_34 |  | 30 | 32 | 0.016071 | 0.125 | 0.08 | 261 | 0 | 0.364 | 1 | 1 | cs | TRUE
35 | LV_1709-24_0_5_line_35 |  | 31 | 33 | 0.013632 | 0.125 | 0.08 | 261 | 0 | 0.364 | 1 | 1 | cs | TRUE
36 | LV_1709-24_0_5_line_36 |  | 32 | 34 | 0.022554 | 0.125 | 0.08 | 261 | 0 | 0.364 | 1 | 4 | cs | TRUE
37 | LV_1709-24_0_5_line_37 |  | 32 | 35 | 0.025221 | 0.125 | 0.08 | 261 | 0 | 0.364 | 1 | 4 | cs | TRUE
38 | LV_1709-24_0_5_line_38 |  | 33 | 56 | 0.020998 | 0.125 | 0.08 | 261 | 0 | 0.364 | 1 | 1 | cs | TRUE
39 | LV_1709-24_0_5_line_39 |  | 34 | 53 | 0.00064186 | 0.125 | 0.08 | 261 | 0 | 0.364 | 1 | 4 | cs | TRUE
40 | LV_1709-24_0_5_line_40 |  | 35 | 51 | 0.0083632 | 0.125 | 0.08 | 261 | 0 | 0.364 | 1 | 4 | cs | TRUE
41 | LV_1709-24_0_5_line_41 |  | 35 | 50 | 0.017952 | 0.125 | 0.08 | 261 | 0 | 0.364 | 1 | 1 | cs | TRUE
42 | LV_1709-24_0_5_line_42 |  | 36 | 37 | 0.020616 | 0.125 | 0.08 | 261 | 0 | 0.364 | 1 | 1 | cs | TRUE
43 | LV_1709-24_0_5_line_43 |  | 36 | 38 | 0.012466 | 0.125 | 0.08 | 261 | 0 | 0.364 | 1 | 1 | cs | TRUE
44 | LV_1709-24_0_5_line_44 |  | 37 | 39 | 0.020495 | 0.125 | 0.08 | 261 | 0 | 0.364 | 1 | 1 | cs | TRUE
45 | LV_1709-24_0_5_line_45 |  | 38 | 40 | 0.0055464 | 0.125 | 0.08 | 261 | 0 | 0.364 | 1 | 1 | cs | TRUE
46 | LV_1709-24_0_5_line_46 |  | 39 | 41 | 0.020533 | 0.125 | 0.08 | 261 | 0 | 0.364 | 1 | 1 | cs | TRUE
47 | LV_1709-24_0_5_line_47 |  | 40 | 42 | 0.0014992 | 0.125 | 0.08 | 261 | 0 | 0.364 | 1 | 1 | cs | TRUE
48 | LV_1709-24_0_5_line_48 |  | 41 | 43 | 0.0039733 | 0.125 | 0.08 | 261 | 0 | 0.364 | 1 | 1 | cs | TRUE
49 | LV_1709-24_0_5_line_49 |  | 42 | 44 | 0.0092001 | 0.125 | 0.08 | 261 | 0 | 0.364 | 1 | 1 | cs | TRUE
50 | LV_1709-24_0_5_line_50 |  | 43 | 45 | 0.010691 | 0.125 | 0.08 | 261 | 0 | 0.364 | 1 | 1 | cs | TRUE
51 | LV_1709-24_0_5_line_51 |  | 44 | 46 | 0.017284 | 0.125 | 0.08 | 261 | 0 | 0.364 | 1 | 1 | cs | TRUE
52 | LV_1709-24_0_5_line_52 |  | 46 | 48 | 0.003253 | 0.125 | 0.08 | 261 | 0 | 0.364 | 1 | 1 | cs | TRUE
53 | LV_1709-24_0_5_line_53 |  | 47 | 55 | 0.0080486 | 0.125 | 0.08 | 261 | 0 | 0.364 | 1 | 4 | cs | TRUE
54 | LV_1709-24_0_5_line_54 |  | 48 | 49 | 0.028516 | 0.125 | 0.08 | 261 | 0 | 0.364 | 1 | 1 | cs | TRUE
55 | LV_1709-24_0_5_line_55 |  | 49 | 50 | 0.00075485 | 0.125 | 0.08 | 261 | 0 | 0.364 | 1 | 1 | cs | TRUE
56 | LV_1709-24_0_5_line_56 |  | 51 | 52 | 0.013338 | 0.125 | 0.08 | 261 | 0 | 0.364 | 1 | 4 | cs | TRUE
57 | LV_1709-24_0_5_line_57 |  | 52 | 54 | 0.010513 | 0.125 | 0.08 | 261 | 0 | 0.364 | 1 | 4 | cs | TRUE
58 | LV_1709-24_0_5_line_58 |  | 53 | 55 | 0.027207 | 0.125 | 0.08 | 261 | 0 | 0.364 | 1 | 4 | cs | TRUE
59 | LV_1709-24_0_5_line_59 |  | 54 | 60 | 0.025571 | 0.125 | 0.08 | 261 | 0 | 0.364 | 1 | 4 | cs | TRUE
60 | LV_1709-24_0_5_line_60 |  | 56 | 57 | 0.04658 | 0.125 | 0.08 | 261 | 0 | 0.364 | 1 | 1 | cs | TRUE
61 | LV_1709-24_0_5_line_61 |  | 57 | 58 | 0.03216 | 0.125 | 0.08 | 261 | 0 | 0.364 | 1 | 1 | cs | TRUE
62 | LV_1709-24_0_5_line_62 |  | 57 | 59 | 0.072199 | 0.125 | 0.08 | 261 | 0 | 0.364 | 1 | 1 | cs | TRUE
63 | LV_1709-24_0_5_line_63 |  | 61 | 63 | 0.013903 | 0.125 | 0.08 | 261 | 0 | 0.364 | 1 | 1 | cs | TRUE
64 | LV_1709-24_0_5_line_64 |  | 62 | 64 | 0.0030396 | 0.125 | 0.08 | 261 | 0 | 0.364 | 1 | 1 | cs | TRUE
65 | LV_1709-24_0_5_line_65 |  | 63 | 65 | 0.015806 | 0.125 | 0.08 | 261 | 0 | 0.364 | 1 | 1 | cs | TRUE
66 | LV_1709-24_0_5_line_66 |  | 64 | 66 | 0.023778 | 0.125 | 0.08 | 261 | 0 | 0.364 | 1 | 1 | cs | TRUE
67 | LV_1709-24_0_5_line_67 |  | 65 | 111 | 0.0062109 | 0.125 | 0.08 | 261 | 0 | 0.364 | 1 | 1 | cs | TRUE
68 | LV_1709-24_0_5_line_68 |  | 66 | 101 | 0.0031304 | 0.125 | 0.08 | 261 | 0 | 0.364 | 1 | 1 | cs | TRUE
69 | LV_1709-24_0_5_line_69 |  | 67 | 68 | 0.011899 | 0.125 | 0.08 | 261 | 0 | 0.364 | 1 | 1 | cs | TRUE
70 | LV_1709-24_0_5_line_70 |  | 67 | 69 | 0.00045479 | 0.125 | 0.08 | 261 | 0 | 0.364 | 1 | 1 | cs | TRUE
71 | LV_1709-24_0_5_line_71 |  | 68 | 70 | 0.01136 | 0.125 | 0.08 | 261 | 0 | 0.364 | 1 | 1 | cs | TRUE
72 | LV_1709-24_0_5_line_72 |  | 69 | 71 | 0.030519 | 0.125 | 0.08 | 261 | 0 | 0.364 | 1 | 2 | cs | TRUE
73 | LV_1709-24_0_5_line_73 |  | 70 | 72 | 0.013616 | 0.125 | 0.08 | 261 | 0 | 0.364 | 1 | 1 | cs | TRUE
74 | LV_1709-24_0_5_line_74 |  | 71 | 73 | 0.015274 | 0.125 | 0.08 | 261 | 0 | 0.364 | 1 | 4 | cs | TRUE
75 | LV_1709-24_0_5_line_75 |  | 71 | 74 | 0.023022 | 0.125 | 0.08 | 261 | 0 | 0.364 | 1 | 4 | cs | TRUE
76 | LV_1709-24_0_5_line_76 |  | 72 | 75 | 0.019608 | 0.125 | 0.08 | 261 | 0 | 0.364 | 1 | 1 | cs | TRUE
77 | LV_1709-24_0_5_line_77 |  | 72 | 76 | 0.013034 | 0.125 | 0.08 | 261 | 0 | 0.364 | 1 | 1 | cs | TRUE
78 | LV_1709-24_0_5_line_78 |  | 73 | 77 | 0.019281 | 0.125 | 0.08 | 261 | 0 | 0.364 | 1 | 4 | cs | TRUE
79 | LV_1709-24_0_5_line_79 |  | 74 | 78 | 0.029226 | 0.125 | 0.08 | 261 | 0 | 0.364 | 1 | 4 | cs | TRUE
80 | LV_1709-24_0_5_line_80 |  | 75 | 79 | 0.0059374 | 0.125 | 0.08 | 261 | 0 | 0.364 | 1 | 1 | cs | TRUE
81 | LV_1709-24_0_5_line_81 |  | 76 | 80 | 0.011673 | 0.125 | 0.08 | 261 | 0 | 0.364 | 1 | 1 | cs | TRUE
82 | LV_1709-24_0_5_line_82 |  | 77 | 81 | 0.025171 | 0.125 | 0.08 | 261 | 0 | 0.364 | 1 | 4 | cs | TRUE
83 | LV_1709-24_0_5_line_83 |  | 78 | 82 | 0.01795 | 0.125 | 0.08 | 261 | 0 | 0.364 | 1 | 4 | cs | TRUE
84 | LV_1709-24_0_5_line_84 |  | 80 | 113 | 0.010216 | 0.125 | 0.08 | 261 | 0 | 0.364 | 1 | 1 | cs | TRUE
85 | LV_1709-24_0_5_line_85 |  | 81 | 112 | 0.016198 | 0.125 | 0.08 | 261 | 0 | 0.364 | 1 | 4 | cs | TRUE
86 | LV_1709-24_0_5_line_86 |  | 82 | 102 | 0.019228 | 0.125 | 0.08 | 261 | 0 | 0.364 | 1 | 4 | cs | TRUE
87 | LV_1709-24_0_5_line_87 |  | 83 | 84 | 0.011202 | 0.125 | 0.08 | 261 | 0 | 0.364 | 1 | 1 | cs | TRUE
88 | LV_1709-24_0_5_line_88 |  | 83 | 85 | 0.012439 | 0.125 | 0.08 | 261 | 0 | 0.364 | 1 | 1 | cs | TRUE
89 | LV_1709-24_0_5_line_89 |  | 84 | 86 | 0.016892 | 0.125 | 0.08 | 261 | 0 | 0.364 | 1 | 1 | cs | TRUE
90 | LV_1709-24_0_5_line_90 |  | 86 | 87 | 0.0025637 | 0.125 | 0.08 | 261 | 0 | 0.364 | 1 | 1 | cs | TRUE
91 | LV_1709-24_0_5_line_91 |  | 87 | 88 | 0.023937 | 0.125 | 0.08 | 261 | 0 | 0.364 | 1 | 1 | cs | TRUE
92 | LV_1709-24_0_5_line_92 |  | 88 | 89 | 0.0083459 | 0.125 | 0.08 | 261 | 0 | 0.364 | 1 | 1 | cs | TRUE
93 | LV_1709-24_0_5_line_93 |  | 89 | 100 | 0.013795 | 0.125 | 0.08 | 261 | 0 | 0.364 | 1 | 1 | cs | TRUE
94 | LV_1709-24_0_5_line_94 |  | 90 | 91 | 0.030478 | 0.125 | 0.08 | 261 | 0 | 0.364 | 1 | 1 | cs | TRUE
95 | LV_1709-24_0_5_line_95 |  | 91 | 92 | 0.012795 | 0.125 | 0.08 | 261 | 0 | 0.364 | 1 | 1 | cs | TRUE
96 | LV_1709-24_0_5_line_96 |  | 92 | 93 | 0.026984 | 0.125 | 0.08 | 261 | 0 | 0.364 | 1 | 1 | cs | TRUE
97 | LV_1709-24_0_5_line_97 |  | 92 | 94 | 0.0014052 | 0.125 | 0.08 | 261 | 0 | 0.364 | 1 | 1 | cs | TRUE
98 | LV_1709-24_0_5_line_98 |  | 93 | 95 | 0.016821 | 0.125 | 0.08 | 261 | 0 | 0.364 | 1 | 1 | cs | TRUE
99 | LV_1709-24_0_5_line_99 |  | 94 | 96 | 0.027119 | 0.125 | 0.08 | 261 | 0 | 0.364 | 1 | 1 | cs | TRUE
100 | LV_1709-24_0_5_line_100 |  | 95 | 97 | 0.0065958 | 0.125 | 0.08 | 261 | 0 | 0.364 | 1 | 1 | cs | TRUE
101 | LV_1709-24_0_5_line_101 |  | 96 | 98 | 0.0068448 | 0.125 | 0.08 | 261 | 0 | 0.364 | 1 | 1 | cs | TRUE
102 | LV_1709-24_0_5_line_102 |  | 97 | 99 | 0.032783 | 0.125 | 0.08 | 261 | 0 | 0.364 | 1 | 1 | cs | TRUE
103 | LV_1709-24_0_5_line_103 |  | 98 | 109 | 0.015949 | 0.125 | 0.08 | 261 | 0 | 0.364 | 1 | 1 | cs | TRUE
104 | LV_1709-24_0_5_line_104 |  | 100 | 101 | 0.020925 | 0.125 | 0.08 | 261 | 0 | 0.364 | 1 | 1 | cs | TRUE
105 | LV_1709-24_0_5_line_105 |  | 102 | 103 | 0.017751 | 0.125 | 0.08 | 261 | 0 | 0.364 | 1 | 1 | cs | TRUE
106 | LV_1709-24_0_5_line_106 |  | 102 | 104 | 0.0006882 | 0.125 | 0.08 | 261 | 0 | 0.364 | 1 | 4 | cs | TRUE
107 | LV_1709-24_0_5_line_107 |  | 103 | 105 | 0.002755 | 0.125 | 0.08 | 261 | 0 | 0.364 | 1 | 1 | cs | TRUE
108 | LV_1709-24_0_5_line_108 |  | 104 | 106 | 0.039402 | 0.125 | 0.08 | 261 | 0 | 0.364 | 1 | 4 | cs | TRUE
109 | LV_1709-24_0_5_line_109 |  | 105 | 107 | 0.026274 | 0.125 | 0.08 | 261 | 0 | 0.364 | 1 | 1 | cs | TRUE
110 | LV_1709-24_0_5_line_110 |  | 106 | 108 | 0.017087 | 0.125 | 0.08 | 261 | 0 | 0.364 | 1 | 2 | cs | TRUE
111 | LV_1709-24_0_5_line_111 |  | 107 | 121 | 0.0033141 | 0.125 | 0.08 | 261 | 0 | 0.364 | 1 | 1 | cs | TRUE
112 | LV_1709-24_0_5_line_112 |  | 108 | 116 | 0.029759 | 0.125 | 0.08 | 261 | 0 | 0.364 | 1 | 1 | cs | TRUE
113 | LV_1709-24_0_5_line_113 |  | 109 | 110 | 0.0070334 | 0.125 | 0.08 | 261 | 0 | 0.364 | 1 | 1 | cs | TRUE
114 | LV_1709-24_0_5_line_114 |  | 110 | 111 | 0.0137 | 0.125 | 0.08 | 261 | 0 | 0.364 | 1 | 1 | cs | TRUE
115 | LV_1709-24_0_5_line_115 |  | 112 | 119 | 0.029318 | 0.125 | 0.08 | 261 | 0 | 0.364 | 1 | 4 | cs | TRUE
116 | LV_1709-24_0_5_line_116 |  | 113 | 114 | 0.036252 | 0.125 | 0.08 | 261 | 0 | 0.364 | 1 | 1 | cs | TRUE
117 | LV_1709-24_0_5_line_117 |  | 114 | 115 | 0.0021472 | 0.125 | 0.08 | 261 | 0 | 0.364 | 1 | 1 | cs | TRUE
118 | LV_1709-24_0_5_line_118 |  | 116 | 117 | 0.0083259 | 0.125 | 0.08 | 261 | 0 | 0.364 | 1 | 1 | cs | TRUE
119 | LV_1709-24_0_5_line_119 |  | 117 | 118 | 0.027054 | 0.125 | 0.08 | 261 | 0 | 0.364 | 1 | 1 | cs | TRUE
120 | LV_1709-24_0_5_line_120 |  | 119 | 120 | 0.024875 | 0.125 | 0.08 | 261 | 0 | 0.364 | 1 | 1 | cs | TRUE

## trafo
| name | std_type | hv_bus | lv_bus | sn_mva | vn_hv_kv | vn_lv_kv | vk_percent | vkr_percent | pfe_kw | i0_percent | shift_degree | tap_side | tap_neutral | tap_min | tap_max | tap_step_percent | tap_step_degree | tap_pos | tap_phase_shifter | parallel | df | in_service
0 | LV_1709-24_0_5_trafo_59 | 0.63 MVA 20/0.4 kV | 122 | 62 | 0.63 | 20 | 0.4 | 6 | 1.206 | 1.65 | 0.2619 | 150 | hv | 0 | -2 | 2 | 2.5 | 0 | 0 | FALSE | 1 | 1 | TRUE

## line_geodata
| x0 | y0 | x1 | y1 | x2 | y2 | x3 | y3 | x4 | y4 | x5 | y5 | x6 | y6 | x7 | y7 | x8 | y8
0 | 2686306.5344 | 1220830.9453 | 2686279.3932 | 1220814.0828
1 | 2686306.5344 | 1220830.9453 | 2686308.1241 | 1220831.933
2 | 2686326.2128 | 1220843.1713 | 2686308.1241 | 1220831.933
3 | 2686330.495 | 1220845.8318 | 2686326.2128 | 1220843.1713
4 | 2686345.5047 | 1220855.2998 | 2686341.2991 | 1220852.5442 | 2686330.495 | 1220845.8318
5 | 2686345.5047 | 1220855.2998 | 2686353.5118 | 1220860.5463
6 | 2686354.3954 | 1220861.1252 | 2686353.5118 | 1220860.5463
7 | 2686462.8112 | 1221059.0726 | 2686476.6593 | 1221035.5178
8 | 2686451.9049 | 1221077.6235 | 2686462.8112 | 1221059.0726
9 | 2686487.9783 | 1221016.265 | 2686476.6593 | 1221035.5178
10 | 2686458.0446 | 1221081.6932 | 2686451.9049 | 1221077.6235
11 | 2686500.224 | 1220995.4358 | 2686487.9783 | 1221016.265
12 | 2686458.0446 | 1221081.6932 | 2686452.954 | 1221094.7335
13 | 2686500.224 | 1220995.4358 | 2686491.5647 | 1220988.7439
14 | 2686420.5857 | 1221056.8905 | 2686423.0512 | 1221058.5226
15 | 2686391.7704 | 1221038.758 | 2686400.0957 | 1221043.3263 | 2686420.5857 | 1221056.8905
16 | 2686440.9476 | 1221125.4893 | 2686452.954 | 1221094.7335
17 | 2686477.1263 | 1220975.3786 | 2686486.118 | 1220984.5347 | 2686491.5647 | 1220988.7439
18 | 2686391.7704 | 1221038.758 | 2686389.314 | 1221045.9495 | 2686385.4584 | 1221057.4161
19 | 2686391.7704 | 1221038.758 | 2686371.3708 | 1221025.865
20 | 2686391.7704 | 1221038.758 | 2686397.1341 | 1221022.7574
21 | 2686432.7807 | 1221143.7465 | 2686435.1913 | 1221140.2346 | 2686440.9476 | 1221125.4893
22 | 2686472.6542 | 1220970.8248 | 2686477.1263 | 1220975.3786
23 | 2686385.4584 | 1221057.4161 | 2686374.611 | 1221089.6769
24 | 2686371.3708 | 1221025.865 | 2686341.8125 | 1221007.1834
25 | 2686401.0113 | 1221011.1915 | 2686397.1341 | 1221022.7574
26 | 2686419.5995 | 1221143.3772 | 2686432.7807 | 1221143.7465
27 | 2686354.3954 | 1220861.1252 | 2686373.4363 | 1220873.6013
28 | 2686397.9932 | 1220889.6915 | 2686373.4363 | 1220873.6013
29 | 2686397.9932 | 1220889.6915 | 2686396.7434 | 1220875.9529
30 | 2686397.9932 | 1220889.6915 | 2686422.802 | 1220908.1528
31 | 2686394.5792 | 1220860.5612 | 2686394.7845 | 1220862.4487 | 2686396.7434 | 1220875.9529
32 | 2686422.802 | 1220908.1528 | 2686422.802 | 1220908.1528 | 2686427.2264 | 1220916.9785
33 | 2686394.5792 | 1220860.5612 | 2686393.972 | 1220854.9772
34 | 2686428.7392 | 1220932.978 | 2686427.2264 | 1220916.9785
35 | 2686392.4981 | 1220841.4247 | 2686393.972 | 1220854.9772
36 | 2686428.7392 | 1220932.978 | 2686437.6732 | 1220937.444 | 2686445.0775 | 1220942.7439 | 2686447.5018 | 1220945.2126
37 | 2686428.7392 | 1220932.978 | 2686419.3776 | 1220956.4025
38 | 2686390.2876 | 1220820.5747 | 2686390.2607 | 1220824.3906 | 2686392.1068 | 1220837.8265 | 2686392.4981 | 1220841.4247
39 | 2686447.9516 | 1220945.6706 | 2686447.5018 | 1220945.2126
40 | 2686419.3776 | 1220956.4025 | 2686416.7195 | 1220964.3321
41 | 2686419.3776 | 1220956.4025 | 2686402.4697 | 1220950.3711
42 | 2686330.3317 | 1220920.7679 | 2686312.8427 | 1220909.8529
43 | 2686340.9068 | 1220927.3678 | 2686330.3317 | 1220920.7679
44 | 2686295.4556 | 1220899.0015 | 2686312.8427 | 1220909.8529
45 | 2686345.612 | 1220930.3044 | 2686340.9068 | 1220927.3678
46 | 2686295.4556 | 1220899.0015 | 2686278.0366 | 1220888.1302
47 | 2686346.8838 | 1220931.0981 | 2686345.612 | 1220930.3044
48 | 2686278.0366 | 1220888.1302 | 2686274.6658 | 1220886.0265
49 | 2686346.8838 | 1220931.0981 | 2686350.7548 | 1220933.514 | 2686355.08 | 1220935.1857
50 | 2686265.5966 | 1220880.3663 | 2686274.6658 | 1220886.0265
51 | 2686371.416 | 1220940.7706 | 2686364.6832 | 1220938.8974 | 2686355.08 | 1220935.1857
52 | 2686371.416 | 1220940.7706 | 2686374.55 | 1220941.6426
53 | 2686472.6542 | 1220970.8248 | 2686467.0147 | 1220965.0822
54 | 2686401.7587 | 1220950.1174 | 2686390.2333 | 1220946.006 | 2686374.55 | 1220941.6426
55 | 2686401.7587 | 1220950.1174 | 2686402.4697 | 1220950.3711
56 | 2686416.7195 | 1220964.3321 | 2686412.4802 | 1220976.9783
57 | 2686412.4802 | 1220976.9783 | 2686409.1388 | 1220986.9461
58 | 2686447.9516 | 1220945.6706 | 2686467.0147 | 1220965.0822
59 | 2686409.1388 | 1220986.9461 | 2686401.0113 | 1221011.1915
60 | 2686392.2319 | 1220774.3074 | 2686389.497 | 1220787.0875 | 2686389.6968 | 1220802.6009 | 2686390.3463 | 1220812.2169 | 2686390.2876 | 1220820.5747
61 | 2686392.2319 | 1220774.3074 | 2686395.9951 | 1220775.8964 | 2686399.6625 | 1220777.8175 | 2686403.655 | 1220779.2876 | 2686406.7918 | 1220779.0774 | 2686410.7138 | 1220777.5666 | 2686413.7849 | 1220774.5646 | 2686415.3879 | 1220771.2857 | 2686416.98 | 1220767.1949
62 | 2686392.2319 | 1220774.3074 | 2686364.936 | 1220707.4672
63 | 2686370.18 | 1221102.8551 | 2686374.611 | 1221089.6769
64 | 2686339.243 | 1221005.5595 | 2686341.8125 | 1221007.1834
65 | 2686370.18 | 1221102.8551 | 2686361.8397 | 1221094.6175 | 2686358.4113 | 1221092.3992
66 | 2686339.243 | 1221005.5595 | 2686319.1429 | 1220992.8558
67 | 2686353.1967 | 1221089.0253 | 2686358.4113 | 1221092.3992
68 | 2686316.4968 | 1220991.1834 | 2686319.1429 | 1220992.8558
69 | 2686303.6027 | 1221174.0261 | 2686294.7807 | 1221182.0106
70 | 2686303.9399 | 1221173.721 | 2686303.6027 | 1221174.0261
71 | 2686286.3582 | 1221189.6335 | 2686294.7807 | 1221182.0106
72 | 2686317.0089 | 1221147.8149 | 2686315.5837 | 1221160.2916 | 2686311.751 | 1221166.6515 | 2686303.9399 | 1221173.721
73 | 2686276.2629 | 1221198.7703 | 2686286.3582 | 1221189.6335
74 | 2686317.0089 | 1221147.8149 | 2686332.1413 | 1221149.8886
75 | 2686317.0089 | 1221147.8149 | 2686294.5908 | 1221142.5752
76 | 2686276.2629 | 1221198.7703 | 2686273.3051 | 1221196.0701 | 2686257.9282 | 1221193.426
77 | 2686276.2629 | 1221198.7703 | 2686266.7911 | 1221207.7247
78 | 2686350.9801 | 1221153.8669 | 2686338.8773 | 1221150.8116 | 2686332.1413 | 1221149.8886
79 | 2686266.1315 | 1221135.9235 | 2686294.5908 | 1221142.5752
80 | 2686252.0767 | 1221192.4198 | 2686257.9282 | 1221193.426
81 | 2686258.3085 | 1221215.744 | 2686266.7911 | 1221207.7247
82 | 2686350.9801 | 1221153.8669 | 2686358.9087 | 1221148.1224 | 2686368.7824 | 1221147.9321 | 2686374.2646 | 1221147.4407
83 | 2686266.1315 | 1221135.9235 | 2686248.6526 | 1221131.8382
84 | 2686249.8786 | 1221221.5481 | 2686258.3085 | 1221215.744
85 | 2686374.2646 | 1221147.4407 | 2686390.398 | 1221145.9946
86 | 2686229.9293 | 1221127.462 | 2686248.6526 | 1221131.8382
87 | 2686233.9419 | 1220939.0068 | 2686243.4111 | 1220944.9916
88 | 2686233.9419 | 1220939.0068 | 2686223.4269 | 1220932.3611
89 | 2686243.4111 | 1220944.9916 | 2686257.6904 | 1220954.0164
90 | 2686259.8576 | 1220955.3861 | 2686257.6904 | 1220954.0164
91 | 2686259.8576 | 1220955.3861 | 2686280.0923 | 1220968.1749
92 | 2686287.1473 | 1220972.6338 | 2686280.0923 | 1220968.1749
93 | 2686287.1473 | 1220972.6338 | 2686298.8087 | 1220980.0041
94 | 2686282.9595 | 1221090.8701 | 2686289.6626 | 1221064.7289 | 2686290.4584 | 1221061.3297
95 | 2686293.3751 | 1221048.8719 | 2686290.4584 | 1221061.3297
96 | 2686293.3751 | 1221048.8719 | 2686269.7297 | 1221035.8706
97 | 2686293.3751 | 1221048.8719 | 2686294.5419 | 1221049.6549
98 | 2686269.7297 | 1221035.8706 | 2686254.9902 | 1221027.7661
99 | 2686317.0185 | 1221064.8288 | 2686307.4643 | 1221058.3269 | 2686294.5419 | 1221049.6549
100 | 2686249.2104 | 1221024.5882 | 2686254.9902 | 1221027.7661
101 | 2686317.0185 | 1221064.8288 | 2686322.6772 | 1221068.6797
102 | 2686249.2104 | 1221024.5882 | 2686240.8716 | 1221020.0031 | 2686220.3462 | 1221009.0458
103 | 2686335.8626 | 1221077.6526 | 2686322.6772 | 1221068.6797
104 | 2686298.8087 | 1220980.0041 | 2686316.4968 | 1220991.1834
105 | 2686229.9293 | 1221127.462 | 2686226.8598 | 1221144.9453
106 | 2686229.2573 | 1221127.3136 | 2686229.9293 | 1221127.462
107 | 2686226.8598 | 1221144.9453 | 2686226.3834 | 1221147.6588
108 | 2686190.783 | 1221118.8118 | 2686229.2573 | 1221127.3136
109 | 2686223.6023 | 1221173.759 | 2686225.0089 | 1221155.4876 | 2686226.3834 | 1221147.6588
110 | 2686190.783 | 1221118.8118 | 2686193.2385 | 1221101.9022
111 | 2686223.6023 | 1221173.759 | 2686223.348 | 1221177.0633
112 | 2686193.2385 | 1221101.9022 | 2686197.5149 | 1221072.4525
113 | 2686341.6948 | 1221081.5832 | 2686340.402 | 1221080.7417 | 2686335.8626 | 1221077.6526
114 | 2686341.6948 | 1221081.5832 | 2686353.1967 | 1221089.0253
115 | 2686419.5995 | 1221143.3772 | 2686390.398 | 1221145.9946
116 | 2686249.8786 | 1221221.5481 | 2686245.7358 | 1221217.3742 | 2686215.8465 | 1221211.9878
117 | 2686213.7334 | 1221211.607 | 2686215.8465 | 1221211.9878
118 | 2686198.7114 | 1221064.213 | 2686197.5149 | 1221072.4525
119 | 2686198.7114 | 1221064.213 | 2686200.4243 | 1221052.4174 | 2686200.7633 | 1221037.2865
120 | 2686419.5995 | 1221143.3772 | 2686417.3243 | 1221168.1481

## bus_geodata
| x | y | coords
0 | 2686306.5344 | 1220830.9453
1 | 2686279.3932 | 1220814.0828
2 | 2686308.1241 | 1220831.933
3 | 2686326.2128 | 1220843.1713
4 | 2686330.495 | 1220845.8318
5 | 2686345.5047 | 1220855.2998
6 | 2686353.5118 | 1220860.5463
7 | 2686462.8112 | 1221059.0726
8 | 2686476.6593 | 1221035.5178
9 | 2686451.9049 | 1221077.6235
10 | 2686487.9783 | 1221016.265
11 | 2686458.0446 | 1221081.6932
12 | 2686500.224 | 1220995.4358
13 | 2686423.0512 | 1221058.5226
14 | 2686420.5857 | 1221056.8905
15 | 2686452.954 | 1221094.7335
16 | 2686491.5647 | 1220988.7439
17 | 2686391.7704 | 1221038.758
18 | 2686440.9476 | 1221125.4893
19 | 2686477.1263 | 1220975.3786
20 | 2686385.4584 | 1221057.4161
21 | 2686371.3708 | 1221025.865
22 | 2686397.1341 | 1221022.7574
23 | 2686432.7807 | 1221143.7465
24 | 2686373.4363 | 1220873.6013
25 | 2686354.3954 | 1220861.1252
26 | 2686397.9932 | 1220889.6915
27 | 2686396.7434 | 1220875.9529
28 | 2686422.802 | 1220908.1528
29 | 2686394.5792 | 1220860.5612
30 | 2686427.2264 | 1220916.9785
31 | 2686393.972 | 1220854.9772
32 | 2686428.7392 | 1220932.978
33 | 2686392.4981 | 1220841.4247
34 | 2686447.5018 | 1220945.2126
35 | 2686419.3776 | 1220956.4025
36 | 2686330.3317 | 1220920.7679
37 | 2686312.8427 | 1220909.8529
38 | 2686340.9068 | 1220927.3678
39 | 2686295.4556 | 1220899.0015
40 | 2686345.612 | 1220930.3044
41 | 2686278.0366 | 1220888.1302
42 | 2686346.8838 | 1220931.0981
43 | 2686274.6658 | 1220886.0265
44 | 2686355.08 | 1220935.1857
45 | 2686265.5966 | 1220880.3663
46 | 2686371.416 | 1220940.7706
47 | 2686472.6542 | 1220970.8248
48 | 2686374.55 | 1220941.6426
49 | 2686401.7587 | 1220950.1174
50 | 2686402.4697 | 1220950.3711
51 | 2686416.7195 | 1220964.3321
52 | 2686412.4802 | 1220976.9783
53 | 2686447.9516 | 1220945.6706
54 | 2686409.1388 | 1220986.9461
55 | 2686467.0147 | 1220965.0822
56 | 2686390.2876 | 1220820.5747
57 | 2686392.2319 | 1220774.3074
58 | 2686416.98 | 1220767.1949
59 | 2686364.936 | 1220707.4672
60 | 2686401.0113 | 1221011.1915
61 | 2686374.611 | 1221089.6769
62 | 2686341.8125 | 1221007.1834
63 | 2686370.18 | 1221102.8551
64 | 2686339.243 | 1221005.5595
65 | 2686358.4113 | 1221092.3992
66 | 2686319.1429 | 1220992.8558
67 | 2686303.6027 | 1221174.0261
68 | 2686294.7807 | 1221182.0106
69 | 2686303.9399 | 1221173.721
70 | 2686286.3582 | 1221189.6335
71 | 2686317.0089 | 1221147.8149
72 | 2686276.2629 | 1221198.7703
73 | 2686332.1413 | 1221149.8886
74 | 2686294.5908 | 1221142.5752
75 | 2686257.9282 | 1221193.426
76 | 2686266.7911 | 1221207.7247
77 | 2686350.9801 | 1221153.8669
78 | 2686266.1315 | 1221135.9235
79 | 2686252.0767 | 1221192.4198
80 | 2686258.3085 | 1221215.744
81 | 2686374.2646 | 1221147.4407
82 | 2686248.6526 | 1221131.8382
83 | 2686233.9419 | 1220939.0068
84 | 2686243.4111 | 1220944.9916
85 | 2686223.4269 | 1220932.3611
86 | 2686257.6904 | 1220954.0164
87 | 2686259.8576 | 1220955.3861
88 | 2686280.0923 | 1220968.1749
89 | 2686287.1473 | 1220972.6338
90 | 2686282.9595 | 1221090.8701
91 | 2686290.4584 | 1221061.3297
92 | 2686293.3751 | 1221048.8719
93 | 2686269.7297 | 1221035.8706
94 | 2686294.5418 | 1221049.6549
95 | 2686254.9902 | 1221027.7661
96 | 2686317.0185 | 1221064.8288
97 | 2686249.2104 | 1221024.5882
98 | 2686322.6772 | 1221068.6797
99 | 2686220.3462 | 1221009.0458
100 | 2686298.8087 | 1220980.0041
101 | 2686316.4968 | 1220991.1834
102 | 2686229.9293 | 1221127.462
103 | 2686226.8598 | 1221144.9453
104 | 2686229.2573 | 1221127.3136
105 | 2686226.3834 | 1221147.6588
106 | 2686190.783 | 1221118.8118
107 | 2686223.6023 | 1221173.759
108 | 2686193.2385 | 1221101.9022
109 | 2686335.8626 | 1221077.6526
110 | 2686341.6948 | 1221081.5832
111 | 2686353.1967 | 1221089.0253
112 | 2686390.398 | 1221145.9946
113 | 2686249.8786 | 1221221.5481
114 | 2686215.8465 | 1221211.9878
115 | 2686213.7334 | 1221211.607
116 | 2686197.5149 | 1221072.4525
117 | 2686198.7114 | 1221064.213
118 | 2686200.7633 | 1221037.2865
119 | 2686419.5995 | 1221143.3772
120 | 2686417.3243 | 1221168.1481
121 | 2686223.348 | 1221177.0633
122 | 2686341.8125 | 1221007.1834

## line_std_types
| c_nf_per_km | r_ohm_per_km | x_ohm_per_km | max_i_ka | type | q_mm2 | alpha | voltage_rating
NAYY 4x50 SE | 210 | 0.642 | 0.083 | 0.142 | cs | 50 | 0.00403 | LV
NAYY 4x120 SE | 264 | 0.225 | 0.08 | 0.242 | cs | 120 | 0.00403 | LV
NAYY 4x150 SE | 261 | 0.208 | 0.08 | 0.27 | cs | 150 | 0.00403 | LV
NA2XS2Y 1x95 RM/25 12/20 kV | 216 | 0.313 | 0.132 | 0.252 | cs | 95 | 0.00403 | MV
NA2XS2Y 1x185 RM/25 12/20 kV | 273 | 0.161 | 0.117 | 0.362 | cs | 185 | 0.00403 | MV
NA2XS2Y 1x240 RM/25 12/20 kV | 304 | 0.122 | 0.112 | 0.421 | cs | 240 | 0.00403 | MV
NA2XS2Y 1x95 RM/25 6/10 kV | 315 | 0.313 | 0.123 | 0.249 | cs | 95 | 0.00403 | MV
NA2XS2Y 1x185 RM/25 6/10 kV | 406 | 0.161 | 0.11 | 0.358 | cs | 185 | 0.00403 | MV
NA2XS2Y 1x240 RM/25 6/10 kV | 456 | 0.122 | 0.105 | 0.416 | cs | 240 | 0.00403 | MV
NA2XS2Y 1x150 RM/25 12/20 kV | 250 | 0.206 | 0.116 | 0.319 | cs | 150 | 0.00403 | MV
NA2XS2Y 1x120 RM/25 12/20 kV | 230 | 0.253 | 0.119 | 0.283 | cs | 120 | 0.00403 | MV
NA2XS2Y 1x70 RM/25 12/20 kV | 190 | 0.443 | 0.132 | 0.22 | cs | 70 | 0.00403 | MV
NA2XS2Y 1x150 RM/25 6/10 kV | 360 | 0.206 | 0.11 | 0.315 | cs | 150 | 0.00403 | MV
NA2XS2Y 1x120 RM/25 6/10 kV | 340 | 0.253 | 0.113 | 0.28 | cs | 120 | 0.00403 | MV
NA2XS2Y 1x70 RM/25 6/10 kV | 280 | 0.443 | 0.123 | 0.217 | cs | 70 | 0.00403 | MV
N2XS(FL)2Y 1x120 RM/35 64/110 kV | 112 | 0.153 | 0.166 | 0.366 | cs | 120 | 0.00393 | HV
N2XS(FL)2Y 1x185 RM/35 64/110 kV | 125 | 0.099 | 0.156 | 0.457 | cs | 185 | 0.00393 | HV
N2XS(FL)2Y 1x240 RM/35 64/110 kV | 135 | 0.075 | 0.149 | 0.526 | cs | 240 | 0.00393 | HV
N2XS(FL)2Y 1x300 RM/35 64/110 kV | 144 | 0.06 | 0.144 | 0.588 | cs | 300 | 0.00393 | HV
15-AL1/3-ST1A 0.4 | 11 | 1.8769 | 0.35 | 0.105 | ol | 16 | 0.00403 | LV
24-AL1/4-ST1A 0.4 | 11.25 | 1.2012 | 0.335 | 0.14 | ol | 24 | 0.00403 | LV
48-AL1/8-ST1A 0.4 | 12.2 | 0.5939 | 0.3 | 0.21 | ol | 48 | 0.00403 | LV
94-AL1/15-ST1A 0.4 | 13.2 | 0.306 | 0.29 | 0.35 | ol | 94 | 0.00403 | LV
34-AL1/6-ST1A 10.0 | 9.7 | 0.8342 | 0.36 | 0.17 | ol | 34 | 0.00403 | MV
48-AL1/8-ST1A 10.0 | 10.1 | 0.5939 | 0.35 | 0.21 | ol | 48 | 0.00403 | MV
70-AL1/11-ST1A 10.0 | 10.4 | 0.4132 | 0.339 | 0.29 | ol | 70 | 0.00403 | MV
94-AL1/15-ST1A 10.0 | 10.75 | 0.306 | 0.33 | 0.35 | ol | 94 | 0.00403 | MV
122-AL1/20-ST1A 10.0 | 11.1 | 0.2376 | 0.323 | 0.41 | ol | 122 | 0.00403 | MV
149-AL1/24-ST1A 10.0 | 11.25 | 0.194 | 0.315 | 0.47 | ol | 149 | 0.00403 | MV
34-AL1/6-ST1A 20.0 | 9.15 | 0.8342 | 0.382 | 0.17 | ol | 34 | 0.00403 | MV
48-AL1/8-ST1A 20.0 | 9.5 | 0.5939 | 0.372 | 0.21 | ol | 48 | 0.00403 | MV
70-AL1/11-ST1A 20.0 | 9.7 | 0.4132 | 0.36 | 0.29 | ol | 70 | 0.00403 | MV
94-AL1/15-ST1A 20.0 | 10 | 0.306 | 0.35 | 0.35 | ol | 94 | 0.00403 | MV
122-AL1/20-ST1A 20.0 | 10.3 | 0.2376 | 0.344 | 0.41 | ol | 122 | 0.00403 | MV
149-AL1/24-ST1A 20.0 | 10.5 | 0.194 | 0.337 | 0.47 | ol | 149 | 0.00403 | MV
184-AL1/30-ST1A 20.0 | 10.75 | 0.1571 | 0.33 | 0.535 | ol | 184 | 0.00403 | MV
243-AL1/39-ST1A 20.0 | 11 | 0.1188 | 0.32 | 0.645 | ol | 243 | 0.00403 | MV
48-AL1/8-ST1A 110.0 | 8 | 0.5939 | 0.46 | 0.21 | ol | 48 | 0.00403 | HV
70-AL1/11-ST1A 110.0 | 8.4 | 0.4132 | 0.45 | 0.29 | ol | 70 | 0.00403 | HV
94-AL1/15-ST1A 110.0 | 8.65 | 0.306 | 0.44 | 0.35 | ol | 94 | 0.00403 | HV
122-AL1/20-ST1A 110.0 | 8.5 | 0.2376 | 0.43 | 0.41 | ol | 122 | 0.00403 | HV
149-AL1/24-ST1A 110.0 | 8.75 | 0.194 | 0.41 | 0.47 | ol | 149 | 0.00403 | HV
184-AL1/30-ST1A 110.0 | 8.8 | 0.1571 | 0.4 | 0.535 | ol | 184 | 0.00403 | HV
243-AL1/39-ST1A 110.0 | 9 | 0.1188 | 0.39 | 0.645 | ol | 243 | 0.00403 | HV
305-AL1/39-ST1A 110.0 | 9.2 | 0.0949 | 0.38 | 0.74 | ol | 305 | 0.00403 | HV
490-AL1/64-ST1A 110.0 | 9.75 | 0.059 | 0.37 | 0.96 | ol | 490 | 0.00403 | HV
679-AL1/86-ST1A 110.0 | 9.95 | 0.042 | 0.36 | 1.15 | ol | 679 | 0.00403 | HV
490-AL1/64-ST1A 220.0 | 10 | 0.059 | 0.285 | 0.96 | ol | 490 | 0.00403 | HV
679-AL1/86-ST1A 220.0 | 11.7 | 0.042 | 0.275 | 1.15 | ol | 679 | 0.00403 | HV
490-AL1/64-ST1A 380.0 | 11 | 0.059 | 0.253 | 0.96 | ol | 490 | 0.00403 | HV
679-AL1/86-ST1A 380.0 | 14.6 | 0.042 | 0.25 | 1.15 | ol | 679 | 0.00403 | HV

## trafo_std_types
| i0_percent | pfe_kw | vkr_percent | sn_mva | vn_lv_kv | vn_hv_kv | vk_percent | shift_degree | vector_group | tap_side | tap_neutral | tap_min | tap_max | tap_step_degree | tap_step_percent | tap_phase_shifter
160 MVA 380/110 kV | 0.06 | 60 | 0.25 | 160 | 110 | 380 | 12.2 | 0 | Yy0 | hv | 0 | -9 | 9 | 0 | 1.5 | FALSE
100 MVA 220/110 kV | 0.06 | 55 | 0.26 | 100 | 110 | 220 | 12 | 0 | Yy0 | hv | 0 | -9 | 9 | 0 | 1.5 | FALSE
63 MVA 110/20 kV | 0.04 | 22 | 0.32 | 63 | 20 | 110 | 18 | 150 | YNd5 | hv | 0 | -9 | 9 | 0 | 1.5 | FALSE
40 MVA 110/20 kV | 0.05 | 18 | 0.34 | 40 | 20 | 110 | 16.2 | 150 | YNd5 | hv | 0 | -9 | 9 | 0 | 1.5 | FALSE
25 MVA 110/20 kV | 0.07 | 14 | 0.41 | 25 | 20 | 110 | 12 | 150 | YNd5 | hv | 0 | -9 | 9 | 0 | 1.5 | FALSE
63 MVA 110/10 kV | 0.04 | 22 | 0.32 | 63 | 10 | 110 | 18 | 150 | YNd5 | hv | 0 | -9 | 9 | 0 | 1.5 | FALSE
40 MVA 110/10 kV | 0.05 | 18 | 0.34 | 40 | 10 | 110 | 16.2 | 150 | YNd5 | hv | 0 | -9 | 9 | 0 | 1.5 | FALSE
25 MVA 110/10 kV | 0.07 | 14 | 0.41 | 25 | 10 | 110 | 12 | 150 | YNd5 | hv | 0 | -9 | 9 | 0 | 1.5 | FALSE
0.25 MVA 20/0.4 kV | 0.32 | 0.8 | 1.44 | 0.25 | 0.4 | 20 | 6 | 150 | Yzn5 | hv | 0 | -2 | 2 | 0 | 2.5 | FALSE
0.4 MVA 20/0.4 kV | 0.3375 | 1.35 | 1.425 | 0.4 | 0.4 | 20 | 6 | 150 | Dyn5 | hv | 0 | -2 | 2 | 0 | 2.5 | FALSE
0.63 MVA 20/0.4 kV | 0.2619 | 1.65 | 1.206 | 0.63 | 0.4 | 20 | 6 | 150 | Dyn5 | hv | 0 | -2 | 2 | 0 | 2.5 | FALSE
0.25 MVA 10/0.4 kV | 0.24 | 0.6 | 1.2 | 0.25 | 0.4 | 10 | 4 | 150 | Dyn5 | hv | 0 | -2 | 2 | 0 | 2.5 | FALSE
0.4 MVA 10/0.4 kV | 0.2375 | 0.95 | 1.325 | 0.4 | 0.4 | 10 | 4 | 150 | Dyn5 | hv | 0 | -2 | 2 | 0 | 2.5 | FALSE
0.63 MVA 10/0.4 kV | 0.1873 | 1.18 | 1.0794 | 0.63 | 0.4 | 10 | 4 | 150 | Dyn5 | hv | 0 | -2 | 2 | 0 | 2.5 | FALSE

## trafo3w_std_types
| sn_hv_mva | sn_mv_mva | sn_lv_mva | vn_hv_kv | vn_mv_kv | vn_lv_kv | vk_hv_percent | vk_mv_percent | vk_lv_percent | vkr_hv_percent | vkr_mv_percent | vkr_lv_percent | pfe_kw | i0_percent | shift_mv_degree | shift_lv_degree | vector_group | tap_side | tap_neutral | tap_min | tap_max | tap_step_percent
63/25/38 MVA 110/20/10 kV | 63 | 25 | 38 | 110 | 20 | 10 | 10.4 | 10.4 | 10.4 | 0.28 | 0.32 | 0.35 | 35 | 0.89 | 0 | 0 | YN0yn0yn0 | hv | 0 | -10 | 10 | 1.2
63/25/38 MVA 110/10/10 kV | 63 | 25 | 38 | 110 | 10 | 10 | 10.4 | 10.4 | 10.4 | 0.28 | 0.32 | 0.35 | 35 | 0.89 | 0 | 0 | YN0yn0yn0 | hv | 0 | -10 | 10 | 1.2

## fuse_std_types
| fuse_type | i_rated_a | t_avg | t_min | t_total | x_avg | x_min | x_total
HV 100A | HV 100A | 100 | 0 | [10.0, 3.64, 0.854, 0.281, 0.1, 0.0531, 0.022, 0.01] | [10.0, 4.267, 1.21, 0.403, 0.1, 0.058, 0.022, 0.01] | 0 | [300.0, 350.0, 450.0, 550.0, 700.0, 850.0, 1200.0, 1752.0] | [600.0, 700.0, 900.0, 1150.0, 1665.0, 2000.0, 3000.0, 4313.0]
HV 10A | HV 10A | 10 | 0 | [10.0, 1675.0, 0.344, 0.156, 0.1, 0.0417, 0.0171, 0.01] | [10.0, 1.3, 0.3, 0.155, 0.1, 0.0555, 0.023, 0.01] | 0 | [30.0, 32.0, 35.0, 37.0, 39.0, 50.0, 70.0, 88.0] | [60.0, 70.0, 80.0, 87.0, 94.0, 110.0, 150.0, 216.0]
HV 125A | HV 125A | 125 | 0 | [10.0, 1.82, 0.344, 0.1, 0.0467, 0.0269, 0.01] | [10.0, 2.478, 0.426, 0.1, 0.0427, 0.0211, 0.01] | 0 | [375.0, 500.0, 700.0, 925.0, 1200.0, 1500.0, 2341.0] | [750.0, 1000.0, 1500.0, 2200.0, 3000.0, 4000.0, 5765.0]
HV 160A | HV 160A | 160 | 0 | [10.0, 4.15, 1.03, 0.198, 0.1, 0.051, 0.0172, 0.01] | [10.0, 2.3, 0.734, 0.274, 0.1, 0.046, 0.0177, 0.01] | 0 | [480.0, 550.0, 700.0, 1000.0, 1260.0, 1600.0, 2500.0, 3227.0] | [960.0, 1300.0, 1700.0, 2200.0, 2996.0, 4000.0, 6000.0, 7946.0]
HV 16A | HV 16A | 16 | 0 | [10.0, 0.352, 0.164, 0.1, 0.0649, 0.0342, 0.01] | [10.0, 2.34, 0.722, 0.181, 0.1, 0.055, 0.0296, 0.01] | 0 | [48.0, 60.0, 65.0, 71.0, 80.0, 100.0, 162.0] | [96.0, 110.0, 125.0, 150.0, 168.0, 200.0, 250.0, 398.0]
HV 200A | HV 200A | 200 | 0 | [10.0, 4.267, 1.21, 0.403, 0.1, 0.058, 0.022, 0.01] | [10.0, 3.73, 1.654, 0.328, 0.1, 0.0531, 0.019, 0.01] | 0 | [600.0, 700.0, 900.0, 1150.0, 1665.0, 2000.0, 3000.0, 4313.0] | [1200.0, 1500.0, 1800.0, 2700.0, 3960.0, 5000.0, 7500.0, 10620.0]
HV 20A | HV 20A | 20 | 0 | [10.0, 1.3, 0.3, 0.155, 0.1, 0.0555, 0.023, 0.01] | [10.0, 1.3, 0.161, 0.1, 0.0611, 0.0399, 0.0141, 0.01] | 0 | [60.0, 70.0, 80.0, 87.0, 94.0, 110.0, 150.0, 216.0] | [120.0, 150.0, 200.0, 223.0, 260.0, 300.0, 450.0, 532.0]
HV 25A | HV 25A | 25 | 0 | [10.0, 2.512, 0.833, 0.299, 0.1, 0.0372, 0.0223, 0.01] | [10.0, 3.125, 0.597, 0.198, 0.1, 0.0378, 0.022, 0.01] | 0 | [75.0, 82.0, 90.0, 100.0, 124.0, 170.0, 200.0, 289.0] | [150.0, 170.0, 210.0, 250.0, 294.0, 400.0, 500.0, 711.0]
HV 31.5A | HV 31.5A | 31.5 | 0 | [10.0, 2.34, 0.722, 0.181, 0.1, 0.055, 0.0296, 0.01] | [10.0, 2.84, 0.368, 0.164, 0.1, 0.0621, 0.0378, 0.0195, 0.01] | 0 | [95.0, 110.0, 125.0, 150.0, 165.0, 200.0, 250.0, 390.0] | [189.0, 220.0, 300.0, 350.0, 393.0, 450.0, 530.0, 700.0, 960.0]
HV 40A | HV 40A | 40 | 0 | [10.0, 1.3, 0.161, 0.1, 0.0611, 0.0399, 0.0141, 0.01] | [10.0, 2.05, 0.369, 0.198, 0.1, 0.051, 0.0298, 0.01] | 0 | [120.0, 150.0, 200.0, 223.0, 260.0, 300.0, 450.0, 532.0] | [240.0, 300.0, 400.0, 450.0, 530.0, 650.0, 800.0, 1311.0]
HV 50A | HV 50A | 50 | 0 | [10.0, 3.215, 0.597, 0.198, 0.1, 0.0378, 0.022, 0.01] | [10.0, 3.64, 0.854, 0.281, 0.1, 0.0531, 0.022, 0.01] | 0 | [150.0, 170.0, 210.0, 250.0, 294.0, 400.0, 500.0, 711.0] | [300.0, 350.0, 450.0, 550.0, 700.0, 850.0, 1200.0, 1752.0]
HV 6.3A | HV 6.3A | 6.3 | 0 | [10.0, 1.39, 0.344, 0.168, 0.1, 0.056, 0.0263, 0.01] | [10.0, 1.711, 0.516, 0.198, 0.1, 0.0634, 0.0303, 0.01] | 0 | [19.0, 19.5, 20.4, 20.8, 22.0, 25.0, 32.0, 48.0] | [38.0, 40.0, 43.0, 48.0, 53.0, 60.0, 75.0, 118.0]
HV 63A | HV 63A | 63 | 0 | [10.0, 2.84, 0.368, 0.164, 0.1, 0.0621, 0.0378, 0.0195, 0.01] | [10.0, 1.82, 0.344, 0.1, 0.0467, 0.0269, 0.01] | 0 | [189.0, 220.0, 300.0, 350.0, 393.0, 450.0, 530.0, 700.0, 961.0] | [378.0, 500.0, 700.0, 934.0, 1200.0, 1500.0, 2366.0]
HV 80A | HV 80A | 80 | 0 | [10.0, 2.05, 0.369, 0.198, 0.1, 0.051, 0.0298, 0.01] | [10.0, 4.15, 1.03, 0.198, 0.1, 0.051, 0.0172, 0.01] | 0 | [240.0, 300.0, 400.0, 450.0, 530.0, 650.0, 800.0, 1311.0] | [480.0, 550.0, 700.0, 1000.0, 1260.0, 1600.0, 2500.0, 3227.0]
Siemens NH-1-100 | Siemens NH-1-100 | 100 | [5400.0, 2000.0, 400.0, 20.0, 1.0, 0.2, 0.012, 0.004] | 0 | 0 | [150.0, 190.0, 250.0, 430.0, 900.0, 1250.0, 2700.0, 3600.0] | 0 | 0
Siemens NH-1-125 | Siemens NH-1-125 | 125 | [4800.0, 120.0, 7.0, 0.1, 0.004] | 0 | 0 | [180.0, 400.0, 740.0, 2000.0, 4250.0] | 0 | 0
Siemens NH-1-16 | Siemens NH-1-16 | 16 | [4000.0, 400.0, 2.0, 0.1, 0.04, 0.01] | 0 | 0 | [26.0, 35.0, 75.0, 150.0, 200.0, 300.0] | 0 | 0
Siemens NH-1-160 | Siemens NH-1-160 | 160 | [4800.0, 120.0, 7.0, 0.1, 0.004] | 0 | 0 | [210.0, 500.0, 900.0, 2300.0, 5000.0] | 0 | 0
Siemens NH-1-25 | Siemens NH-1-25 | 25 | [4000.0, 1000.0, 10.0, 0.2, 0.02, 0.01] | 0 | 0 | [40.0, 50.0, 100.0, 210.0, 400.0, 500.0] | 0 | 0
Siemens NH-1-50 | Siemens NH-1-50 | 50 | [4000.0, 40.0, 4.0, 1.0, 0.02, 0.01] | 0 | 0 | [86.0, 200.0, 300.0, 400.0, 1000.0, 1280.0] | 0 | 0
Siemens NH-1-63 | Siemens NH-1-63 | 63 | [4000.0, 100.0, 10.0, 2.0, 0.04, 0.01] | 0 | 0 | [100.0, 200.0, 300.0, 400.0, 1000.0, 1500.0] | 0 | 0
Siemens NH-1-80 | Siemens NH-1-80 | 80 | [4800.0, 120.0, 7.0, 0.1, 0.01] | 0 | 0 | [150.58, 250.0, 450.0, 1150.0, 2470.0] | 0 | 0
Siemens NH-2-1000 | Siemens NH-2-1000 | 1000 | [4800.0, 120.0, 7.0, 0.1, 0.004] | 0 | 0 | [1900.0, 3500.0, 8400.0, 24000.0, 52000.0] | 0 | 0
Siemens NH-2-200 | Siemens NH-2-200 | 200 | [4800.0, 120.0, 7.0, 0.1, 0.004] | 0 | 0 | [280.0, 650.0, 1200.0, 3000.0, 7000.0] | 0 | 0
Siemens NH-2-224 | Siemens NH-2-224 | 224 | [4800.0, 120.0, 7.0, 0.2, 0.04, 0.004] | 0 | 0 | [400.0, 750.0, 1453.0, 3025.0, 4315.0, 7600.0] | 0 | 0
Siemens NH-2-250 | Siemens NH-2-250 | 250 | [4800.0, 120.0, 7.0, 0.1, 0.004] | 0 | 0 | [450.0, 800.0, 1650.0, 4000.0, 8500.0] | 0 | 0
Siemens NH-2-315 | Siemens NH-2-315 | 315 | [4800.0, 120.0, 7.0, 0.1, 0.004] | 0 | 0 | [550.0, 920.0, 1900.0, 5000.0, 11000.0] | 0 | 0
Siemens NH-2-355 | Siemens NH-2-355 | 355 | [4800.0, 120.0, 6.0, 0.1, 0.004] | 0 | 0 | [650.0, 1116.27, 2350.0, 5840.0, 12790.0] | 0 | 0
Siemens NH-2-400 | Siemens NH-2-400 | 400 | [4800.0, 120.0, 7.0, 0.1, 0.004] | 0 | 0 | [720.0, 1350.0, 2800.0, 6500.0, 15000.0] | 0 | 0
Siemens NH-2-425 | Siemens NH-2-425 | 425 | [4800.0, 120.0, 7.0, 0.1, 0.004] | 0 | 0 | [850.0, 1500.0, 3050.0, 7500.0, 16500.0] | 0 | 0
Siemens NH-2-630 | Siemens NH-2-630 | 630 | [4800.0, 120.0, 7.0, 0.1, 0.004] | 0 | 0 | [1200.0, 2000.0, 4800.0, 12000.0, 26000.0] | 0 | 0

## res_bus
| vm_pu | va_degree | p_mw | q_mvar
0 | 0.98031 | -0.37833 | 0.0024476 | 0.00061343
1 | 0.98022 | -0.38 | 0.0028853 | 0.00072313
2 | 0.98032 | -0.37815 | 0.0021242 | 0.00053237
3 | 0.98046 | -0.37527 | 0.0029616 | 0.00074224
4 | 0.98051 | -0.37432 | 0.0035197 | 0.00088213
5 | 0.98074 | -0.36983 | 0.0020671 | 0.00051806
6 | 0.98088 | -0.36706 | 0.0027948 | 0.00070044
7 | 0.97963 | -0.39089 | 0.0060406 | 0.0015139
8 | 0.98051 | -0.37374 | 0.0074696 | 0.001872
9 | 0.97897 | -0.40383 | 0 | 0
10 | 0.98127 | -0.35898 | 0.005736 | 0.0014376
11 | 0.97874 | -0.40825 | 0 | 0
12 | 0.98212 | -0.34242 | 0 | 0
13 | 0.99387 | -0.11637 | 0.004875 | 0.0012218
14 | 0.99388 | -0.11612 | 0.0035897 | 0.00089967
15 | 0.97831 | -0.41668 | 0.009806 | 0.0024576
16 | 0.98251 | -0.33493 | 0.0020258 | 0.00050772
17 | 0.99414 | -0.11103 | 0 | 0
18 | 0.97737 | -0.43512 | 0.0098999 | 0.0024812
19 | 0.98321 | -0.32126 | 0.0064617 | 0.0016195
20 | 0.99285 | -0.1358 | 0.0026066 | 0.00065328
21 | 0.99649 | -0.066413 | 0.014009 | 0.003511
22 | 0.99281 | -0.13641 | 0.0046732 | 0.0011712
23 | 0.97684 | -0.44545 | 0 | 0
24 | 0.98135 | -0.35792 | 0.003928 | 0.00098445
25 | 0.9809 | -0.3667 | 0.0024873 | 0.00062337
26 | 0.98203 | -0.34453 | 0.0067325 | 0.0016873
27 | 0.9816 | -0.35309 | 0.0085671 | 0.0021471
28 | 0.98393 | -0.30756 | 0.010429 | 0.0026136
29 | 0.98123 | -0.36034 | 0.003105 | 0.00077819
30 | 0.98463 | -0.29393 | 0.0064573 | 0.0016183
31 | 0.98111 | -0.36264 | 0.0029567 | 0.00074102
32 | 0.98586 | -0.26994 | 0 | 0
33 | 0.98086 | -0.3675 | 0.0037186 | 0.00093197
34 | 0.98488 | -0.28895 | 0.008433 | 0.0021135
35 | 0.98745 | -0.23934 | 0 | 0
36 | 0.98424 | -0.30178 | 0.0031572 | 0.00079126
37 | 0.98393 | -0.30792 | 0.0024582 | 0.00061608
38 | 0.98447 | -0.29736 | 0.0033787 | 0.00084677
39 | 0.98366 | -0.31313 | 0.0031684 | 0.00079407
40 | 0.98459 | -0.29506 | 0.0014706 | 0.00036858
41 | 0.98345 | -0.31717 | 0.0037344 | 0.00093592
42 | 0.98462 | -0.2944 | 0.0042755 | 0.0010715
43 | 0.98343 | -0.31768 | 0.0041497 | 0.00104
44 | 0.98486 | -0.28963 | 0.0037352 | 0.00093612
45 | 0.9834 | -0.31827 | 0.003037 | 0.00076115
46 | 0.98538 | -0.27952 | 0.0036986 | 0.00092696
47 | 0.98345 | -0.31666 | 0.0084627 | 0.002121
48 | 0.98549 | -0.27741 | 0.004044 | 0.0010135
49 | 0.98655 | -0.2568 | 0.003139 | 0.0007867
50 | 0.98658 | -0.25621 | 0.0090724 | 0.0022738
51 | 0.98808 | -0.22726 | 0.0042245 | 0.0010588
52 | 0.98909 | -0.20776 | 0.0016943 | 0.00042462
53 | 0.98485 | -0.28947 | 0.0071149 | 0.0017832
54 | 0.98989 | -0.19235 | 0.0036536 | 0.00091568
55 | 0.98376 | -0.31055 | 0.0037366 | 0.00093648
56 | 0.98055 | -0.37358 | 0.0023559 | 0.00059045
57 | 0.97996 | -0.38509 | 0 | 0
58 | 0.9799 | -0.38638 | 0.0022014 | 0.00055173
59 | 0.9792 | -0.40006 | 0.011414 | 0.0028606
60 | 0.99186 | -0.15455 | 0.0028491 | 0.00071405
61 | 0.99071 | -0.17719 | 0.0068938 | 0.0017277
62 | 1 | 0 | -0.4949 | -0.12648
63 | 0.98992 | -0.19244 | 0 | 0
64 | 0.99986 | -0.0027307 | 0.0034058 | 0.00085357
65 | 0.98902 | -0.2098 | 0.0073712 | 0.0018474
66 | 0.99882 | -0.022704 | 0.0032701 | 0.00081956
67 | 0.97364 | -0.50844 | 0.0020527 | 0.00051445
68 | 0.97339 | -0.51349 | 0.0012485 | 0.00031291
69 | 0.97365 | -0.50823 | 0.0086 | 0.0021554
70 | 0.97316 | -0.51805 | 0.0037888 | 0.00094957
71 | 0.97413 | -0.49877 | 0 | 0
72 | 0.97293 | -0.52256 | 0 | 0
73 | 0.97444 | -0.49281 | 0.0075501 | 0.0018922
74 | 0.97386 | -0.50421 | 0.0079818 | 0.0020004
75 | 0.97277 | -0.52559 | 0.0063305 | 0.0015866
76 | 0.97281 | -0.52488 | 0.0021726 | 0.00054451
77 | 0.97485 | -0.48461 | 0 | 0
78 | 0.97356 | -0.51004 | 0.003274 | 0.00082053
79 | 0.97276 | -0.52581 | 0.0020468 | 0.00051297
80 | 0.97273 | -0.52649 | 0 | 0
81 | 0.97539 | -0.47392 | 0.0072005 | 0.0018046
82 | 0.97339 | -0.51335 | 0.0024046 | 0.00060264
83 | 0.9966 | -0.06536 | 0.003318 | 0.00083157
84 | 0.99668 | -0.063925 | 0.0039434 | 0.0009883
85 | 0.99656 | -0.06623 | 0.0039828 | 0.00099819
86 | 0.99685 | -0.060593 | 0.0043554 | 0.0010916
87 | 0.99689 | -0.059891 | 0.0031711 | 0.00079476
88 | 0.99729 | -0.052013 | 0.00492 | 0.0012331
89 | 0.99747 | -0.048549 | 0.011339 | 0.0028418
90 | 0.98554 | -0.27751 | 0.0055204 | 0.0013835
91 | 0.98569 | -0.27449 | 0.0063654 | 0.0015953
92 | 0.98583 | -0.27177 | 0 | 0
93 | 0.98539 | -0.28045 | 0.0050337 | 0.0012616
94 | 0.98587 | -0.27101 | 0.004321 | 0.0010829
95 | 0.98519 | -0.28435 | 0.003452 | 0.00086515
96 | 0.98672 | -0.25442 | 0.0037274 | 0.00093419
97 | 0.98513 | -0.28548 | 0.0021139 | 0.00052979
98 | 0.98696 | -0.24978 | 0.012887 | 0.0032298
99 | 0.98491 | -0.2898 | 0.0073465 | 0.0018412
100 | 0.99791 | -0.040086 | 0.0057613 | 0.0014439
101 | 0.99869 | -0.025158 | 0.0040647 | 0.0010187
102 | 0.97322 | -0.51669 | 0 | 0
103 | 0.97303 | -0.52058 | 0.0026579 | 0.00066613
104 | 0.97322 | -0.51677 | 0.0025808 | 0.00064682
105 | 0.973 | -0.52105 | 0.0034614 | 0.00086751
106 | 0.97301 | -0.52099 | 0 | 0
107 | 0.97286 | -0.52385 | 0.002917 | 0.00073106
108 | 0.97282 | -0.52464 | 0.00473 | 0.0011855
109 | 0.98771 | -0.2353 | 0.0018624 | 0.00046675
110 | 0.98805 | -0.22869 | 0 | 0
111 | 0.98871 | -0.21582 | 0.0017127 | 0.00042925
112 | 0.97577 | -0.46651 | 0.0067873 | 0.0017011
113 | 0.97266 | -0.52789 | 0 | 0
114 | 0.97241 | -0.53289 | 0.0037868 | 0.00094906
115 | 0.9724 | -0.53303 | 0.0036865 | 0.00092392
116 | 0.97231 | -0.53479 | 0.009066 | 0.0022722
117 | 0.97224 | -0.53624 | 0.004407 | 0.0011045
118 | 0.97211 | -0.53875 | 0.0050303 | 0.0012607
119 | 0.9765 | -0.45221 | 0 | 0
120 | 0.97636 | -0.45492 | 0.0059568 | 0.0014929
121 | 0.97285 | -0.52402 | 0.0028689 | 0.00071901
122 | 0.99998 | 149.9956 | 0 | 0

## res_line
| p_from_mw | q_from_mvar | p_to_mw | q_to_mvar | pl_mw | ql_mvar | i_from_ka | i_to_ka | i_ka | vm_from_pu | va_from_degree | vm_to_pu | va_to_degree | loading_percent
0 | 0.0028855 | 0.00072287 | -0.0028853 | -0.00072313 | 2.2987e-07 | -2.557e-07 | 0.0043799 | 0.00438 | 0.00438 | 0.98031 | -0.37833 | 0.98022 | -0.38 | 1.2033
1 | -0.0053331 | -0.0013363 | 0.0053332 | 0.0013363 | 4.599e-08 | 5.8381e-09 | 0.0080951 | 0.0080951 | 0.0080951 | 0.98031 | -0.37833 | 0.98032 | -0.37815 | 2.2239
2 | -0.0074574 | -0.0018687 | 0.0074584 | 0.0018691 | 1.0232e-06 | 3.8632e-07 | 0.011319 | 0.011319 | 0.011319 | 0.98032 | -0.37815 | 0.98046 | -0.37527 | 3.1097
3 | -0.01042 | -0.0026113 | 0.01042 | 0.0026115 | 4.7278e-07 | 2.39e-07 | 0.015814 | 0.015814 | 0.015814 | 0.98046 | -0.37527 | 0.98051 | -0.37432 | 4.3445
4 | -0.01394 | -0.0034937 | 0.013943 | 0.0034954 | 2.9786e-06 | 1.6824e-06 | 0.021155 | 0.021155 | 0.021155 | 0.98051 | -0.37432 | 0.98074 | -0.36983 | 5.8119
5 | -0.01601 | -0.0040134 | 0.016012 | 0.0040146 | 2.1183e-06 | 1.2349e-06 | 0.024292 | 0.024292 | 0.024292 | 0.98074 | -0.36983 | 0.98088 | -0.36706 | 6.6735
6 | -0.018807 | -0.0047151 | 0.018807 | 0.0047153 | 3.2247e-07 | 1.9304e-07 | 0.028531 | 0.028531 | 0.028531 | 0.98088 | -0.36706 | 0.9809 | -0.3667 | 7.8383
7 | -0.13901 | -0.035081 | 0.13913 | 0.035153 | 0.0001143 | 7.1776e-05 | 0.21124 | 0.21124 | 0.21124 | 0.97963 | -0.39089 | 0.98051 | -0.37374 | 14.5081
8 | 0.13297 | 0.033567 | -0.13289 | -0.033515 | 8.2371e-05 | 5.1634e-05 | 0.20206 | 0.20206 | 0.20206 | 0.97963 | -0.39089 | 0.97897 | -0.40383 | 13.8779
9 | -0.14659 | -0.037025 | 0.1467 | 0.03709 | 0.00010372 | 6.5255e-05 | 0.22257 | 0.22257 | 0.22257 | 0.98051 | -0.37374 | 0.98127 | -0.35898 | 15.2866
10 | 0.13289 | 0.033515 | -0.13286 | -0.033498 | 2.8138e-05 | 1.7639e-05 | 0.20206 | 0.20206 | 0.20206 | 0.97897 | -0.40383 | 0.97874 | -0.40825 | 13.8779
11 | -0.15243 | -0.038528 | 0.15256 | 0.038604 | 0.00012116 | 7.6318e-05 | 0.23127 | 0.23127 | 0.23127 | 0.98127 | -0.35898 | 0.98212 | -0.34242 | 15.884
12 | 0.13286 | 0.033498 | -0.13281 | -0.033464 | 5.3584e-05 | 3.359e-05 | 0.20206 | 0.20206 | 0.20206 | 0.97874 | -0.40825 | 0.97831 | -0.41668 | 13.878
13 | -0.15256 | -0.038604 | 0.15261 | 0.038639 | 5.4875e-05 | 3.4566e-05 | 0.23127 | 0.23127 | 0.23127 | 0.98212 | -0.34242 | 0.98251 | -0.33493 | 15.8839
14 | -0.004875 | -0.0012218 | 0.004875 | 0.0012218 | 5.9069e-08 | -5.1374e-10 | 0.0072988 | 0.0072988 | 0.0072988 | 0.99387 | -0.11637 | 0.99388 | -0.11612 | 2.0052
15 | -0.0084647 | -0.0021214 | 0.0084668 | 0.0021223 | 2.0519e-06 | 8.7161e-07 | 0.012673 | 0.012673 | 0.012673 | 0.99388 | -0.11612 | 0.99414 | -0.11103 | 3.4817
16 | 0.123 | 0.031007 | -0.12289 | -0.030939 | 0.00010841 | 6.7726e-05 | 0.18715 | 0.18715 | 0.18715 | 0.97831 | -0.41668 | 0.97737 | -0.43512 | 12.8536
17 | -0.15464 | -0.039146 | 0.15474 | 0.03921 | 0.00010151 | 6.3964e-05 | 0.23434 | 0.23434 | 0.23434 | 0.98251 | -0.33493 | 0.98321 | -0.32126 | 16.0947
18 | 0.071683 | 0.018144 | -0.071598 | -0.01809 | 8.5132e-05 | 5.423e-05 | 0.10736 | 0.10736 | 0.10736 | 0.99414 | -0.11103 | 0.99285 | -0.1358 | 29.4938
19 | -0.42526 | -0.10849 | 0.42617 | 0.10908 | 0.00091859 | 0.00058664 | 0.6372 | 0.6372 | 0.6372 | 0.99414 | -0.11103 | 0.99649 | -0.066413 | 43.7636
20 | 0.34511 | 0.088226 | -0.34468 | -0.087956 | 0.00042315 | 0.00026994 | 0.51717 | 0.51717 | 0.51717 | 0.99414 | -0.11103 | 0.99281 | -0.13641 | 35.5198
21 | 0.11299 | 0.028458 | -0.11294 | -0.028423 | 5.5765e-05 | 3.4683e-05 | 0.17208 | 0.17208 | 0.17208 | 0.97737 | -0.43512 | 0.97684 | -0.44545 | 11.8185
22 | -0.1612 | -0.04083 | 0.16124 | 0.040852 | 3.5658e-05 | 2.2498e-05 | 0.24412 | 0.24412 | 0.24412 | 0.98321 | -0.32126 | 0.98345 | -0.31666 | 16.7663
23 | 0.068991 | 0.017437 | -0.068855 | -0.01735 | 0.00013659 | 8.6981e-05 | 0.10345 | 0.10345 | 0.10345 | 0.99285 | -0.1358 | 0.99071 | -0.17719 | 28.4206
24 | -0.44018 | -0.11259 | 0.4416 | 0.1135 | 0.0014198 | 0.00090686 | 0.65812 | 0.65812 | 0.65812 | 0.99649 | -0.066413 | 1 | 0 | 45.2003
25 | 0.34001 | 0.086785 | -0.33971 | -0.086595 | 0.00029764 | 0.00018986 | 0.51016 | 0.51016 | 0.51016 | 0.99281 | -0.13641 | 0.99186 | -0.15455 | 35.0387
26 | 0.11294 | 0.028423 | -0.1129 | -0.0284 | 3.6499e-05 | 2.2701e-05 | 0.17208 | 0.17208 | 0.17208 | 0.97684 | -0.44545 | 0.9765 | -0.45221 | 11.8185
27 | 0.021304 | 0.0053441 | -0.021295 | -0.0053386 | 8.9086e-06 | 5.414e-06 | 0.032304 | 0.032304 | 0.032304 | 0.98135 | -0.35792 | 0.9809 | -0.3667 | 8.8748
28 | -0.025232 | -0.0063285 | 0.025248 | 0.0063385 | 1.6116e-05 | 9.9432e-06 | 0.03826 | 0.03826 | 0.03826 | 0.98135 | -0.35792 | 0.98203 | -0.34453 | 10.5111
29 | 0.034369 | 0.0086306 | -0.034355 | -0.0086217 | 1.4033e-05 | 8.8069e-06 | 0.052083 | 0.052083 | 0.052083 | 0.98203 | -0.34453 | 0.9816 | -0.35309 | 14.3087
30 | -0.066349 | -0.016656 | 0.066467 | 0.016731 | 0.00011723 | 7.4637e-05 | 0.10054 | 0.10054 | 0.10054 | 0.98203 | -0.34453 | 0.98393 | -0.30756 | 27.6222
31 | 0.025788 | 0.0064746 | -0.025779 | -0.0064691 | 8.91e-06 | 5.506e-06 | 0.039097 | 0.039097 | 0.039097 | 0.9816 | -0.35309 | 0.98123 | -0.36034 | 10.7408
32 | -0.076895 | -0.019345 | 0.076945 | 0.019377 | 5.0089e-05 | 3.1932e-05 | 0.11632 | 0.11632 | 0.11632 | 0.98393 | -0.30756 | 0.98463 | -0.29393 | 31.955
33 | 0.022674 | 0.0056909 | -0.022672 | -0.0056894 | 2.4908e-06 | 1.5232e-06 | 0.034388 | 0.034388 | 0.034388 | 0.98123 | -0.36034 | 0.98111 | -0.36264 | 9.4472
34 | -0.083402 | -0.020995 | 0.083498 | 0.021056 | 9.5791e-05 | 6.1102e-05 | 0.12607 | 0.12607 | 0.12607 | 0.98463 | -0.29393 | 0.98586 | -0.26994 | 34.6359
35 | 0.019715 | 0.0049484 | -0.01971 | -0.0049456 | 4.5714e-06 | 2.7536e-06 | 0.029904 | 0.029904 | 0.029904 | 0.98111 | -0.36264 | 0.98086 | -0.3675 | 8.2153
36 | 0.18939 | 0.048061 | -0.18921 | -0.047952 | 0.00017303 | 0.00010959 | 0.28606 | 0.28606 | 0.28606 | 0.98586 | -0.26994 | 0.98488 | -0.28895 | 19.6472
37 | -0.27288 | -0.069117 | 0.27329 | 0.069373 | 0.00040162 | 0.00025575 | 0.41214 | 0.41214 | 0.41214 | 0.98586 | -0.26994 | 0.98745 | -0.23934 | 28.3062
38 | 0.015992 | 0.0040137 | -0.015987 | -0.004011 | 4.6352e-06 | 2.7016e-06 | 0.024262 | 0.024262 | 0.024262 | 0.98086 | -0.3675 | 0.98055 | -0.37358 | 6.6655
39 | 0.18078 | 0.045838 | -0.18077 | -0.045835 | 4.4953e-06 | 2.8444e-06 | 0.27332 | 0.27332 | 0.27332 | 0.98488 | -0.28895 | 0.98485 | -0.28947 | 18.7722
40 | -0.32593 | -0.082615 | 0.32612 | 0.082736 | 0.0001894 | 0.00012079 | 0.49149 | 0.49149 | 0.49149 | 0.98745 | -0.23934 | 0.98808 | -0.22726 | 33.756
41 | 0.052646 | 0.013242 | -0.052604 | -0.013215 | 4.2387e-05 | 2.6898e-05 | 0.079351 | 0.079351 | 0.079351 | 0.98745 | -0.23934 | 0.98658 | -0.25621 | 21.7997
42 | 0.016558 | 0.0041531 | -0.016553 | -0.0041503 | 4.8452e-06 | 2.839e-06 | 0.025035 | 0.025035 | 0.025035 | 0.98424 | -0.30178 | 0.98393 | -0.30792 | 6.8777
43 | -0.019715 | -0.0049444 | 0.01972 | 0.0049469 | 4.1534e-06 | 2.4997e-06 | 0.029808 | 0.029808 | 0.029808 | 0.98424 | -0.30178 | 0.98447 | -0.29736 | 8.1889
44 | 0.014095 | 0.0035342 | -0.014092 | -0.0035322 | 3.4926e-06 | 1.975e-06 | 0.021317 | 0.021317 | 0.021317 | 0.98393 | -0.30792 | 0.98366 | -0.31313 | 5.8564
45 | -0.023098 | -0.0057936 | 0.023101 | 0.0057952 | 2.5354e-06 | 1.5521e-06 | 0.034915 | 0.034914 | 0.034915 | 0.98447 | -0.29736 | 0.98459 | -0.29506 | 9.5919
46 | 0.010923 | 0.0027381 | -0.010921 | -0.002737 | 2.1025e-06 | 1.085e-06 | 0.016524 | 0.016524 | 0.016524 | 0.98366 | -0.31313 | 0.98345 | -0.31717 | 4.5397
47 | -0.024571 | -0.0061638 | 0.024572 | 0.0061642 | 7.7534e-07 | 4.7715e-07 | 0.037137 | 0.037137 | 0.037137 | 0.98459 | -0.29506 | 0.98462 | -0.2944 | 10.2025
48 | 0.0071869 | 0.0018011 | -0.0071868 | -0.0018011 | 1.7619e-07 | 6.2345e-08 | 0.010874 | 0.010874 | 0.010874 | 0.98345 | -0.31717 | 0.98343 | -0.31768 | 2.9874
49 | -0.028848 | -0.0072358 | 0.028854 | 0.0072398 | 6.5579e-06 | 4.08e-06 | 0.043598 | 0.043598 | 0.043598 | 0.98462 | -0.2944 | 0.98486 | -0.28963 | 11.9776
50 | 0.0030371 | 0.00076107 | -0.003037 | -0.00076115 | 8.466e-08 | -8.1456e-08 | 0.0045954 | 0.0045954 | 0.0045954 | 0.98343 | -0.31768 | 0.9834 | -0.31827 | 1.2625
51 | -0.032589 | -0.008176 | 0.032605 | 0.0081858 | 1.5716e-05 | 9.8382e-06 | 0.049242 | 0.049242 | 0.049242 | 0.98486 | -0.28963 | 0.98538 | -0.27952 | 13.528
52 | -0.036304 | -0.0091128 | 0.036307 | 0.0091151 | 3.667e-06 | 2.3054e-06 | 0.054827 | 0.054827 | 0.054827 | 0.98538 | -0.27952 | 0.98549 | -0.27741 | 15.0623
53 | -0.1697 | -0.042973 | 0.16975 | 0.043005 | 4.9807e-05 | 3.1468e-05 | 0.25692 | 0.25692 | 0.25692 | 0.98345 | -0.31666 | 0.98376 | -0.31055 | 17.6457
54 | -0.040351 | -0.010129 | 0.040391 | 0.010154 | 3.9703e-05 | 2.5046e-05 | 0.060933 | 0.060933 | 0.060933 | 0.98549 | -0.27741 | 0.98655 | -0.2568 | 16.7398
55 | -0.04353 | -0.01094 | 0.043531 | 0.010941 | 1.2206e-06 | 7.7157e-07 | 0.065667 | 0.065667 | 0.065667 | 0.98655 | -0.2568 | 0.98658 | -0.25621 | 18.0405
56 | -0.33035 | -0.083794 | 0.33066 | 0.083992 | 0.00030992 | 0.00019767 | 0.49785 | 0.49785 | 0.49785 | 0.98808 | -0.22726 | 0.98909 | -0.20776 | 34.193
57 | -0.33235 | -0.084417 | 0.3326 | 0.084574 | 0.00024679 | 0.00015741 | 0.5004 | 0.5004 | 0.5004 | 0.98909 | -0.20776 | 0.98989 | -0.19235 | 34.368
58 | 0.17366 | 0.044052 | -0.17348 | -0.043941 | 0.00017585 | 0.00011116 | 0.26257 | 0.26257 | 0.26257 | 0.98485 | -0.28947 | 0.98376 | -0.31055 | 18.0339
59 | -0.33625 | -0.08549 | 0.33686 | 0.085881 | 0.00061353 | 0.00039134 | 0.50589 | 0.50589 | 0.50589 | 0.98989 | -0.19235 | 0.99186 | -0.15455 | 34.7452
60 | 0.013631 | 0.0034205 | -0.013624 | -0.0034163 | 7.4755e-06 | 4.1971e-06 | 0.020687 | 0.020687 | 0.020687 | 0.98055 | -0.37358 | 0.97996 | -0.38509 | 5.6834
61 | 0.0022015 | 0.00055141 | -0.0022014 | -0.00055173 | 1.3477e-07 | -3.189e-07 | 0.0033428 | 0.0033429 | 0.0033429 | 0.97996 | -0.38509 | 0.9799 | -0.38638 | 0.91839
62 | 0.011422 | 0.0028649 | -0.011414 | -0.0028606 | 8.1452e-06 | 4.304e-06 | 0.017345 | 0.017345 | 0.017345 | 0.97996 | -0.38509 | 0.9792 | -0.40006 | 4.7651
63 | 0.061961 | 0.015622 | -0.061916 | -0.015593 | 4.5187e-05 | 2.8741e-05 | 0.093097 | 0.093097 | 0.093097 | 0.99071 | -0.17719 | 0.98992 | -0.19244 | 25.5761
64 | 0.051647 | 0.012987 | -0.05164 | -0.012983 | 6.7347e-06 | 4.2704e-06 | 0.076866 | 0.076866 | 0.076866 | 1 | 0 | 0.99986 | -0.0027307 | 21.1171
65 | 0.061916 | 0.015593 | -0.061864 | -0.015561 | 5.1372e-05 | 3.2675e-05 | 0.093097 | 0.093097 | 0.093097 | 0.98992 | -0.19244 | 0.98902 | -0.2098 | 25.5761
66 | 0.048234 | 0.012129 | -0.048188 | -0.0121 | 4.5965e-05 | 2.9106e-05 | 0.071798 | 0.071798 | 0.071798 | 0.99986 | -0.0027307 | 0.99882 | -0.022704 | 19.7247
67 | 0.054493 | 0.013713 | -0.054477 | -0.013703 | 1.5663e-05 | 9.9448e-06 | 0.082007 | 0.082007 | 0.082007 | 0.98902 | -0.2098 | 0.98871 | -0.21582 | 22.5293
68 | 0.044918 | 0.01128 | -0.044913 | -0.011277 | 5.258e-06 | 3.3241e-06 | 0.066926 | 0.066926 | 0.066926 | 0.99882 | -0.022704 | 0.99869 | -0.025158 | 18.3863
69 | 0.02308 | 0.0057902 | -0.023074 | -0.0057868 | 5.5522e-06 | 3.4055e-06 | 0.035275 | 0.035275 | 0.035275 | 0.97364 | -0.50844 | 0.97339 | -0.51349 | 9.691
70 | -0.025133 | -0.0063047 | 0.025133 | 0.0063048 | 2.5164e-07 | 1.5539e-07 | 0.038412 | 0.038412 | 0.038412 | 0.97364 | -0.50844 | 0.97365 | -0.50823 | 10.5528
71 | 0.021826 | 0.0054739 | -0.021821 | -0.005471 | 4.7427e-06 | 2.8942e-06 | 0.033366 | 0.033367 | 0.033367 | 0.97339 | -0.51349 | 0.97316 | -0.51805 | 9.1666
72 | -0.033733 | -0.0084602 | 0.033748 | 0.0084691 | 1.5209e-05 | 8.9744e-06 | 0.051555 | 0.051555 | 0.051555 | 0.97365 | -0.50823 | 0.97413 | -0.49877 | 7.0818
73 | 0.018032 | 0.0045214 | -0.018028 | -0.0045191 | 3.882e-06 | 2.3153e-06 | 0.027573 | 0.027573 | 0.027573 | 0.97316 | -0.51805 | 0.97293 | -0.52256 | 7.5751
74 | -0.085188 | -0.021376 | 0.085212 | 0.021391 | 2.425e-05 | 1.4759e-05 | 0.13014 | 0.13014 | 0.13014 | 0.97413 | -0.49877 | 0.97444 | -0.49281 | 8.9379
75 | 0.05144 | 0.012907 | -0.051426 | -0.0129 | 1.3328e-05 | 7.3836e-06 | 0.078581 | 0.078581 | 0.078581 | 0.97413 | -0.49877 | 0.97386 | -0.50421 | 5.3971
76 | 0.0083785 | 0.0021 | -0.0083773 | -0.0020995 | 1.2074e-06 | 5.2927e-07 | 0.012814 | 0.012814 | 0.012814 | 0.97293 | -0.52256 | 0.97277 | -0.52559 | 3.5204
77 | 0.0096498 | 0.0024191 | -0.0096488 | -0.0024186 | 1.0647e-06 | 5.1957e-07 | 0.014759 | 0.014759 | 0.014759 | 0.97293 | -0.52256 | 0.97281 | -0.52488 | 4.0547
78 | -0.092762 | -0.023283 | 0.092798 | 0.023305 | 3.6278e-05 | 2.2256e-05 | 0.14167 | 0.14166 | 0.14167 | 0.97444 | -0.49281 | 0.97485 | -0.48461 | 9.7298
79 | 0.043445 | 0.010899 | -0.043432 | -0.010893 | 1.2075e-05 | 6.274e-06 | 0.066385 | 0.066386 | 0.066386 | 0.97386 | -0.50421 | 0.97356 | -0.51004 | 4.5595
80 | 0.0020468 | 0.00051291 | -0.0020468 | -0.00051297 | 2.1825e-08 | -5.9742e-08 | 0.0031309 | 0.0031309 | 0.0031309 | 0.97277 | -0.52559 | 0.97276 | -0.52581 | 0.86014
81 | 0.0074761 | 0.0018741 | -0.0074756 | -0.0018739 | 5.7246e-07 | 2.2146e-07 | 0.011436 | 0.011436 | 0.011436 | 0.97281 | -0.52488 | 0.97273 | -0.52649 | 3.1417
82 | -0.092798 | -0.023305 | 0.092846 | 0.023335 | 4.7357e-05 | 2.9053e-05 | 0.14166 | 0.14166 | 0.14166 | 0.97485 | -0.48461 | 0.97539 | -0.47392 | 9.7297
83 | 0.040158 | 0.010072 | -0.040152 | -0.010069 | 6.3404e-06 | 3.1652e-06 | 0.061382 | 0.061382 | 0.061382 | 0.97356 | -0.51004 | 0.97339 | -0.51335 | 4.2158
84 | 0.0074756 | 0.0018739 | -0.0074751 | -0.0018737 | 5.0101e-07 | 1.9384e-07 | 0.011436 | 0.011436 | 0.011436 | 0.97273 | -0.52649 | 0.97266 | -0.52789 | 3.1417
85 | -0.10005 | -0.025139 | 0.10008 | 0.025161 | 3.5385e-05 | 2.1838e-05 | 0.15265 | 0.15265 | 0.15265 | 0.97539 | -0.47392 | 0.97577 | -0.46651 | 10.4841
86 | 0.037748 | 0.0094666 | -0.037742 | -0.0094637 | 6.0028e-06 | 2.8859e-06 | 0.057707 | 0.057707 | 0.057707 | 0.97339 | -0.51335 | 0.97322 | -0.51669 | 3.9634
87 | -0.007301 | -0.0018297 | 0.0073015 | 0.0018299 | 4.9917e-07 | 1.735e-07 | 0.010901 | 0.010901 | 0.010901 | 0.9966 | -0.06536 | 0.99668 | -0.063925 | 2.9948
88 | 0.003983 | 0.00099813 | -0.0039828 | -0.00099819 | 1.6497e-07 | -5.6497e-08 | 0.0059469 | 0.005947 | 0.005947 | 0.9966 | -0.06536 | 0.99656 | -0.06623 | 1.6338
89 | -0.011245 | -0.0028182 | 0.011247 | 0.0028191 | 1.7854e-06 | 9.2245e-07 | 0.016788 | 0.016788 | 0.016788 | 0.99668 | -0.063925 | 0.99685 | -0.060593 | 4.6122
90 | -0.015602 | -0.0039107 | 0.015603 | 0.003911 | 5.2147e-07 | 3.0032e-07 | 0.02329 | 0.02329 | 0.02329 | 0.99685 | -0.060593 | 0.99689 | -0.059891 | 6.3983
91 | -0.018774 | -0.0047057 | 0.018781 | 0.0047099 | 7.0492e-06 | 4.1992e-06 | 0.028023 | 0.028023 | 0.028023 | 0.99689 | -0.059891 | 0.99729 | -0.052013 | 7.6986
92 | -0.023701 | -0.005943 | 0.023705 | 0.0059454 | 3.914e-06 | 2.3961e-06 | 0.035364 | 0.035364 | 0.035364 | 0.99729 | -0.052013 | 0.99747 | -0.048549 | 9.7153
93 | -0.035044 | -0.0087872 | 0.035058 | 0.0087961 | 1.4139e-05 | 8.8688e-06 | 0.052279 | 0.052279 | 0.052279 | 0.99747 | -0.048549 | 0.99791 | -0.040086 | 14.3624
94 | -0.0055204 | -0.0013835 | 0.0055212 | 0.0013837 | 7.94e-07 | 1.1973e-07 | 0.008335 | 0.0083348 | 0.008335 | 0.98554 | -0.27751 | 0.98569 | -0.27449 | 2.2898
95 | -0.011887 | -0.002979 | 0.011888 | 0.0029798 | 1.5449e-06 | 8.2563e-07 | 0.017944 | 0.017944 | 0.017944 | 0.98569 | -0.27449 | 0.98583 | -0.27177 | 4.9297
96 | 0.017958 | 0.0045042 | -0.01795 | -0.0044998 | 7.4353e-06 | 4.4147e-06 | 0.027107 | 0.027107 | 0.027107 | 0.98583 | -0.27177 | 0.98539 | -0.28045 | 7.447
97 | -0.029846 | -0.007484 | 0.029847 | 0.0074847 | 1.0695e-06 | 6.6654e-07 | 0.045051 | 0.045051 | 0.045051 | 0.98583 | -0.27177 | 0.98587 | -0.27101 | 12.3766
98 | 0.012917 | 0.0032383 | -0.012914 | -0.0032369 | 2.4e-06 | 1.3217e-06 | 0.019506 | 0.019506 | 0.019506 | 0.98539 | -0.28045 | 0.98519 | -0.28435 | 5.3587
99 | -0.034168 | -0.0085676 | 0.034195 | 0.0085846 | 2.7049e-05 | 1.6965e-05 | 0.051573 | 0.051573 | 0.051573 | 0.98587 | -0.27101 | 0.98672 | -0.25442 | 14.1684
100 | 0.0094624 | 0.0023718 | -0.0094619 | -0.0023715 | 5.0523e-07 | 2.3936e-07 | 0.014292 | 0.014292 | 0.014292 | 0.98519 | -0.28435 | 0.98513 | -0.28548 | 3.9264
101 | -0.037923 | -0.0095188 | 0.037931 | 0.0095241 | 8.3963e-06 | 5.2862e-06 | 0.057194 | 0.057194 | 0.057194 | 0.98672 | -0.25442 | 0.98696 | -0.24978 | 15.7126
102 | 0.007348 | 0.0018418 | -0.0073465 | -0.0018412 | 1.5145e-06 | 5.5196e-07 | 0.011099 | 0.011099 | 0.011099 | 0.98513 | -0.28548 | 0.98491 | -0.2898 | 3.0492
103 | -0.050818 | -0.012754 | 0.050853 | 0.012776 | 3.5114e-05 | 2.2269e-05 | 0.076623 | 0.076623 | 0.076623 | 0.98696 | -0.24978 | 0.98771 | -0.2353 | 21.0504
104 | -0.040819 | -0.01024 | 0.040848 | 0.010258 | 2.9073e-05 | 1.8333e-05 | 0.06087 | 0.06087 | 0.06087 | 0.99791 | -0.040086 | 0.99869 | -0.025158 | 16.7225
105 | 0.011908 | 0.0029851 | -0.011906 | -0.0029839 | 2.2067e-06 | 1.1918e-06 | 0.018208 | 0.018208 | 0.018208 | 0.97322 | -0.51669 | 0.97303 | -0.52058 | 5.0021
106 | 0.025833 | 0.0064786 | -0.025833 | -0.0064786 | 1.0066e-07 | 3.0217e-08 | 0.039499 | 0.039499 | 0.039499 | 0.97322 | -0.51669 | 0.97322 | -0.51677 | 2.7129
107 | 0.0092482 | 0.0023178 | -0.009248 | -0.0023177 | 2.0665e-07 | 9.8038e-08 | 0.014143 | 0.014143 | 0.014143 | 0.97303 | -0.52058 | 0.973 | -0.52105 | 3.8854
108 | 0.023252 | 0.0058318 | -0.023248 | -0.0058307 | 4.6694e-06 | 1.0304e-06 | 0.035553 | 0.035554 | 0.035554 | 0.97322 | -0.51677 | 0.97301 | -0.52099 | 2.4419
109 | 0.0057866 | 0.0014502 | -0.0057858 | -0.00145 | 7.7161e-07 | 1.6754e-07 | 0.0088495 | 0.0088496 | 0.0088496 | 0.973 | -0.52105 | 0.97286 | -0.52385 | 2.4312
110 | 0.023248 | 0.0058307 | -0.023244 | -0.0058286 | 4.0499e-06 | 2.1676e-06 | 0.035554 | 0.035554 | 0.035554 | 0.97301 | -0.52099 | 0.97282 | -0.52464 | 4.8838
111 | 0.0028689 | 0.00071898 | -0.0028689 | -0.00071901 | 2.393e-08 | -2.5836e-08 | 0.004388 | 0.004388 | 0.004388 | 0.97286 | -0.52385 | 0.97285 | -0.52402 | 1.2055
112 | 0.018514 | 0.0046431 | -0.018505 | -0.0046377 | 8.9497e-06 | 5.3585e-06 | 0.028319 | 0.028319 | 0.028319 | 0.97282 | -0.52464 | 0.97231 | -0.53479 | 7.78
113 | -0.052716 | -0.013243 | 0.052732 | 0.013254 | 1.664e-05 | 1.056e-05 | 0.079429 | 0.079429 | 0.079429 | 0.98771 | -0.2353 | 0.98805 | -0.22869 | 21.8212
114 | -0.052732 | -0.013254 | 0.052765 | 0.013274 | 3.2411e-05 | 2.0568e-05 | 0.079429 | 0.079429 | 0.079429 | 0.98805 | -0.22869 | 0.98871 | -0.21582 | 21.8212
115 | -0.10687 | -0.026862 | 0.10694 | 0.026907 | 7.3027e-05 | 4.5271e-05 | 0.163 | 0.163 | 0.163 | 0.97577 | -0.46651 | 0.9765 | -0.45221 | 11.195
116 | 0.0074751 | 0.0018737 | -0.0074733 | -0.001873 | 1.7779e-06 | 6.88e-07 | 0.011436 | 0.011436 | 0.011436 | 0.97266 | -0.52789 | 0.97241 | -0.53289 | 3.1417
117 | 0.0036865 | 0.00092391 | -0.0036865 | -0.00092392 | 2.5624e-08 | -1.0237e-08 | 0.0056412 | 0.0056412 | 0.0056412 | 0.97241 | -0.53289 | 0.9724 | -0.53303 | 1.5498
118 | 0.0094386 | 0.0023656 | -0.009438 | -0.0023653 | 6.5146e-07 | 3.1368e-07 | 0.014445 | 0.014445 | 0.014445 | 0.97231 | -0.53479 | 0.97224 | -0.53624 | 3.9684
119 | 0.0050309 | 0.0012608 | -0.0050303 | -0.0012607 | 6.0149e-07 | 4.9505e-08 | 0.0076998 | 0.0076999 | 0.0076999 | 0.97224 | -0.53624 | 0.97211 | -0.53875 | 2.1154
120 | 0.0059576 | 0.0014931 | -0.0059568 | -0.0014929 | 7.6879e-07 | 1.8088e-07 | 0.0090783 | 0.0090784 | 0.0090784 | 0.9765 | -0.45221 | 0.97636 | -0.45492 | 2.4941

## res_trafo
| p_hv_mw | q_hv_mvar | p_lv_mw | q_lv_mvar | pl_mw | ql_mvar | i_hv_ka | i_lv_ka | vm_hv_pu | va_hv_degree | vm_lv_pu | va_lv_degree | loading_percent
0 | -1.2729e-15 | -1.3162e-15 | 0.00165 | 1.2699e-07 | 0.00165 | 1.2699e-07 | 5.2857e-17 | 0.0023815 | 0.99998 | 149.9956 | 1 | 0 | 0.2619

## res_ext_grid
| p_mw | q_mvar
0 | 0.49868 | 0.12743

## res_load
| p_mw | q_mvar
0 | 0.0024476 | 0.00061343
1 | 0.0028853 | 0.00072313
2 | 0.0021242 | 0.00053237
3 | 0.0029616 | 0.00074224
4 | 0.0035197 | 0.00088213
5 | 0.0020671 | 0.00051806
6 | 0.0027948 | 0.00070044
7 | 0.0060406 | 0.0015139
8 | 0.0074696 | 0.001872
9 | 0.005736 | 0.0014376
10 | 0.004875 | 0.0012218
11 | 0.0035897 | 0.00089967
12 | 0.009806 | 0.0024576
13 | 0.0020258 | 0.00050772
14 | 0.0098999 | 0.0024812
15 | 0.0064617 | 0.0016195
16 | 0.0026066 | 0.00065328
17 | 0.014009 | 0.003511
18 | 0.0046732 | 0.0011712
19 | 0.003928 | 0.00098445
20 | 0.0024873 | 0.00062337
21 | 0.0067325 | 0.0016873
22 | 0.0085671 | 0.0021471
23 | 0.010429 | 0.0026136
24 | 0.003105 | 0.00077819
25 | 0.0064573 | 0.0016183
26 | 0.0029567 | 0.00074102
27 | 0.0037186 | 0.00093197
28 | 0.008433 | 0.0021135
29 | 0.0031572 | 0.00079126
30 | 0.0024582 | 0.00061608
31 | 0.0033787 | 0.00084677
32 | 0.0031684 | 0.00079407
33 | 0.0014706 | 0.00036858
34 | 0.0037344 | 0.00093592
35 | 0.0042755 | 0.0010715
36 | 0.0041497 | 0.00104
37 | 0.0037352 | 0.00093612
38 | 0.003037 | 0.00076115
39 | 0.0036986 | 0.00092696
40 | 0.0084627 | 0.002121
41 | 0.004044 | 0.0010135
42 | 0.003139 | 0.0007867
43 | 0.0090724 | 0.0022738
44 | 0.0042245 | 0.0010588
45 | 0.0016943 | 0.00042462
46 | 0.0071149 | 0.0017832
47 | 0.0036536 | 0.00091568
48 | 0.0037366 | 0.00093648
49 | 0.0023559 | 0.00059045
50 | 0.0022014 | 0.00055173
51 | 0.011414 | 0.0028606
52 | 0.0028491 | 0.00071405
53 | 0.0068938 | 0.0017277
54 | 0.0037826 | 0.000948
55 | 0.0034058 | 0.00085357
56 | 0.0073712 | 0.0018474
57 | 0.0032701 | 0.00081956
58 | 0.0020527 | 0.00051445
59 | 0.0012485 | 0.00031291
60 | 0.0086 | 0.0021554
61 | 0.0037888 | 0.00094957
62 | 0.0075501 | 0.0018922
63 | 0.0079818 | 0.0020004
64 | 0.0063305 | 0.0015866
65 | 0.0021726 | 0.00054451
66 | 0.003274 | 0.00082053
67 | 0.0020468 | 0.00051297
68 | 0.0072005 | 0.0018046
69 | 0.0024046 | 0.00060264
70 | 0.003318 | 0.00083157
71 | 0.0039434 | 0.0009883
72 | 0.0039828 | 0.00099819
73 | 0.0043554 | 0.0010916
74 | 0.0031711 | 0.00079476
75 | 0.00492 | 0.0012331
76 | 0.011339 | 0.0028418
77 | 0.0055204 | 0.0013835
78 | 0.0063654 | 0.0015953
79 | 0.0050337 | 0.0012616
80 | 0.004321 | 0.0010829
81 | 0.003452 | 0.00086515
82 | 0.0037274 | 0.00093419
83 | 0.0021139 | 0.00052979
84 | 0.012887 | 0.0032298
85 | 0.0073465 | 0.0018412
86 | 0.0057613 | 0.0014439
87 | 0.0040647 | 0.0010187
88 | 0.0026579 | 0.00066613
89 | 0.0025808 | 0.00064682
90 | 0.0034614 | 0.00086751
91 | 0.002917 | 0.00073106
92 | 0.00473 | 0.0011855
93 | 0.0018624 | 0.00046675
94 | 0.0017127 | 0.00042925
95 | 0.0067873 | 0.0017011
96 | 0.0037868 | 0.00094906
97 | 0.0036865 | 0.00092392
98 | 0.009066 | 0.0022722
99 | 0.004407 | 0.0011045
100 | 0.0050303 | 0.0012607
101 | 0.0059568 | 0.0014929
102 | 0.0028689 | 0.00071901

## dtypes
| element | column | dtype
0 | bus | name | object
1 | bus | vn_kv | float64
2 | bus | type | object
3 | bus | zone | object
4 | bus | in_service | bool
5 | load | name | object
6 | load | bus | uint32
7 | load | p_mw | float64
8 | load | q_mvar | float64
9 | load | const_z_percent | float64
10 | load | const_i_percent | float64
11 | load | sn_mva | float64
12 | load | scaling | float64
13 | load | in_service | bool
14 | load | type | object
15 | ext_grid | name | object
16 | ext_grid | bus | uint32
17 | ext_grid | vm_pu | float64
18 | ext_grid | va_degree | float64
19 | ext_grid | slack_weight | float64
20 | ext_grid | in_service | bool
21 | line | name | object
22 | line | std_type | object
23 | line | from_bus | uint32
24 | line | to_bus | uint32
25 | line | length_km | float64
26 | line | r_ohm_per_km | float64
27 | line | x_ohm_per_km | float64
28 | line | c_nf_per_km | float64
29 | line | g_us_per_km | float64
30 | line | max_i_ka | float64
31 | line | df | float64
32 | line | parallel | uint32
33 | line | type | object
34 | line | in_service | bool
35 | trafo | name | object
36 | trafo | std_type | object
37 | trafo | hv_bus | uint32
38 | trafo | lv_bus | uint32
39 | trafo | sn_mva | float64
40 | trafo | vn_hv_kv | float64
41 | trafo | vn_lv_kv | float64
42 | trafo | vk_percent | float64
43 | trafo | vkr_percent | float64
44 | trafo | pfe_kw | float64
45 | trafo | i0_percent | float64
46 | trafo | shift_degree | float64
47 | trafo | tap_side | object
48 | trafo | tap_neutral | int32
49 | trafo | tap_min | int32
50 | trafo | tap_max | int32
51 | trafo | tap_step_percent | float64
52 | trafo | tap_step_degree | float64
53 | trafo | tap_pos | int32
54 | trafo | tap_phase_shifter | bool
55 | trafo | parallel | uint32
56 | trafo | df | float64
57 | trafo | in_service | bool
58 | line_geodata | coords | object
59 | bus_geodata | x | float64
60 | bus_geodata | y | float64
61 | bus_geodata | coords | object
62 | res_bus | vm_pu | float64
63 | res_bus | va_degree | float64
64 | res_bus | p_mw | float64
65 | res_bus | q_mvar | float64
66 | res_line | p_from_mw | float64
67 | res_line | q_from_mvar | float64
68 | res_line | p_to_mw | float64
69 | res_line | q_to_mvar | float64
70 | res_line | pl_mw | float64
71 | res_line | ql_mvar | float64
72 | res_line | i_from_ka | float64
73 | res_line | i_to_ka | float64
74 | res_line | i_ka | float64
75 | res_line | vm_from_pu | float64
76 | res_line | va_from_degree | float64
77 | res_line | vm_to_pu | float64
78 | res_line | va_to_degree | float64
79 | res_line | loading_percent | float64
80 | res_trafo | p_hv_mw | float64
81 | res_trafo | q_hv_mvar | float64
82 | res_trafo | p_lv_mw | float64
83 | res_trafo | q_lv_mvar | float64
84 | res_trafo | pl_mw | float64
85 | res_trafo | ql_mvar | float64
86 | res_trafo | i_hv_ka | float64
87 | res_trafo | i_lv_ka | float64
88 | res_trafo | vm_hv_pu | float64
89 | res_trafo | va_hv_degree | float64
90 | res_trafo | vm_lv_pu | float64
91 | res_trafo | va_lv_degree | float64
92 | res_trafo | loading_percent | float64
93 | res_ext_grid | p_mw | float64
94 | res_ext_grid | q_mvar | float64
95 | res_load | p_mw | float64
96 | res_load | q_mvar | float64

## parameters
| version | format_version | converged | OPF_converged | name | f_hz | sn_mva
0 | 2.14.6 | 2.14.0 | TRUE | FALSE |  | 50 | 1