## bus
| name | vn_kv | type | zone | in_service
0 | bus_LV_2160-1_0_3_node_0 | 0.4 | n |  | TRUE
1 | bus_LV_2160-1_0_3_node_1 | 0.4 | n |  | TRUE
2 | bus_LV_2160-1_0_3_node_2 | 0.4 | n |  | TRUE
3 | bus_LV_2160-1_0_3_node_3 | 0.4 | n |  | TRUE
4 | bus_LV_2160-1_0_3_node_4 | 0.4 | n |  | TRUE
5 | bus_LV_2160-1_0_3_node_5 | 0.4 | n |  | TRUE
6 | bus_LV_2160-1_0_3_node_26 | 0.4 | n |  | TRUE
7 | bus_LV_2160-1_0_3_node_27 | 0.4 | n |  | TRUE
8 | bus_LV_2160-1_0_3_node_23 | 0.4 | n |  | TRUE
9 | bus_LV_2160-1_0_3_node_15 | 0.4 | n |  | TRUE
10 | bus_LV_2160-1_0_3_node_33 | 0.4 | n |  | TRUE
11 | bus_LV_2160-1_0_3_node_9 | 0.4 | n |  | TRUE
12 | bus_LV_2160-1_0_3_node_95 | 0.4 | n |  | TRUE
13 | bus_LV_2160-1_0_3_node_24 | 0.4 | n |  | TRUE
14 | bus_LV_2160-1_0_3_node_31 | 0.4 | n |  | TRUE
15 | bus_LV_2160-1_0_3_node_14 | 0.4 | n |  | TRUE
16 | bus_LV_2160-1_0_3_node_6 | 0.4 | n |  | TRUE
17 | bus_LV_2160-1_0_3_node_7 | 0.4 | n |  | TRUE
18 | bus_LV_2160-1_0_3_node_8 | 0.4 | n |  | TRUE
19 | bus_LV_2160-1_0_3_node_10 | 0.4 | n |  | TRUE
20 | bus_LV_2160-1_0_3_node_11 | 0.4 | n |  | TRUE
21 | bus_LV_2160-1_0_3_node_29 | 0.4 | n |  | TRUE
22 | bus_LV_2160-1_0_3_node_30 | 0.4 | n |  | TRUE
23 | bus_LV_2160-1_0_3_node_28 | 0.4 | n |  | TRUE
24 | bus_LV_2160-1_0_3_node_16 | 0.4 | n |  | TRUE
25 | bus_LV_2160-1_0_3_node_18 | 0.4 | n |  | TRUE
26 | bus_LV_2160-1_0_3_node_17 | 0.4 | n |  | TRUE
27 | bus_LV_2160-1_0_3_node_73 | 0.4 | n |  | TRUE
28 | bus_LV_2160-1_0_3_node_81 | 0.4 | n |  | TRUE
29 | bus_LV_2160-1_0_3_node_82 | 0.4 | n |  | TRUE
30 | bus_LV_2160-1_0_3_node_77 | 0.4 | n |  | TRUE
31 | bus_LV_2160-1_0_3_node_124 | 0.4 | n |  | TRUE
32 | bus_LV_2160-1_0_3_node_74 | 0.4 | n |  | TRUE
33 | bus_LV_2160-1_0_3_node_32 | 0.4 | n |  | TRUE
34 | bus_LV_2160-1_0_3_node_83 | 0.4 | n |  | TRUE
35 | bus_LV_2160-1_0_3_node_19 | 0.4 | n |  | TRUE
36 | bus_LV_2160-1_0_3_node_20 | 0.4 | n |  | TRUE
37 | bus_LV_2160-1_0_3_node_21 | 0.4 | n |  | TRUE
38 | bus_LV_2160-1_0_3_node_22 | 0.4 | n |  | TRUE
39 | bus_LV_2160-1_0_3_node_25 | 0.4 | n |  | TRUE
40 | bus_LV_2160-1_0_3_node_60 | 0.4 | n |  | TRUE
41 | bus_LV_2160-1_0_3_node_78 | 0.4 | n |  | TRUE
42 | bus_LV_2160-1_0_3_node_110 | 0.4 | n |  | TRUE
43 | bus_LV_2160-1_0_3_node_100 | 0.4 | n |  | TRUE
44 | bus_LV_2160-1_0_3_node_37 | 0.4 | n |  | TRUE
45 | bus_LV_2160-1_0_3_node_38 | 0.4 | n |  | TRUE
46 | bus_LV_2160-1_0_3_node_39 | 0.4 | n |  | TRUE
47 | bus_LV_2160-1_0_3_node_40 | 0.4 | n |  | TRUE
48 | bus_LV_2160-1_0_3_node_41 | 0.4 | n |  | TRUE
49 | bus_LV_2160-1_0_3_node_116 | 0.4 | n |  | TRUE
50 | bus_LV_2160-1_0_3_node_121 | 0.4 | n |  | TRUE
51 | bus_LV_2160-1_0_3_node_114 | 0.4 | n |  | TRUE
52 | bus_LV_2160-1_0_3_node_42 | 0.4 | n |  | TRUE
53 | bus_LV_2160-1_0_3_node_111 | 0.4 | n |  | TRUE
54 | bus_LV_2160-1_0_3_node_119 | 0.4 | n |  | TRUE
55 | bus_LV_2160-1_0_3_node_117 | 0.4 | n |  | TRUE
56 | bus_LV_2160-1_0_3_node_46 | 0.4 | n |  | TRUE
57 | bus_LV_2160-1_0_3_node_47 | 0.4 | n |  | TRUE
58 | bus_LV_2160-1_0_3_node_48 | 0.4 | n |  | TRUE
59 | bus_LV_2160-1_0_3_node_50 | 0.4 | n |  | TRUE
60 | bus_LV_2160-1_0_3_node_49 | 0.4 | n |  | TRUE
61 | bus_LV_2160-1_0_3_node_55 | 0.4 | n |  | TRUE
62 | bus_LV_2160-1_0_3_node_80 | 0.4 | n |  | TRUE
63 | bus_LV_2160-1_0_3_node_88 | 0.4 | n |  | TRUE
64 | bus_LV_2160-1_0_3_node_53 | 0.4 | n |  | TRUE
65 | bus_LV_2160-1_0_3_node_93 | 0.4 | n |  | TRUE
66 | bus_LV_2160-1_0_3_node_79 | 0.4 | n |  | TRUE
67 | bus_LV_2160-1_0_3_node_51 | 0.4 | n |  | TRUE
68 | bus_LV_2160-1_0_3_node_52 | 0.4 | n |  | TRUE
69 | bus_LV_2160-1_0_3_node_54 | 0.4 | n |  | TRUE
70 | bus_LV_2160-1_0_3_node_71 | 0.4 | n |  | TRUE
71 | bus_LV_2160-1_0_3_node_72 | 0.4 | n |  | TRUE
72 | bus_LV_2160-1_0_3_node_108 | 0.4 | n |  | TRUE
73 | bus_LV_2160-1_0_3_node_214 | 0.4 | n |  | TRUE
74 | bus_LV_2160-1_0_3_node_86 | 0.4 | n |  | TRUE
75 | bus_LV_2160-1_0_3_node_56 | 0.4 | n |  | TRUE
76 | bus_LV_2160-1_0_3_node_57 | 0.4 | n |  | TRUE
77 | bus_LV_2160-1_0_3_node_58 | 0.4 | n |  | TRUE
78 | bus_LV_2160-1_0_3_node_59 | 0.4 | n |  | TRUE
79 | bus_LV_2160-1_0_3_node_66 | 0.4 | n |  | TRUE
80 | bus_LV_2160-1_0_3_node_67 | 0.4 | n |  | TRUE
81 | bus_LV_2160-1_0_3_node_61 | 0.4 | n |  | TRUE
82 | bus_LV_2160-1_0_3_node_62 | 0.4 | n |  | TRUE
83 | bus_LV_2160-1_0_3_node_63 | 0.4 | n |  | TRUE
84 | bus_LV_2160-1_0_3_node_64 | 0.4 | n |  | TRUE
85 | bus_LV_2160-1_0_3_node_65 | 0.4 | n |  | TRUE
86 | bus_LV_2160-1_0_3_node_104 | 0.4 | n |  | TRUE
87 | bus_LV_2160-1_0_3_node_98 | 0.4 | n |  | TRUE
88 | bus_LV_2160-1_0_3_node_96 | 0.4 | n |  | TRUE
89 | bus_LV_2160-1_0_3_node_109 | 0.4 | n |  | TRUE
90 | bus_LV_2160-1_0_3_node_75 | 0.4 | n |  | TRUE
91 | bus_LV_2160-1_0_3_node_76 | 0.4 | n |  | TRUE
92 | bus_LV_2160-1_0_3_node_122 | 0.4 | n |  | TRUE
93 | bus_LV_2160-1_0_3_node_105 | 0.4 | n |  | TRUE
94 | bus_LV_2160-1_0_3_node_123 | 0.4 | n |  | TRUE
95 | bus_LV_2160-1_0_3_node_103 | 0.4 | n |  | TRUE
96 | bus_LV_2160-1_0_3_node_125 | 0.4 | n |  | TRUE
97 | bus_LV_2160-1_0_3_node_92 | 0.4 | n |  | TRUE
98 | bus_LV_2160-1_0_3_node_84 | 0.4 | n |  | TRUE
99 | bus_LV_2160-1_0_3_node_85 | 0.4 | n |  | TRUE
100 | bus_LV_2160-1_0_3_node_101 | 0.4 | n |  | TRUE
101 | bus_LV_2160-1_0_3_node_91 | 0.4 | n |  | TRUE
102 | bus_LV_2160-1_0_3_node_102 | 0.4 | n |  | TRUE
103 | bus_LV_2160-1_0_3_node_90 | 0.4 | n |  | TRUE
104 | bus_LV_2160-1_0_3_node_87 | 0.4 | n |  | TRUE
105 | bus_LV_2160-1_0_3_node_89 | 0.4 | n |  | TRUE
106 | bus_LV_2160-1_0_3_node_97 | 0.4 | n |  | TRUE
107 | bus_LV_2160-1_0_3_node_99 | 0.4 | n |  | TRUE
108 | bus_LV_2160-1_0_3_node_120 | 0.4 | n |  | TRUE
109 | bus_LV_2160-1_0_3_node_112 | 0.4 | n |  | TRUE
110 | bus_LV_2160-1_0_3_node_113 | 0.4 | n |  | TRUE
111 | bus_LV_2160-1_0_3_node_115 | 0.4 | n |  | TRUE
112 | bus_LV_2160-1_0_3_node_131 | 0.4 | n |  | TRUE
113 | bus_LV_2160-1_0_3_node_128 | 0.4 | n |  | TRUE
114 | bus_LV_2160-1_0_3_node_132 | 0.4 | n |  | TRUE
115 | bus_LV_2160-1_0_3_node_127 | 0.4 | n |  | TRUE
116 | bus_LV_2160-1_0_3_node_118 | 0.4 | n |  | TRUE
117 | bus_LV_2160-1_0_3_node_178 | 0.4 | n |  | TRUE
118 | bus_LV_2160-1_0_3_node_156 | 0.4 | n |  | TRUE
119 | bus_LV_2160-1_0_3_node_133 | 0.4 | n |  | TRUE
120 | bus_LV_2160-1_0_3_node_126 | 0.4 | n |  | TRUE
121 | bus_LV_2160-1_0_3_node_134 | 0.4 | n |  | TRUE
122 | bus_LV_2160-1_0_3_node_129 | 0.4 | n |  | TRUE
123 | bus_LV_2160-1_0_3_node_130 | 0.4 | n |  | TRUE
124 | bus_LV_2160-1_0_3_node_154 | 0.4 | n |  | TRUE
125 | bus_LV_2160-1_0_3_node_152 | 0.4 | n |  | TRUE
126 | bus_LV_2160-1_0_3_node_174 | 0.4 | n |  | TRUE
127 | bus_LV_2160-1_0_3_node_153 | 0.4 | n |  | TRUE
128 | bus_LV_2160-1_0_3_node_135 | 0.4 | n |  | TRUE
129 | bus_LV_2160-1_0_3_node_172 | 0.4 | n |  | TRUE
130 | bus_LV_2160-1_0_3_node_170 | 0.4 | n |  | TRUE
131 | bus_LV_2160-1_0_3_node_155 | 0.4 | n |  | TRUE
132 | bus_LV_2160-1_0_3_node_157 | 0.4 | n |  | TRUE
133 | bus_LV_2160-1_0_3_node_175 | 0.4 | n |  | TRUE
134 | bus_LV_2160-1_0_3_node_158 | 0.4 | n |  | TRUE
135 | bus_LV_2160-1_0_3_node_159 | 0.4 | n |  | TRUE
136 | bus_LV_2160-1_0_3_node_160 | 0.4 | n |  | TRUE
137 | bus_LV_2160-1_0_3_node_173 | 0.4 | n |  | TRUE
138 | bus_LV_2160-1_0_3_node_168 | 0.4 | n |  | TRUE
139 | bus_LV_2160-1_0_3_node_169 | 0.4 | n |  | TRUE
140 | bus_LV_2160-1_0_3_node_171 | 0.4 | n |  | TRUE
141 | bus_LV_2160-1_0_3_node_177 | 0.4 | n |  | TRUE
142 | bus_MV_30_0_node_141 | 20 | n |  | TRUE

## load
| name | bus | p_mw | q_mvar | const_z_percent | const_i_percent | sn_mva | scaling | in_service | type
0 | LV_2160-1_0_3_load_0 | 0 | 0.0033926 | 0.00085028 | 0 | 0 |  | 1 | TRUE | wye
1 | LV_2160-1_0_3_load_1 | 1 | 0.0018487 | 0.00046333 | 0 | 0 |  | 1 | TRUE | wye
2 | LV_2160-1_0_3_load_4 | 4 | 0.00071788 | 0.00017992 | 0 | 0 |  | 1 | TRUE | wye
3 | LV_2160-1_0_3_load_26 | 6 | 0.0040826 | 0.0010232 | 0 | 0 |  | 1 | TRUE | wye
4 | LV_2160-1_0_3_load_27 | 7 | 0.0022922 | 0.00057447 | 0 | 0 |  | 1 | TRUE | wye
5 | LV_2160-1_0_3_load_23 | 8 | 0.0032991 | 0.00082684 | 0 | 0 |  | 1 | TRUE | wye
6 | LV_2160-1_0_3_load_15 | 9 | 0.0019853 | 0.00049755 | 0 | 0 |  | 1 | TRUE | wye
7 | LV_2160-1_0_3_load_95 | 12 | 0.0023864 | 0.0005981 | 0 | 0 |  | 1 | TRUE | wye
8 | LV_2160-1_0_3_load_24 | 13 | 0.0071084 | 0.0017815 | 0 | 0 |  | 1 | TRUE | wye
9 | LV_2160-1_0_3_load_14 | 15 | 0.0064266 | 0.0016107 | 0 | 0 |  | 1 | TRUE | wye
10 | LV_2160-1_0_3_load_6 | 16 | 0.0034012 | 0.00085242 | 0 | 0 |  | 1 | TRUE | wye
11 | LV_2160-1_0_3_load_10 | 19 | 0.0058356 | 0.0014625 | 0 | 0 |  | 1 | TRUE | wye
12 | LV_2160-1_0_3_load_11 | 20 | 0.0033413 | 0.00083742 | 0 | 0 |  | 1 | TRUE | wye
13 | LV_2160-1_0_3_load_30 | 22 | 0.0067341 | 0.0016877 | 0 | 0 |  | 1 | TRUE | wye
14 | LV_2160-1_0_3_load_28 | 23 | 0.0028006 | 0.00070189 | 0 | 0 |  | 1 | TRUE | wye
15 | LV_2160-1_0_3_load_73 | 27 | 0.0052107 | 0.0013059 | 0 | 0 |  | 1 | TRUE | wye
16 | LV_2160-1_0_3_load_81 | 28 | 0.0051111 | 0.001281 | 0 | 0 |  | 1 | TRUE | wye
17 | LV_2160-1_0_3_load_82 | 29 | 0.0010583 | 0.00026524 | 0 | 0 |  | 1 | TRUE | wye
18 | LV_2160-1_0_3_load_77 | 30 | 0.0089239 | 0.0022365 | 0 | 0 |  | 1 | TRUE | wye
19 | LV_2160-1_0_3_load_124 | 31 | 0.0030336 | 0.00076028 | 0 | 0 |  | 1 | TRUE | wye
20 | LV_2160-1_0_3_load_19 | 35 | 0.0058099 | 0.0014561 | 0 | 0 |  | 1 | TRUE | wye
21 | LV_2160-1_0_3_load_21 | 37 | 0.0077437 | 0.0019408 | 0 | 0 |  | 1 | TRUE | wye
22 | LV_2160-1_0_3_load_22 | 38 | 0.0058094 | 0.001456 | 0 | 0 |  | 1 | TRUE | wye
23 | LV_2160-1_0_3_load_25 | 39 | 0.0020888 | 0.00052349 | 0 | 0 |  | 1 | TRUE | wye
24 | LV_2160-1_0_3_load_60 | 40 | 0.00093499 | 0.00023433 | 0 | 0 |  | 1 | TRUE | wye
25 | LV_2160-1_0_3_load_78 | 41 | 0.033803 | 0.0084719 | 0 | 0 |  | 1 | TRUE | wye
26 | LV_2160-1_0_3_load_110 | 42 | 0.00038534 | 9.6575e-05 | 0 | 0 |  | 1 | TRUE | wye
27 | LV_2160-1_0_3_load_100 | 43 | 0.00053486 | 0.00013405 | 0 | 0 |  | 1 | TRUE | wye
28 | LV_2160-1_0_3_load_37 | 44 | 0.0029019 | 0.00072728 | 0 | 0 |  | 1 | TRUE | wye
29 | LV_2160-1_0_3_load_38 | 45 | 0.0026394 | 0.00066149 | 0 | 0 |  | 1 | TRUE | wye
30 | LV_2160-1_0_3_load_39 | 46 | 0.00086055 | 0.00021567 | 0 | 0 |  | 1 | TRUE | wye
31 | LV_2160-1_0_3_load_40 | 47 | 0.0011013 | 0.00027602 | 0 | 0 |  | 1 | TRUE | wye
32 | LV_2160-1_0_3_load_41 | 48 | 0.0011006 | 0.00027582 | 0 | 0 |  | 1 | TRUE | wye
33 | LV_2160-1_0_3_load_116 | 49 | 0.0033398 | 0.00083703 | 0 | 0 |  | 1 | TRUE | wye
34 | LV_2160-1_0_3_load_121 | 50 | 0.00067346 | 0.00016879 | 0 | 0 |  | 1 | TRUE | wye
35 | LV_2160-1_0_3_load_114 | 51 | 0.0035682 | 0.00089427 | 0 | 0 |  | 1 | TRUE | wye
36 | LV_2160-1_0_3_load_42 | 52 | 0.00070816 | 0.00017748 | 0 | 0 |  | 1 | TRUE | wye
37 | LV_2160-1_0_3_load_111 | 53 | 0.0012078 | 0.0003027 | 0 | 0 |  | 1 | TRUE | wye
38 | LV_2160-1_0_3_load_119 | 54 | 0.0002789 | 6.9899e-05 | 0 | 0 |  | 1 | TRUE | wye
39 | LV_2160-1_0_3_load_117 | 55 | 0.0011324 | 0.0002838 | 0 | 0 |  | 1 | TRUE | wye
40 | LV_2160-1_0_3_load_46 | 56 | 0.0029719 | 0.00074483 | 0 | 0 |  | 1 | TRUE | wye
41 | LV_2160-1_0_3_load_47 | 57 | 0.0034031 | 0.00085289 | 0 | 0 |  | 1 | TRUE | wye
42 | LV_2160-1_0_3_load_50 | 59 | 0.0023529 | 0.00058968 | 0 | 0 |  | 1 | TRUE | wye
43 | LV_2160-1_0_3_load_49 | 60 | 0.0025673 | 0.00064342 | 0 | 0 |  | 1 | TRUE | wye
44 | LV_2160-1_0_3_load_88 | 63 | 0.002605 | 0.00065288 | 0 | 0 |  | 1 | TRUE | wye
45 | LV_2160-1_0_3_load_53 | 64 | 0.0029027 | 0.00072747 | 0 | 0 |  | 1 | TRUE | wye
46 | LV_2160-1_0_3_load_93 | 65 | 0.0039205 | 0.00098256 | 0 | 0 |  | 1 | TRUE | wye
47 | LV_2160-1_0_3_load_79 | 66 | 0.0037351 | 0.00093612 | 0 | 0 |  | 1 | TRUE | wye
48 | LV_2160-1_0_3_load_51 | 67 | 0.0034359 | 0.00086113 | 0 | 0 |  | 1 | TRUE | wye
49 | LV_2160-1_0_3_load_52 | 68 | 0.001518 | 0.00038045 | 0 | 0 |  | 1 | TRUE | wye
50 | LV_2160-1_0_3_load_54 | 69 | 0.00062792 | 0.00015737 | 0 | 0 |  | 1 | TRUE | wye
51 | LV_2160-1_0_3_load_71 | 70 | 0.0009464 | 0.00023719 | 0 | 0 |  | 1 | TRUE | wye
52 | LV_2160-1_0_3_load_72 | 71 | 0.00075023 | 0.00018802 | 0 | 0 |  | 1 | TRUE | wye
53 | LV_2160-1_0_3_load_108 | 72 | 0.0010022 | 0.00025116 | 0 | 0 |  | 1 | TRUE | wye
54 | LV_2160-1_0_3_load_214 | 73 | 0.0016566 | 0.0004152 | 0 | 0 |  | 1 | TRUE | wye
55 | LV_2160-1_0_3_load_86 | 74 | 0.0012542 | 0.00031433 | 0 | 0 |  | 1 | TRUE | wye
56 | LV_2160-1_0_3_load_56 | 75 | 0.0022824 | 0.00057203 | 0 | 0 |  | 1 | TRUE | wye
57 | LV_2160-1_0_3_load_57 | 76 | 0.0010298 | 0.00025809 | 0 | 0 |  | 1 | TRUE | wye
58 | LV_2160-1_0_3_load_58 | 77 | 0.0032254 | 0.00080837 | 0 | 0 |  | 1 | TRUE | wye
59 | LV_2160-1_0_3_load_59 | 78 | 0.0090354 | 0.0022645 | 0 | 0 |  | 1 | TRUE | wye
60 | LV_2160-1_0_3_load_66 | 79 | 0.001 | 0.00025064 | 0 | 0 |  | 1 | TRUE | wye
61 | LV_2160-1_0_3_load_67 | 80 | 0.00053488 | 0.00013405 | 0 | 0 |  | 1 | TRUE | wye
62 | LV_2160-1_0_3_load_61 | 81 | 0.0010345 | 0.00025926 | 0 | 0 |  | 1 | TRUE | wye
63 | LV_2160-1_0_3_load_62 | 82 | 0.00062866 | 0.00015756 | 0 | 0 |  | 1 | TRUE | wye
64 | LV_2160-1_0_3_load_63 | 83 | 0.0004502 | 0.00011283 | 0 | 0 |  | 1 | TRUE | wye
65 | LV_2160-1_0_3_load_64 | 84 | 0.00062436 | 0.00015648 | 0 | 0 |  | 1 | TRUE | wye
66 | LV_2160-1_0_3_load_65 | 85 | 0.00045613 | 0.00011432 | 0 | 0 |  | 1 | TRUE | wye
67 | LV_2160-1_0_3_load_104 | 86 | 0.00058015 | 0.0001454 | 0 | 0 |  | 1 | TRUE | wye
68 | LV_2160-1_0_3_load_96 | 88 | 0.00044013 | 0.00011031 | 0 | 0 |  | 1 | TRUE | wye
69 | LV_2160-1_0_3_load_109 | 89 | 0.0031353 | 0.00078578 | 0 | 0 |  | 1 | TRUE | wye
70 | LV_2160-1_0_3_load_75 | 90 | 0.0032755 | 0.00082091 | 0 | 0 |  | 1 | TRUE | wye
71 | LV_2160-1_0_3_load_76 | 91 | 0.00064601 | 0.0001619 | 0 | 0 |  | 1 | TRUE | wye
72 | LV_2160-1_0_3_load_105 | 93 | 0.0018074 | 0.00045299 | 0 | 0 |  | 1 | TRUE | wye
73 | LV_2160-1_0_3_load_123 | 94 | 0.0058326 | 0.0014618 | 0 | 0 |  | 1 | TRUE | wye
74 | LV_2160-1_0_3_load_103 | 95 | 0.0010686 | 0.00026782 | 0 | 0 |  | 1 | TRUE | wye
75 | LV_2160-1_0_3_load_125 | 96 | 0.0056811 | 0.0014238 | 0 | 0 |  | 1 | TRUE | wye
76 | LV_2160-1_0_3_load_92 | 97 | 0.0044588 | 0.0011175 | 0 | 0 |  | 1 | TRUE | wye
77 | LV_2160-1_0_3_load_84 | 98 | 0.0011303 | 0.00028328 | 0 | 0 |  | 1 | TRUE | wye
78 | LV_2160-1_0_3_load_85 | 99 | 0.0048947 | 0.0012267 | 0 | 0 |  | 1 | TRUE | wye
79 | LV_2160-1_0_3_load_101 | 100 | 0.0032261 | 0.00080854 | 0 | 0 |  | 1 | TRUE | wye
80 | LV_2160-1_0_3_load_91 | 101 | 0.003697 | 0.00092656 | 0 | 0 |  | 1 | TRUE | wye
81 | LV_2160-1_0_3_load_102 | 102 | 0.00072242 | 0.00018106 | 0 | 0 |  | 1 | TRUE | wye
82 | LV_2160-1_0_3_load_90 | 103 | 0.00298 | 0.00074686 | 0 | 0 |  | 1 | TRUE | wye
83 | LV_2160-1_0_3_load_87 | 104 | 0.00089115 | 0.00022334 | 0 | 0 |  | 1 | TRUE | wye
84 | LV_2160-1_0_3_load_97 | 106 | 0.00057562 | 0.00014426 | 0 | 0 |  | 1 | TRUE | wye
85 | LV_2160-1_0_3_load_99 | 107 | 0.00083275 | 0.00020871 | 0 | 0 |  | 1 | TRUE | wye
86 | LV_2160-1_0_3_load_120 | 108 | 0.0015577 | 0.0003904 | 0 | 0 |  | 1 | TRUE | wye
87 | LV_2160-1_0_3_load_112 | 109 | 0.0037793 | 0.00094718 | 0 | 0 |  | 1 | TRUE | wye
88 | LV_2160-1_0_3_load_113 | 110 | 0.0018898 | 0.00047362 | 0 | 0 |  | 1 | TRUE | wye
89 | LV_2160-1_0_3_load_131 | 112 | 0.0048262 | 0.0012096 | 0 | 0 |  | 1 | TRUE | wye
90 | LV_2160-1_0_3_load_128 | 113 | 0.0020678 | 0.00051825 | 0 | 0 |  | 1 | TRUE | wye
91 | LV_2160-1_0_3_load_127 | 115 | 0.0031448 | 0.00078815 | 0 | 0 |  | 1 | TRUE | wye
92 | LV_2160-1_0_3_load_118 | 116 | 0.0022466 | 0.00056304 | 0 | 0 |  | 1 | TRUE | wye
93 | LV_2160-1_0_3_load_178 | 117 | 0.0020292 | 0.00050856 | 0 | 0 |  | 1 | TRUE | wye
94 | LV_2160-1_0_3_load_156 | 118 | 0.002662 | 0.00066715 | 0 | 0 |  | 1 | TRUE | wye
95 | LV_2160-1_0_3_load_126 | 120 | 0.0068484 | 0.0017164 | 0 | 0 |  | 1 | TRUE | wye
96 | LV_2160-1_0_3_load_134 | 121 | 0.0050673 | 0.00127 | 0 | 0 |  | 1 | TRUE | wye
97 | LV_2160-1_0_3_load_129 | 122 | 0.0022787 | 0.00057111 | 0 | 0 |  | 1 | TRUE | wye
98 | LV_2160-1_0_3_load_154 | 124 | 0.0026984 | 0.00067627 | 0 | 0 |  | 1 | TRUE | wye
99 | LV_2160-1_0_3_load_152 | 125 | 0.0015108 | 0.00037864 | 0 | 0 |  | 1 | TRUE | wye
100 | LV_2160-1_0_3_load_174 | 126 | 0.0038618 | 0.00096787 | 0 | 0 |  | 1 | TRUE | wye
101 | LV_2160-1_0_3_load_135 | 128 | 0.0025781 | 0.00064613 | 0 | 0 |  | 1 | TRUE | wye
102 | LV_2160-1_0_3_load_172 | 129 | 0.0036152 | 0.00090605 | 0 | 0 |  | 1 | TRUE | wye
103 | LV_2160-1_0_3_load_170 | 130 | 0.0026722 | 0.00066973 | 0 | 0 |  | 1 | TRUE | wye
104 | LV_2160-1_0_3_load_155 | 131 | 0.0036361 | 0.00091129 | 0 | 0 |  | 1 | TRUE | wye
105 | LV_2160-1_0_3_load_157 | 132 | 0.0026608 | 0.00066686 | 0 | 0 |  | 1 | TRUE | wye
106 | LV_2160-1_0_3_load_175 | 133 | 0.0061229 | 0.0015345 | 0 | 0 |  | 1 | TRUE | wye
107 | LV_2160-1_0_3_load_158 | 134 | 0.0023256 | 0.00058285 | 0 | 0 |  | 1 | TRUE | wye
108 | LV_2160-1_0_3_load_159 | 135 | 0.0016882 | 0.00042309 | 0 | 0 |  | 1 | TRUE | wye
109 | LV_2160-1_0_3_load_160 | 136 | 0.003825 | 0.00095863 | 0 | 0 |  | 1 | TRUE | wye
110 | LV_2160-1_0_3_load_173 | 137 | 0.002546 | 0.00063809 | 0 | 0 |  | 1 | TRUE | wye
111 | LV_2160-1_0_3_load_168 | 138 | 0.0029536 | 0.00074024 | 0 | 0 |  | 1 | TRUE | wye
112 | LV_2160-1_0_3_load_169 | 139 | 0.0034354 | 0.000861 | 0 | 0 |  | 1 | TRUE | wye
113 | LV_2160-1_0_3_load_171 | 140 | 0.002558 | 0.00064111 | 0 | 0 |  | 1 | TRUE | wye
114 | LV_2160-1_0_3_load_177 | 141 | 0.0022844 | 0.00057252 | 0 | 0 |  | 1 | TRUE | wye

## ext_grid
| name | bus | vm_pu | va_degree | slack_weight | in_service
0 |  | 26 | 1 | 0 | 1 | TRUE

## line
| name | std_type | from_bus | to_bus | length_km | r_ohm_per_km | x_ohm_per_km | c_nf_per_km | g_us_per_km | max_i_ka | df | parallel | type | in_service
0 | LV_2160-1_0_3_line_0 |  | 0 | 1 | 0.0104 | 0.125 | 0.08 | 261 | 0 | 0.364 | 1 | 1 | cs | TRUE
1 | LV_2160-1_0_3_line_1 |  | 0 | 2 | 0.016288 | 0.125 | 0.08 | 261 | 0 | 0.364 | 1 | 1 | cs | TRUE
2 | LV_2160-1_0_3_line_2 |  | 1 | 3 | 0.024017 | 0.125 | 0.08 | 261 | 0 | 0.364 | 1 | 1 | cs | TRUE
3 | LV_2160-1_0_3_line_3 |  | 2 | 4 | 0.021205 | 0.125 | 0.08 | 261 | 0 | 0.364 | 1 | 1 | cs | TRUE
4 | LV_2160-1_0_3_line_4 |  | 2 | 5 | 0.004121 | 0.125 | 0.08 | 261 | 0 | 0.364 | 1 | 1 | cs | TRUE
5 | LV_2160-1_0_3_line_5 |  | 3 | 6 | 0.047158 | 0.125 | 0.08 | 261 | 0 | 0.364 | 1 | 1 | cs | TRUE
6 | LV_2160-1_0_3_line_6 |  | 3 | 7 | 0.02998 | 0.125 | 0.08 | 261 | 0 | 0.364 | 1 | 1 | cs | TRUE
7 | LV_2160-1_0_3_line_7 |  | 3 | 8 | 0.017123 | 0.125 | 0.08 | 261 | 0 | 0.364 | 1 | 1 | cs | TRUE
8 | LV_2160-1_0_3_line_8 |  | 5 | 9 | 0.050855 | 0.125 | 0.08 | 261 | 0 | 0.364 | 1 | 2 | cs | TRUE
9 | LV_2160-1_0_3_line_9 |  | 5 | 10 | 0.009943 | 0.125 | 0.08 | 261 | 0 | 0.364 | 1 | 1 | cs | TRUE
10 | LV_2160-1_0_3_line_10 |  | 6 | 11 | 0.016848 | 0.125 | 0.08 | 261 | 0 | 0.364 | 1 | 1 | cs | TRUE
11 | LV_2160-1_0_3_line_11 |  | 7 | 12 | 0.023749 | 0.125 | 0.08 | 261 | 0 | 0.364 | 1 | 1 | cs | TRUE
12 | LV_2160-1_0_3_line_12 |  | 8 | 13 | 0.014316 | 0.125 | 0.08 | 261 | 0 | 0.364 | 1 | 1 | cs | TRUE
13 | LV_2160-1_0_3_line_13 |  | 9 | 15 | 0.0055599 | 0.125 | 0.08 | 261 | 0 | 0.364 | 1 | 2 | cs | TRUE
14 | LV_2160-1_0_3_line_14 |  | 10 | 14 | 0.010425 | 0.125 | 0.08 | 261 | 0 | 0.364 | 1 | 1 | cs | TRUE
15 | LV_2160-1_0_3_line_15 |  | 11 | 17 | 0.014026 | 0.125 | 0.08 | 261 | 0 | 0.364 | 1 | 1 | cs | TRUE
16 | LV_2160-1_0_3_line_16 |  | 12 | 40 | 0.013989 | 0.125 | 0.08 | 261 | 0 | 0.364 | 1 | 1 | cs | TRUE
17 | LV_2160-1_0_3_line_17 |  | 13 | 39 | 0.047513 | 0.125 | 0.08 | 261 | 0 | 0.364 | 1 | 1 | cs | TRUE
18 | LV_2160-1_0_3_line_18 |  | 14 | 37 | 0.042593 | 0.125 | 0.08 | 261 | 0 | 0.364 | 1 | 1 | cs | TRUE
19 | LV_2160-1_0_3_line_19 |  | 15 | 24 | 0.03617 | 0.125 | 0.08 | 261 | 0 | 0.364 | 1 | 3 | cs | TRUE
20 | LV_2160-1_0_3_line_20 |  | 16 | 17 | 0.012254 | 0.125 | 0.08 | 261 | 0 | 0.364 | 1 | 1 | cs | TRUE
21 | LV_2160-1_0_3_line_21 |  | 16 | 18 | 0.032622 | 0.125 | 0.08 | 261 | 0 | 0.364 | 1 | 1 | cs | TRUE
22 | LV_2160-1_0_3_line_22 |  | 17 | 19 | 0.009638 | 0.125 | 0.08 | 261 | 0 | 0.364 | 1 | 1 | cs | TRUE
23 | LV_2160-1_0_3_line_23 |  | 18 | 20 | 0.030616 | 0.125 | 0.08 | 261 | 0 | 0.364 | 1 | 1 | cs | TRUE
24 | LV_2160-1_0_3_line_24 |  | 19 | 21 | 0.016877 | 0.125 | 0.08 | 261 | 0 | 0.364 | 1 | 1 | cs | TRUE
25 | LV_2160-1_0_3_line_25 |  | 21 | 22 | 0.02937 | 0.125 | 0.08 | 261 | 0 | 0.364 | 1 | 1 | cs | TRUE
26 | LV_2160-1_0_3_line_26 |  | 21 | 23 | 0.025078 | 0.125 | 0.08 | 261 | 0 | 0.364 | 1 | 1 | cs | TRUE
27 | LV_2160-1_0_3_line_27 |  | 24 | 25 | 0.032777 | 0.125 | 0.08 | 261 | 0 | 0.364 | 1 | 3 | cs | TRUE
28 | LV_2160-1_0_3_line_28 |  | 25 | 28 | 0.016824 | 0.125 | 0.08 | 261 | 0 | 0.364 | 1 | 1 | cs | TRUE
29 | LV_2160-1_0_3_line_29 |  | 25 | 29 | 0.026801 | 0.125 | 0.08 | 261 | 0 | 0.364 | 1 | 3 | cs | TRUE
30 | LV_2160-1_0_3_line_30 |  | 26 | 27 | 0.016878 | 0.125 | 0.08 | 261 | 0 | 0.364 | 1 | 3 | cs | TRUE
31 | LV_2160-1_0_3_line_31 |  | 27 | 32 | 0.030106 | 0.125 | 0.08 | 261 | 0 | 0.364 | 1 | 3 | cs | TRUE
32 | LV_2160-1_0_3_line_32 |  | 28 | 33 | 0.021799 | 0.125 | 0.08 | 261 | 0 | 0.364 | 1 | 1 | cs | TRUE
33 | LV_2160-1_0_3_line_33 |  | 29 | 34 | 0.019025 | 0.125 | 0.08 | 261 | 0 | 0.364 | 1 | 3 | cs | TRUE
34 | LV_2160-1_0_3_line_34 |  | 30 | 31 | 0.048083 | 0.125 | 0.08 | 261 | 0 | 0.364 | 1 | 1 | cs | TRUE
35 | LV_2160-1_0_3_line_35 |  | 31 | 96 | 0.00018127 | 0.125 | 0.08 | 261 | 0 | 0.364 | 1 | 1 | cs | TRUE
36 | LV_2160-1_0_3_line_36 |  | 32 | 90 | 0.04233 | 0.125 | 0.08 | 261 | 0 | 0.364 | 1 | 1 | cs | TRUE
37 | LV_2160-1_0_3_line_37 |  | 32 | 91 | 0.046887 | 0.125 | 0.08 | 261 | 0 | 0.364 | 1 | 3 | cs | TRUE
38 | LV_2160-1_0_3_line_38 |  | 33 | 41 | 0.017572 | 0.125 | 0.08 | 261 | 0 | 0.364 | 1 | 1 | cs | TRUE
39 | LV_2160-1_0_3_line_39 |  | 34 | 98 | 0.0043287 | 0.125 | 0.08 | 261 | 0 | 0.364 | 1 | 3 | cs | TRUE
40 | LV_2160-1_0_3_line_40 |  | 34 | 99 | 0.024041 | 0.125 | 0.08 | 261 | 0 | 0.364 | 1 | 1 | cs | TRUE
41 | LV_2160-1_0_3_line_41 |  | 35 | 36 | 0.02077 | 0.125 | 0.08 | 261 | 0 | 0.364 | 1 | 1 | cs | TRUE
42 | LV_2160-1_0_3_line_42 |  | 36 | 37 | 0.055796 | 0.125 | 0.08 | 261 | 0 | 0.364 | 1 | 1 | cs | TRUE
43 | LV_2160-1_0_3_line_43 |  | 36 | 38 | 0.025565 | 0.125 | 0.08 | 261 | 0 | 0.364 | 1 | 1 | cs | TRUE
44 | LV_2160-1_0_3_line_44 |  | 40 | 77 | 0.024591 | 0.125 | 0.08 | 261 | 0 | 0.364 | 1 | 1 | cs | TRUE
45 | LV_2160-1_0_3_line_45 |  | 42 | 43 | 0.0088173 | 0.125 | 0.08 | 261 | 0 | 0.364 | 1 | 1 | cs | TRUE
46 | LV_2160-1_0_3_line_46 |  | 43 | 87 | 0.034367 | 0.125 | 0.08 | 261 | 0 | 0.364 | 1 | 1 | cs | TRUE
47 | LV_2160-1_0_3_line_47 |  | 44 | 45 | 0.0010788 | 0.125 | 0.08 | 261 | 0 | 0.364 | 1 | 1 | cs | TRUE
48 | LV_2160-1_0_3_line_48 |  | 44 | 46 | 0.019336 | 0.125 | 0.08 | 261 | 0 | 0.364 | 1 | 1 | cs | TRUE
49 | LV_2160-1_0_3_line_49 |  | 45 | 47 | 0.047188 | 0.125 | 0.08 | 261 | 0 | 0.364 | 1 | 1 | cs | TRUE
50 | LV_2160-1_0_3_line_50 |  | 46 | 48 | 0.025209 | 0.125 | 0.08 | 261 | 0 | 0.364 | 1 | 1 | cs | TRUE
51 | LV_2160-1_0_3_line_51 |  | 47 | 52 | 0.0013159 | 0.125 | 0.08 | 261 | 0 | 0.364 | 1 | 1 | cs | TRUE
52 | LV_2160-1_0_3_line_52 |  | 48 | 53 | 0.031554 | 0.125 | 0.08 | 261 | 0 | 0.364 | 1 | 1 | cs | TRUE
53 | LV_2160-1_0_3_line_53 |  | 49 | 50 | 0.040026 | 0.125 | 0.08 | 261 | 0 | 0.364 | 1 | 1 | cs | TRUE
54 | LV_2160-1_0_3_line_54 |  | 49 | 51 | 0.021707 | 0.125 | 0.08 | 261 | 0 | 0.364 | 1 | 1 | cs | TRUE
55 | LV_2160-1_0_3_line_55 |  | 50 | 108 | 0.015424 | 0.125 | 0.08 | 261 | 0 | 0.364 | 1 | 1 | cs | TRUE
56 | LV_2160-1_0_3_line_56 |  | 50 | 53 | 0.033706 | 0.125 | 0.08 | 261 | 0 | 0.364 | 1 | 1 | cs | TRUE
57 | LV_2160-1_0_3_line_57 |  | 51 | 109 | 0.0081955 | 0.125 | 0.08 | 261 | 0 | 0.364 | 1 | 1 | cs | TRUE
58 | LV_2160-1_0_3_line_58 |  | 52 | 54 | 0.020752 | 0.125 | 0.08 | 261 | 0 | 0.364 | 1 | 1 | cs | TRUE
59 | LV_2160-1_0_3_line_59 |  | 54 | 55 | 0.0083316 | 0.125 | 0.08 | 261 | 0 | 0.364 | 1 | 1 | cs | TRUE
60 | LV_2160-1_0_3_line_60 |  | 55 | 116 | 0.0083444 | 0.125 | 0.08 | 261 | 0 | 0.364 | 1 | 1 | cs | TRUE
61 | LV_2160-1_0_3_line_61 |  | 56 | 57 | 0.017434 | 0.125 | 0.08 | 261 | 0 | 0.364 | 1 | 1 | cs | TRUE
62 | LV_2160-1_0_3_line_62 |  | 56 | 58 | 0.027648 | 0.125 | 0.08 | 261 | 0 | 0.364 | 1 | 1 | cs | TRUE
63 | LV_2160-1_0_3_line_63 |  | 58 | 59 | 0.027646 | 0.125 | 0.08 | 261 | 0 | 0.364 | 1 | 1 | cs | TRUE
64 | LV_2160-1_0_3_line_64 |  | 59 | 62 | 0.0080124 | 0.125 | 0.08 | 261 | 0 | 0.364 | 1 | 1 | cs | TRUE
65 | LV_2160-1_0_3_line_65 |  | 60 | 61 | 0.012807 | 0.125 | 0.08 | 261 | 0 | 0.364 | 1 | 1 | cs | TRUE
66 | LV_2160-1_0_3_line_66 |  | 61 | 63 | 0.015355 | 0.125 | 0.08 | 261 | 0 | 0.364 | 1 | 1 | cs | TRUE
67 | LV_2160-1_0_3_line_67 |  | 61 | 64 | 0.014265 | 0.125 | 0.08 | 261 | 0 | 0.364 | 1 | 1 | cs | TRUE
68 | LV_2160-1_0_3_line_68 |  | 62 | 65 | 0.02926 | 0.125 | 0.08 | 261 | 0 | 0.364 | 1 | 1 | cs | TRUE
69 | LV_2160-1_0_3_line_69 |  | 62 | 66 | 0.026908 | 0.125 | 0.08 | 261 | 0 | 0.364 | 1 | 1 | cs | TRUE
70 | LV_2160-1_0_3_line_70 |  | 63 | 74 | 0.030617 | 0.125 | 0.08 | 261 | 0 | 0.364 | 1 | 1 | cs | TRUE
71 | LV_2160-1_0_3_line_71 |  | 64 | 67 | 0.01129 | 0.125 | 0.08 | 261 | 0 | 0.364 | 1 | 1 | cs | TRUE
72 | LV_2160-1_0_3_line_72 |  | 65 | 97 | 0.013235 | 0.125 | 0.08 | 261 | 0 | 0.364 | 1 | 1 | cs | TRUE
73 | LV_2160-1_0_3_line_73 |  | 67 | 68 | 0.040721 | 0.125 | 0.08 | 261 | 0 | 0.364 | 1 | 1 | cs | TRUE
74 | LV_2160-1_0_3_line_74 |  | 68 | 69 | 0.016142 | 0.125 | 0.08 | 261 | 0 | 0.364 | 1 | 1 | cs | TRUE
75 | LV_2160-1_0_3_line_75 |  | 69 | 70 | 0.014237 | 0.125 | 0.08 | 261 | 0 | 0.364 | 1 | 1 | cs | TRUE
76 | LV_2160-1_0_3_line_76 |  | 69 | 71 | 0.0052654 | 0.125 | 0.08 | 261 | 0 | 0.364 | 1 | 1 | cs | TRUE
77 | LV_2160-1_0_3_line_77 |  | 70 | 72 | 0.0035351 | 0.125 | 0.08 | 261 | 0 | 0.364 | 1 | 1 | cs | TRUE
78 | LV_2160-1_0_3_line_78 |  | 71 | 73 | 0.033295 | 0.125 | 0.08 | 261 | 0 | 0.364 | 1 | 1 | cs | TRUE
79 | LV_2160-1_0_3_line_79 |  | 72 | 89 | 0.018338 | 0.125 | 0.08 | 261 | 0 | 0.364 | 1 | 1 | cs | TRUE
80 | LV_2160-1_0_3_line_80 |  | 74 | 104 | 0.01071 | 0.125 | 0.08 | 261 | 0 | 0.364 | 1 | 1 | cs | TRUE
81 | LV_2160-1_0_3_line_81 |  | 75 | 76 | 0.0063592 | 0.125 | 0.08 | 261 | 0 | 0.364 | 1 | 1 | cs | TRUE
82 | LV_2160-1_0_3_line_82 |  | 75 | 77 | 0.0074361 | 0.125 | 0.08 | 261 | 0 | 0.364 | 1 | 1 | cs | TRUE
83 | LV_2160-1_0_3_line_83 |  | 76 | 78 | 0.039055 | 0.125 | 0.08 | 261 | 0 | 0.364 | 1 | 1 | cs | TRUE
84 | LV_2160-1_0_3_line_84 |  | 78 | 79 | 0.0069675 | 0.125 | 0.08 | 261 | 0 | 0.364 | 1 | 1 | cs | TRUE
85 | LV_2160-1_0_3_line_85 |  | 79 | 80 | 0.015808 | 0.125 | 0.08 | 261 | 0 | 0.364 | 1 | 1 | cs | TRUE
86 | LV_2160-1_0_3_line_86 |  | 80 | 86 | 0.013729 | 0.125 | 0.08 | 261 | 0 | 0.364 | 1 | 1 | cs | TRUE
87 | LV_2160-1_0_3_line_87 |  | 81 | 82 | 0.0025531 | 0.125 | 0.08 | 261 | 0 | 0.364 | 1 | 1 | cs | TRUE
88 | LV_2160-1_0_3_line_88 |  | 81 | 83 | 0.026977 | 0.125 | 0.08 | 261 | 0 | 0.364 | 1 | 1 | cs | TRUE
89 | LV_2160-1_0_3_line_89 |  | 82 | 84 | 0.0076564 | 0.125 | 0.08 | 261 | 0 | 0.364 | 1 | 1 | cs | TRUE
90 | LV_2160-1_0_3_line_90 |  | 83 | 85 | 0.028229 | 0.125 | 0.08 | 261 | 0 | 0.364 | 1 | 1 | cs | TRUE
91 | LV_2160-1_0_3_line_91 |  | 84 | 86 | 0.013306 | 0.125 | 0.08 | 261 | 0 | 0.364 | 1 | 1 | cs | TRUE
92 | LV_2160-1_0_3_line_92 |  | 85 | 87 | 0.0076678 | 0.125 | 0.08 | 261 | 0 | 0.364 | 1 | 1 | cs | TRUE
93 | LV_2160-1_0_3_line_93 |  | 87 | 88 | 0.00637 | 0.125 | 0.08 | 261 | 0 | 0.364 | 1 | 1 | cs | TRUE
94 | LV_2160-1_0_3_line_94 |  | 88 | 106 | 0.020237 | 0.125 | 0.08 | 261 | 0 | 0.364 | 1 | 1 | cs | TRUE
95 | LV_2160-1_0_3_line_95 |  | 90 | 92 | 0.010709 | 0.125 | 0.08 | 261 | 0 | 0.364 | 1 | 1 | cs | TRUE
96 | LV_2160-1_0_3_line_96 |  | 91 | 93 | 0.0010833 | 0.125 | 0.08 | 261 | 0 | 0.364 | 1 | 3 | cs | TRUE
97 | LV_2160-1_0_3_line_97 |  | 92 | 94 | 0.028998 | 0.125 | 0.08 | 261 | 0 | 0.364 | 1 | 1 | cs | TRUE
98 | LV_2160-1_0_3_line_98 |  | 93 | 95 | 0.014558 | 0.125 | 0.08 | 261 | 0 | 0.364 | 1 | 3 | cs | TRUE
99 | LV_2160-1_0_3_line_99 |  | 94 | 114 | 0.037251 | 0.125 | 0.08 | 261 | 0 | 0.364 | 1 | 1 | cs | TRUE
100 | LV_2160-1_0_3_line_100 |  | 95 | 105 | 0.030488 | 0.125 | 0.08 | 261 | 0 | 0.364 | 1 | 3 | cs | TRUE
101 | LV_2160-1_0_3_line_101 |  | 96 | 120 | 0.019793 | 0.125 | 0.08 | 261 | 0 | 0.364 | 1 | 1 | cs | TRUE
102 | LV_2160-1_0_3_line_102 |  | 97 | 103 | 0.018728 | 0.125 | 0.08 | 261 | 0 | 0.364 | 1 | 1 | cs | TRUE
103 | LV_2160-1_0_3_line_103 |  | 98 | 100 | 0.038434 | 0.125 | 0.08 | 261 | 0 | 0.364 | 1 | 3 | cs | TRUE
104 | LV_2160-1_0_3_line_104 |  | 99 | 101 | 0.013439 | 0.125 | 0.08 | 261 | 0 | 0.364 | 1 | 1 | cs | TRUE
105 | LV_2160-1_0_3_line_105 |  | 100 | 102 | 0.00046176 | 0.125 | 0.08 | 261 | 0 | 0.364 | 1 | 3 | cs | TRUE
106 | LV_2160-1_0_3_line_106 |  | 101 | 103 | 0.01623 | 0.125 | 0.08 | 261 | 0 | 0.364 | 1 | 1 | cs | TRUE
107 | LV_2160-1_0_3_line_107 |  | 102 | 105 | 0.027342 | 0.125 | 0.08 | 261 | 0 | 0.364 | 1 | 3 | cs | TRUE
108 | LV_2160-1_0_3_line_108 |  | 104 | 105 | 0.01027 | 0.125 | 0.08 | 261 | 0 | 0.364 | 1 | 1 | cs | TRUE
109 | LV_2160-1_0_3_line_109 |  | 106 | 107 | 0.013743 | 0.125 | 0.08 | 261 | 0 | 0.364 | 1 | 1 | cs | TRUE
110 | LV_2160-1_0_3_line_110 |  | 109 | 110 | 0.028787 | 0.125 | 0.08 | 261 | 0 | 0.364 | 1 | 1 | cs | TRUE
111 | LV_2160-1_0_3_line_111 |  | 110 | 111 | 0.022678 | 0.125 | 0.08 | 261 | 0 | 0.364 | 1 | 1 | cs | TRUE
112 | LV_2160-1_0_3_line_112 |  | 111 | 112 | 0.028233 | 0.125 | 0.08 | 261 | 0 | 0.364 | 1 | 1 | cs | TRUE
113 | LV_2160-1_0_3_line_113 |  | 111 | 113 | 0.0070157 | 0.125 | 0.08 | 261 | 0 | 0.364 | 1 | 1 | cs | TRUE
114 | LV_2160-1_0_3_line_114 |  | 112 | 114 | 0.0014145 | 0.125 | 0.08 | 261 | 0 | 0.364 | 1 | 1 | cs | TRUE
115 | LV_2160-1_0_3_line_115 |  | 113 | 115 | 0.020722 | 0.125 | 0.08 | 261 | 0 | 0.364 | 1 | 1 | cs | TRUE
116 | LV_2160-1_0_3_line_116 |  | 114 | 119 | 0.020511 | 0.125 | 0.08 | 261 | 0 | 0.364 | 1 | 1 | cs | TRUE
117 | LV_2160-1_0_3_line_117 |  | 115 | 122 | 0.029989 | 0.125 | 0.08 | 261 | 0 | 0.364 | 1 | 1 | cs | TRUE
118 | LV_2160-1_0_3_line_118 |  | 117 | 118 | 0.020327 | 0.125 | 0.08 | 261 | 0 | 0.364 | 1 | 1 | cs | TRUE
119 | LV_2160-1_0_3_line_119 |  | 118 | 127 | 0.024378 | 0.125 | 0.08 | 261 | 0 | 0.364 | 1 | 1 | cs | TRUE
120 | LV_2160-1_0_3_line_120 |  | 119 | 128 | 0.01622 | 0.125 | 0.08 | 261 | 0 | 0.364 | 1 | 1 | cs | TRUE
121 | LV_2160-1_0_3_line_121 |  | 119 | 121 | 0.019119 | 0.125 | 0.08 | 261 | 0 | 0.364 | 1 | 1 | cs | TRUE
122 | LV_2160-1_0_3_line_122 |  | 120 | 121 | 0.018079 | 0.125 | 0.08 | 261 | 0 | 0.364 | 1 | 1 | cs | TRUE
123 | LV_2160-1_0_3_line_123 |  | 122 | 123 | 0.024731 | 0.125 | 0.08 | 261 | 0 | 0.364 | 1 | 1 | cs | TRUE
124 | LV_2160-1_0_3_line_124 |  | 123 | 124 | 0.064557 | 0.125 | 0.08 | 261 | 0 | 0.364 | 1 | 1 | cs | TRUE
125 | LV_2160-1_0_3_line_125 |  | 123 | 125 | 0.0029646 | 0.125 | 0.08 | 261 | 0 | 0.364 | 1 | 1 | cs | TRUE
126 | LV_2160-1_0_3_line_126 |  | 124 | 126 | 0.0012964 | 0.125 | 0.08 | 261 | 0 | 0.364 | 1 | 1 | cs | TRUE
127 | LV_2160-1_0_3_line_127 |  | 125 | 127 | 0.022522 | 0.125 | 0.08 | 261 | 0 | 0.364 | 1 | 1 | cs | TRUE
128 | LV_2160-1_0_3_line_128 |  | 126 | 133 | 0.0047057 | 0.125 | 0.08 | 261 | 0 | 0.364 | 1 | 1 | cs | TRUE
129 | LV_2160-1_0_3_line_129 |  | 127 | 131 | 0.0076871 | 0.125 | 0.08 | 261 | 0 | 0.364 | 1 | 1 | cs | TRUE
130 | LV_2160-1_0_3_line_130 |  | 128 | 129 | 0.0023911 | 0.125 | 0.08 | 261 | 0 | 0.364 | 1 | 1 | cs | TRUE
131 | LV_2160-1_0_3_line_131 |  | 129 | 130 | 0.018111 | 0.125 | 0.08 | 261 | 0 | 0.364 | 1 | 1 | cs | TRUE
132 | LV_2160-1_0_3_line_132 |  | 130 | 138 | 0.024854 | 0.125 | 0.08 | 261 | 0 | 0.364 | 1 | 1 | cs | TRUE
133 | LV_2160-1_0_3_line_133 |  | 131 | 132 | 0.038993 | 0.125 | 0.08 | 261 | 0 | 0.364 | 1 | 1 | cs | TRUE
134 | LV_2160-1_0_3_line_134 |  | 132 | 134 | 0.0045341 | 0.125 | 0.08 | 261 | 0 | 0.364 | 1 | 1 | cs | TRUE
135 | LV_2160-1_0_3_line_135 |  | 134 | 135 | 0.0093752 | 0.125 | 0.08 | 261 | 0 | 0.364 | 1 | 1 | cs | TRUE
136 | LV_2160-1_0_3_line_136 |  | 135 | 136 | 0.014035 | 0.125 | 0.08 | 261 | 0 | 0.364 | 1 | 1 | cs | TRUE
137 | LV_2160-1_0_3_line_137 |  | 136 | 137 | 0.0040508 | 0.125 | 0.08 | 261 | 0 | 0.364 | 1 | 1 | cs | TRUE
138 | LV_2160-1_0_3_line_138 |  | 138 | 139 | 0.01948 | 0.125 | 0.08 | 261 | 0 | 0.364 | 1 | 1 | cs | TRUE
139 | LV_2160-1_0_3_line_139 |  | 139 | 140 | 0.0036117 | 0.125 | 0.08 | 261 | 0 | 0.364 | 1 | 1 | cs | TRUE
140 | LV_2160-1_0_3_line_140 |  | 140 | 141 | 0.0030164 | 0.125 | 0.08 | 261 | 0 | 0.364 | 1 | 1 | cs | TRUE

## trafo
| name | std_type | hv_bus | lv_bus | sn_mva | vn_hv_kv | vn_lv_kv | vk_percent | vkr_percent | pfe_kw | i0_percent | shift_degree | tap_side | tap_neutral | tap_min | tap_max | tap_step_percent | tap_step_degree | tap_pos | tap_phase_shifter | parallel | df | in_service
0 | LV_2160-1_0_3_trafo_17 | 0.63 MVA 20/0.4 kV | 142 | 26 | 0.63 | 20 | 0.4 | 6 | 1.206 | 1.65 | 0.2619 | 150 | hv | 0 | -2 | 2 | 2.5 | 0 | 0 | FALSE | 1 | 1 | TRUE

## line_geodata
| x0 | y0 | x1 | y1 | x2 | y2 | x3 | y3 | x4 | y4 | x5 | y5
0 | 2567851.9871 | 1162941.5965 | 2567848.2259 | 1162951.2924
1 | 2567857.8779 | 1162926.4111 | 2567851.9871 | 1162941.5965
2 | 2567841.8958 | 1162974.3657 | 2567843.2764 | 1162966.143 | 2567844.9049 | 1162959.8532 | 2567848.2259 | 1162951.2924
3 | 2567857.8779 | 1162926.4111 | 2567877.2449 | 1162935.0452
4 | 2567859.3663 | 1162922.5678 | 2567857.8779 | 1162926.4111
5 | 2567841.8958 | 1162974.3657 | 2567848.0728 | 1162972.0758 | 2567855.9581 | 1162971.222 | 2567862.5743 | 1162972.2537 | 2567870.4123 | 1162974.0126 | 2567886.1006 | 1162982.6525
6 | 2567841.8958 | 1162974.3657 | 2567828.8047 | 1162967.21 | 2567814.3587 | 1162962.9512
7 | 2567841.8958 | 1162974.3657 | 2567836.5112 | 1162978.719 | 2567832.3291 | 1162983.0547 | 2567830.6098 | 1162986.8587
8 | 2567859.3663 | 1162922.5678 | 2567850.1241 | 1162917.5259 | 2567843.1925 | 1162909.1032 | 2567841.1938 | 1162886.3802 | 2567841.1785 | 1162879.7722
9 | 2567864.5757 | 1162914.0911 | 2567859.3663 | 1162922.5678
10 | 2567900.8588 | 1162990.7802 | 2567886.1006 | 1162982.6525
11 | 2567791.0631 | 1162958.3485 | 2567791.721 | 1162958.4158 | 2567814.2505 | 1162962.9193 | 2567814.3587 | 1162962.9512
12 | 2567830.6098 | 1162986.8587 | 2567824.7136 | 1162999.9042
13 | 2567841.1657 | 1162874.2123 | 2567841.1785 | 1162879.7722
14 | 2567864.5757 | 1162914.0911 | 2567873.3545 | 1162908.4301
15 | 2567912.8704 | 1162998.053 | 2567906.3824 | 1162993.7744 | 2567900.8588 | 1162990.7802
16 | 2567777.1469 | 1162956.9251 | 2567791.0631 | 1162958.3485
17 | 2567805.9757 | 1163043.5159 | 2567810.2336 | 1163035.0665 | 2567818.0389 | 1163017.9159 | 2567824.7136 | 1162999.9042 | 2567824.7136 | 1162999.9042
18 | 2567873.3545 | 1162908.4301 | 2567891.275 | 1162909.0788 | 2567915.9304 | 1162908.5688
19 | 2567839.9773 | 1162838.1288 | 2567841.0798 | 1162845.1487 | 2567841.159 | 1162871.3394 | 2567841.1657 | 1162874.2123
20 | 2567912.8704 | 1162998.053 | 2567907.2757 | 1163008.9551
21 | 2567931.0421 | 1163029.9387 | 2567909.2746 | 1163014.614 | 2567907.2757 | 1163008.9551
22 | 2567912.8704 | 1162998.053 | 2567921.406 | 1163002.529
23 | 2567931.0421 | 1163029.9387 | 2567929.316 | 1163036.6068 | 2567931.1003 | 1163043.6898 | 2567933.5188 | 1163049.024 | 2567934.6078 | 1163052.1309 | 2567940.3563 | 1163056.5887
24 | 2567936.3529 | 1163010.3669 | 2567921.406 | 1163002.529
25 | 2567936.3529 | 1163010.3669 | 2567948.7268 | 1162983.7205
26 | 2567936.3529 | 1163010.3669 | 2567948.6144 | 1163015.6819 | 2567956.0364 | 1163018.4547 | 2567959.6988 | 1163019.4344
27 | 2567870.8891 | 1162848.6573 | 2567855.3922 | 1162841.4478 | 2567839.9773 | 1162838.1288
28 | 2567870.8891 | 1162848.6573 | 2567885.6773 | 1162856.6795
29 | 2567870.8891 | 1162848.6573 | 2567873.8736 | 1162822.0227
30 | 2567810.3667 | 1162787.5064 | 2567800.9656 | 1162773.4888
31 | 2567786.6489 | 1162747.3133 | 2567789.4397 | 1162756.3029 | 2567800.9656 | 1162773.4888
32 | 2567904.8382 | 1162867.0737 | 2567885.6773 | 1162856.6795
33 | 2567877.2879 | 1162803.4 | 2567875.2827 | 1162809.4471 | 2567873.8736 | 1162822.0227
34 | 2567763.8726 | 1162781.2073 | 2567738.9635 | 1162775.8064 | 2567716.8808 | 1162771.0216
35 | 2567716.8808 | 1162771.0216 | 2567716.7036 | 1162770.9832
36 | 2567786.6489 | 1162747.3133 | 2567745.0578 | 1162739.4367
37 | 2567786.6489 | 1162747.3133 | 2567794.9727 | 1162746.7461 | 2567824.6751 | 1162743.0847 | 2567833.1356 | 1162741.4526
38 | 2567904.8382 | 1162867.0737 | 2567908.4027 | 1162863.2527 | 2567914.6562 | 1162859.4729 | 2567919.5632 | 1162858.3267
39 | 2567877.2879 | 1162803.4 | 2567877.1573 | 1162799.0732
40 | 2567877.2879 | 1162803.4 | 2567887.518 | 1162805.5129 | 2567901.0894 | 1162806.3097
41 | 2567969.4776 | 1162894.8199 | 2567969.8759 | 1162896.263 | 2567974.3365 | 1162912.4696 | 2567974.9908 | 1162914.8453
42 | 2567969.4776 | 1162894.8199 | 2567949.6659 | 1162902.9411 | 2567927.534 | 1162908.3288 | 2567915.9304 | 1162908.5688
43 | 2567969.4776 | 1162894.8199 | 2567992.6425 | 1162884.0048
44 | 2567777.1469 | 1162956.9251 | 2567768.7972 | 1162956.0711 | 2567753.4866 | 1162950.7837
45 | 2567570.3342 | 1162929.5056 | 2567574.6023 | 1162921.7901
46 | 2567589.3285 | 1162890.7498 | 2567576.934 | 1162917.575 | 2567574.6023 | 1162921.7901
47 | 2567664.6925 | 1162537.5487 | 2567664.5087 | 1162536.4856
48 | 2567664.6925 | 1162537.5487 | 2567667.988 | 1162556.602
49 | 2567664.5087 | 1162536.4856 | 2567664.5087 | 1162536.4856 | 2567654.2252 | 1162518.9099 | 2567649.1331 | 1162515.0688 | 2567641.372 | 1162512.0647 | 2567629.8162 | 1162508.3961
50 | 2567667.988 | 1162556.602 | 2567669.1344 | 1162563.2299 | 2567670.1149 | 1162568.9053 | 2567671.8846 | 1162581.505
51 | 2567629.8162 | 1162508.3961 | 2567628.562 | 1162507.9979
52 | 2567676.2732 | 1162612.7521 | 2567671.8846 | 1162581.505
53 | 2567642.6125 | 1162639.3025 | 2567682.0845 | 1162645.9397
54 | 2567642.6125 | 1162639.3025 | 2567642.0506 | 1162661.0024
55 | 2567688.7016 | 1162659.872 | 2567682.0845 | 1162645.9397
56 | 2567682.0845 | 1162645.9397 | 2567682.0825 | 1162645.9355 | 2567678.2169 | 1162626.591 | 2567676.2732 | 1162612.7521
57 | 2567641.8385 | 1162669.1952 | 2567642.0506 | 1162661.0024
58 | 2567628.562 | 1162507.9979 | 2567615.2734 | 1162503.7792 | 2567608.9709 | 1162501.2014
59 | 2567608.9709 | 1162501.2014 | 2567604.2483 | 1162499.2698 | 2567601.2601 | 1162498.0457
60 | 2567601.2601 | 1162498.0457 | 2567593.5384 | 1162494.8827
61 | 2568003.4173 | 1162784.7894 | 2567987.9696 | 1162776.7076
62 | 2568026.8401 | 1162799.2762 | 2568018.0864 | 1162792.4639 | 2568003.4173 | 1162784.7894
63 | 2568026.8401 | 1162799.2762 | 2568019.1361 | 1162802.5634 | 2567999.9025 | 1162803.7418
64 | 2567991.9052 | 1162804.2318 | 2567999.9025 | 1162803.7418
65 | 2567941.52 | 1162749.1396 | 2567947.847 | 1162753.3524 | 2567952.3426 | 1162755.9764
66 | 2567941.52 | 1162749.1396 | 2567928.7443 | 1162740.6216
67 | 2567941.52 | 1162749.1396 | 2567943.6801 | 1162735.0389
68 | 2567991.9052 | 1162804.2318 | 2567962.6557 | 1162805.0353
69 | 2567991.9052 | 1162804.2318 | 2567989.156 | 1162815.8635 | 2567984.3754 | 1162830.0342
70 | 2567899.4317 | 1162733.3329 | 2567902.6668 | 1162733.4062 | 2567924.384 | 1162737.7144 | 2567928.7443 | 1162740.6216
71 | 2567945.3897 | 1162723.8794 | 2567943.6801 | 1162735.0389
72 | 2567962.6557 | 1162805.0353 | 2567959.2466 | 1162805.1289 | 2567949.4313 | 1162805.5471
73 | 2567945.3897 | 1162723.8794 | 2567949.6177 | 1162696.2805 | 2567950.6404 | 1162683.5213
74 | 2567951.93 | 1162667.4313 | 2567950.6404 | 1162683.5213
75 | 2567951.93 | 1162667.4313 | 2567966.1498 | 1162668.1223
76 | 2567951.93 | 1162667.4313 | 2567946.6685 | 1162667.2302
77 | 2567966.1498 | 1162668.1223 | 2567969.6808 | 1162668.2939
78 | 2567913.3978 | 1162665.9588 | 2567946.6685 | 1162667.2302
79 | 2567987.997 | 1162669.1839 | 2567969.6808 | 1162668.2939
80 | 2567899.4317 | 1162733.3329 | 2567888.7242 | 1162733.0903
81 | 2567746.4578 | 1162948.3564 | 2567740.4469 | 1162946.2806
82 | 2567746.4578 | 1162948.3564 | 2567753.4866 | 1162950.7837
83 | 2567704.054 | 1162932.2033 | 2567719.3821 | 1162939.0061 | 2567740.4469 | 1162946.2806
84 | 2567704.054 | 1162932.2033 | 2567697.6855 | 1162929.3769
85 | 2567683.2362 | 1162922.9641 | 2567697.6855 | 1162929.3769
86 | 2567683.2362 | 1162922.9641 | 2567670.6879 | 1162917.395
87 | 2567649.1937 | 1162907.8556 | 2567651.5273 | 1162908.8913
88 | 2567649.1937 | 1162907.8556 | 2567624.5357 | 1162896.9121
89 | 2567651.5273 | 1162908.8913 | 2567658.5254 | 1162911.9972
90 | 2567596.9879 | 1162891.1083 | 2567600.4002 | 1162891.268 | 2567623.2626 | 1162896.3471 | 2567624.5357 | 1162896.9121
91 | 2567658.5254 | 1162911.9972 | 2567670.6879 | 1162917.395
92 | 2567589.3285 | 1162890.7498 | 2567596.9879 | 1162891.1083
93 | 2567589.3285 | 1162890.7498 | 2567586.4662 | 1162889.8093 | 2567584.2769 | 1162887.2642
94 | 2567584.2769 | 1162887.2642 | 2567585.3305 | 1162873.8739 | 2567587.2349 | 1162867.3405
95 | 2567734.5362 | 1162737.444 | 2567745.0578 | 1162739.4367
96 | 2567833.1356 | 1162741.4526 | 2567834.1992 | 1162741.2474
97 | 2567734.5362 | 1162737.444 | 2567726.1986 | 1162736.8664 | 2567705.6109 | 1162735.3874
98 | 2567834.1992 | 1162741.2474 | 2567848.4934 | 1162738.4898
99 | 2567668.9337 | 1162729.0599 | 2567700.1433 | 1162734.9947 | 2567705.6109 | 1162735.3874
100 | 2567878.4571 | 1162732.8578 | 2567849.6296 | 1162738.2706 | 2567848.4934 | 1162738.4898
101 | 2567697.3591 | 1162766.7917 | 2567716.7036 | 1162770.9832
102 | 2567930.7206 | 1162806.3444 | 2567949.4313 | 1162805.5471
103 | 2567877.7614 | 1162760.6526 | 2567876.9619 | 1162792.5962 | 2567877.1573 | 1162799.0732
104 | 2567914.5055 | 1162807.0353 | 2567913.8929 | 1162807.0614 | 2567901.0894 | 1162806.3097
105 | 2567877.773 | 1162760.191 | 2567877.7614 | 1162760.6526
106 | 2567930.7206 | 1162806.3444 | 2567914.5055 | 1162807.0353
107 | 2567878.4571 | 1162732.8578 | 2567877.773 | 1162760.191
108 | 2567878.4571 | 1162732.8578 | 2567888.7242 | 1162733.0903
109 | 2567597.2155 | 1162864.7161 | 2567588.602 | 1162862.6505 | 2567587.2349 | 1162867.3405
110 | 2567641.8385 | 1162669.1952 | 2567641.0935 | 1162697.9722
111 | 2567640.5066 | 1162720.6423 | 2567641.0935 | 1162697.9722
112 | 2567640.5066 | 1162720.6423 | 2567667.5773 | 1162728.6582
113 | 2567640.5066 | 1162720.6423 | 2567633.7401 | 1162718.789
114 | 2567668.9337 | 1162729.0599 | 2567667.5773 | 1162728.6582
115 | 2567633.7401 | 1162718.789 | 2567633.7401 | 1162718.789 | 2567614.9317 | 1162710.0912
116 | 2567665.2576 | 1162749.101 | 2567665.589 | 1162740.9506 | 2567668.9337 | 1162729.0599
117 | 2567587.7126 | 1162697.5039 | 2567614.9317 | 1162710.0912
118 | 2567557.3588 | 1162633.9363 | 2567552.276 | 1162640.3004 | 2567549.0546 | 1162652.0491
119 | 2567542.608 | 1162675.5596 | 2567549.0546 | 1162652.0491
120 | 2567665.2576 | 1162749.101 | 2567660.5513 | 1162751.4053 | 2567649.7141 | 1162749.6431
121 | 2567665.2576 | 1162749.101 | 2567680.9887 | 1162759.9673
122 | 2567697.3591 | 1162766.7917 | 2567687.9016 | 1162764.7424 | 2567680.9887 | 1162759.9673
123 | 2567565.0116 | 1162687.7112 | 2567576.4274 | 1162692.2851 | 2567587.7126 | 1162697.5039
124 | 2567565.0116 | 1162687.7112 | 2567537.5744 | 1162698.0539 | 2567532.1197 | 1162702.2077 | 2567531.9379 | 1162708.2451 | 2567538.2443 | 1162717.0822 | 2567545.196 | 1162726.2214
125 | 2567565.0116 | 1162687.7112 | 2567562.4043 | 1162686.3002
126 | 2567545.9808 | 1162727.2532 | 2567545.196 | 1162726.2214
127 | 2567542.608 | 1162675.5596 | 2567548.985 | 1162679.038 | 2567562.4043 | 1162686.3002
128 | 2567548.8297 | 1162730.9986 | 2567545.9808 | 1162727.2532
129 | 2567542.608 | 1162675.5596 | 2567535.8585 | 1162671.8805
130 | 2567649.7141 | 1162749.6431 | 2567647.354 | 1162749.2594
131 | 2567647.354 | 1162749.2594 | 2567636.929 | 1162747.5642 | 2567629.8664 | 1162744.8976
132 | 2567606.6144 | 1162736.1187 | 2567629.8664 | 1162744.8976
133 | 2567535.8585 | 1162671.8805 | 2567501.6215 | 1162653.2181
134 | 2567497.6404 | 1162651.048 | 2567501.6215 | 1162653.2181
135 | 2567497.6404 | 1162651.048 | 2567489.4087 | 1162646.5609
136 | 2567489.4087 | 1162646.5609 | 2567477.0854 | 1162639.8436
137 | 2567473.5287 | 1162637.9049 | 2567477.0854 | 1162639.8436
138 | 2567606.6144 | 1162736.1187 | 2567605.1427 | 1162735.5631 | 2567591.1251 | 1162746.7058
139 | 2567588.2978 | 1162748.9532 | 2567591.1251 | 1162746.7058
140 | 2567585.9365 | 1162750.8302 | 2567588.2978 | 1162748.9532

## bus_geodata
| x | y | coords
0 | 2567851.9871 | 1162941.5965
1 | 2567848.2259 | 1162951.2924
2 | 2567857.8779 | 1162926.4111
3 | 2567841.8958 | 1162974.3657
4 | 2567877.2449 | 1162935.0452
5 | 2567859.3663 | 1162922.5678
6 | 2567886.1006 | 1162982.6525
7 | 2567814.3587 | 1162962.9512
8 | 2567830.6098 | 1162986.8587
9 | 2567841.1785 | 1162879.7722
10 | 2567864.5757 | 1162914.0911
11 | 2567900.8588 | 1162990.7802
12 | 2567791.0631 | 1162958.3485
13 | 2567824.7136 | 1162999.9042
14 | 2567873.3545 | 1162908.4301
15 | 2567841.1657 | 1162874.2123
16 | 2567907.2757 | 1163008.9551
17 | 2567912.8704 | 1162998.053
18 | 2567931.0421 | 1163029.9387
19 | 2567921.406 | 1163002.529
20 | 2567940.3563 | 1163056.5887
21 | 2567936.3529 | 1163010.3669
22 | 2567948.7268 | 1162983.7205
23 | 2567959.6988 | 1163019.4344
24 | 2567839.9773 | 1162838.1288
25 | 2567870.8891 | 1162848.6573
26 | 2567810.3667 | 1162787.5064
27 | 2567800.9656 | 1162773.4888
28 | 2567885.6773 | 1162856.6795
29 | 2567873.8736 | 1162822.0227
30 | 2567763.8726 | 1162781.2073
31 | 2567716.8808 | 1162771.0216
32 | 2567786.6489 | 1162747.3133
33 | 2567904.8382 | 1162867.0737
34 | 2567877.2879 | 1162803.4
35 | 2567974.9908 | 1162914.8453
36 | 2567969.4776 | 1162894.8199
37 | 2567915.9304 | 1162908.5688
38 | 2567992.6425 | 1162884.0048
39 | 2567805.9757 | 1163043.5159
40 | 2567777.1469 | 1162956.9251
41 | 2567919.5632 | 1162858.3267
42 | 2567570.3342 | 1162929.5056
43 | 2567574.6023 | 1162921.7901
44 | 2567664.6925 | 1162537.5487
45 | 2567664.5087 | 1162536.4856
46 | 2567667.988 | 1162556.602
47 | 2567629.8162 | 1162508.3961
48 | 2567671.8846 | 1162581.505
49 | 2567642.6125 | 1162639.3025
50 | 2567682.0845 | 1162645.9397
51 | 2567642.0506 | 1162661.0024
52 | 2567628.562 | 1162507.9979
53 | 2567676.2732 | 1162612.7521
54 | 2567608.9709 | 1162501.2014
55 | 2567601.2601 | 1162498.0457
56 | 2568003.4173 | 1162784.7894
57 | 2567987.9696 | 1162776.7076
58 | 2568026.8401 | 1162799.2762
59 | 2567999.9025 | 1162803.7418
60 | 2567952.3426 | 1162755.9764
61 | 2567941.52 | 1162749.1396
62 | 2567991.9052 | 1162804.2318
63 | 2567928.7443 | 1162740.6216
64 | 2567943.6801 | 1162735.0389
65 | 2567962.6557 | 1162805.0353
66 | 2567984.3754 | 1162830.0342
67 | 2567945.3897 | 1162723.8794
68 | 2567950.6404 | 1162683.5213
69 | 2567951.93 | 1162667.4313
70 | 2567966.1498 | 1162668.1223
71 | 2567946.6685 | 1162667.2302
72 | 2567969.6808 | 1162668.2939
73 | 2567913.3978 | 1162665.9588
74 | 2567899.4317 | 1162733.3329
75 | 2567746.4578 | 1162948.3564
76 | 2567740.4469 | 1162946.2806
77 | 2567753.4866 | 1162950.7837
78 | 2567704.054 | 1162932.2033
79 | 2567697.6855 | 1162929.3769
80 | 2567683.2362 | 1162922.9641
81 | 2567649.1937 | 1162907.8556
82 | 2567651.5273 | 1162908.8913
83 | 2567624.5357 | 1162896.9121
84 | 2567658.5254 | 1162911.9972
85 | 2567596.9879 | 1162891.1083
86 | 2567670.6879 | 1162917.395
87 | 2567589.3285 | 1162890.7498
88 | 2567584.2769 | 1162887.2642
89 | 2567987.997 | 1162669.1839
90 | 2567745.0578 | 1162739.4367
91 | 2567833.1356 | 1162741.4526
92 | 2567734.5362 | 1162737.444
93 | 2567834.1992 | 1162741.2474
94 | 2567705.6109 | 1162735.3874
95 | 2567848.4934 | 1162738.4898
96 | 2567716.7036 | 1162770.9832
97 | 2567949.4313 | 1162805.5471
98 | 2567877.1573 | 1162799.0732
99 | 2567901.0894 | 1162806.3097
100 | 2567877.7614 | 1162760.6526
101 | 2567914.5055 | 1162807.0353
102 | 2567877.773 | 1162760.191
103 | 2567930.7206 | 1162806.3444
104 | 2567888.7242 | 1162733.0903
105 | 2567878.4571 | 1162732.8578
106 | 2567587.2349 | 1162867.3405
107 | 2567597.2155 | 1162864.7161
108 | 2567688.7016 | 1162659.872
109 | 2567641.8385 | 1162669.1952
110 | 2567641.0935 | 1162697.9722
111 | 2567640.5066 | 1162720.6423
112 | 2567667.5773 | 1162728.6582
113 | 2567633.7401 | 1162718.789
114 | 2567668.9337 | 1162729.0599
115 | 2567614.9317 | 1162710.0912
116 | 2567593.5384 | 1162494.8827
117 | 2567557.3588 | 1162633.9363
118 | 2567549.0546 | 1162652.0491
119 | 2567665.2576 | 1162749.101
120 | 2567697.3591 | 1162766.7917
121 | 2567680.9887 | 1162759.9673
122 | 2567587.7126 | 1162697.5039
123 | 2567565.0116 | 1162687.7112
124 | 2567545.196 | 1162726.2214
125 | 2567562.4043 | 1162686.3002
126 | 2567545.9808 | 1162727.2532
127 | 2567542.608 | 1162675.5596
128 | 2567649.7141 | 1162749.6431
129 | 2567647.354 | 1162749.2594
130 | 2567629.8664 | 1162744.8976
131 | 2567535.8585 | 1162671.8805
132 | 2567501.6215 | 1162653.2181
133 | 2567548.8297 | 1162730.9986
134 | 2567497.6404 | 1162651.048
135 | 2567489.4087 | 1162646.5609
136 | 2567477.0854 | 1162639.8436
137 | 2567473.5287 | 1162637.9049
138 | 2567606.6144 | 1162736.1187
139 | 2567591.1251 | 1162746.7058
140 | 2567588.2978 | 1162748.9532
141 | 2567585.9365 | 1162750.8302
142 | 2567786.6489 | 1162747.3133

## line_std_types
| c_nf_per_km | r_ohm_per_km | x_ohm_per_km | max_i_ka | type | q_mm2 | alpha | voltage_rating
NAYY 4x50 SE | 210 | 0.642 | 0.083 | 0.142 | cs | 50 | 0.00403 | LV
NAYY 4x120 SE | 264 | 0.225 | 0.08 | 0.242 | cs | 120 | 0.00403 | LV
NAYY 4x150 SE | 261 | 0.208 | 0.08 | 0.27 | cs | 150 | 0.00403 | LV
NA2XS2Y 1x95 RM/25 12/20 kV | 216 | 0.313 | 0.132 | 0.252 | cs | 95 | 0.00403 | MV
NA2XS2Y 1x185 RM/25 12/20 kV | 273 | 0.161 | 0.117 | 0.362 | cs | 185 | 0.00403 | MV
NA2XS2Y 1x240 RM/25 12/20 kV | 304 | 0.122 | 0.112 | 0.421 | cs | 240 | 0.00403 | MV
NA2XS2Y 1x95 RM/25 6/10 kV | 315 | 0.313 | 0.123 | 0.249 | cs | 95 | 0.00403 | MV
NA2XS2Y 1x185 RM/25 6/10 kV | 406 | 0.161 | 0.11 | 0.358 | cs | 185 | 0.00403 | MV
NA2XS2Y 1x240 RM/25 6/10 kV | 456 | 0.122 | 0.105 | 0.416 | cs | 240 | 0.00403 | MV
NA2XS2Y 1x150 RM/25 12/20 kV | 250 | 0.206 | 0.116 | 0.319 | cs | 150 | 0.00403 | MV
NA2XS2Y 1x120 RM/25 12/20 kV | 230 | 0.253 | 0.119 | 0.283 | cs | 120 | 0.00403 | MV
NA2XS2Y 1x70 RM/25 12/20 kV | 190 | 0.443 | 0.132 | 0.22 | cs | 70 | 0.00403 | MV
NA2XS2Y 1x150 RM/25 6/10 kV | 360 | 0.206 | 0.11 | 0.315 | cs | 150 | 0.00403 | MV
NA2XS2Y 1x120 RM/25 6/10 kV | 340 | 0.253 | 0.113 | 0.28 | cs | 120 | 0.00403 | MV
NA2XS2Y 1x70 RM/25 6/10 kV | 280 | 0.443 | 0.123 | 0.217 | cs | 70 | 0.00403 | MV
N2XS(FL)2Y 1x120 RM/35 64/110 kV | 112 | 0.153 | 0.166 | 0.366 | cs | 120 | 0.00393 | HV
N2XS(FL)2Y 1x185 RM/35 64/110 kV | 125 | 0.099 | 0.156 | 0.457 | cs | 185 | 0.00393 | HV
N2XS(FL)2Y 1x240 RM/35 64/110 kV | 135 | 0.075 | 0.149 | 0.526 | cs | 240 | 0.00393 | HV
N2XS(FL)2Y 1x300 RM/35 64/110 kV | 144 | 0.06 | 0.144 | 0.588 | cs | 300 | 0.00393 | HV
15-AL1/3-ST1A 0.4 | 11 | 1.8769 | 0.35 | 0.105 | ol | 16 | 0.00403 | LV
24-AL1/4-ST1A 0.4 | 11.25 | 1.2012 | 0.335 | 0.14 | ol | 24 | 0.00403 | LV
48-AL1/8-ST1A 0.4 | 12.2 | 0.5939 | 0.3 | 0.21 | ol | 48 | 0.00403 | LV
94-AL1/15-ST1A 0.4 | 13.2 | 0.306 | 0.29 | 0.35 | ol | 94 | 0.00403 | LV
34-AL1/6-ST1A 10.0 | 9.7 | 0.8342 | 0.36 | 0.17 | ol | 34 | 0.00403 | MV
48-AL1/8-ST1A 10.0 | 10.1 | 0.5939 | 0.35 | 0.21 | ol | 48 | 0.00403 | MV
70-AL1/11-ST1A 10.0 | 10.4 | 0.4132 | 0.339 | 0.29 | ol | 70 | 0.00403 | MV
94-AL1/15-ST1A 10.0 | 10.75 | 0.306 | 0.33 | 0.35 | ol | 94 | 0.00403 | MV
122-AL1/20-ST1A 10.0 | 11.1 | 0.2376 | 0.323 | 0.41 | ol | 122 | 0.00403 | MV
149-AL1/24-ST1A 10.0 | 11.25 | 0.194 | 0.315 | 0.47 | ol | 149 | 0.00403 | MV
34-AL1/6-ST1A 20.0 | 9.15 | 0.8342 | 0.382 | 0.17 | ol | 34 | 0.00403 | MV
48-AL1/8-ST1A 20.0 | 9.5 | 0.5939 | 0.372 | 0.21 | ol | 48 | 0.00403 | MV
70-AL1/11-ST1A 20.0 | 9.7 | 0.4132 | 0.36 | 0.29 | ol | 70 | 0.00403 | MV
94-AL1/15-ST1A 20.0 | 10 | 0.306 | 0.35 | 0.35 | ol | 94 | 0.00403 | MV
122-AL1/20-ST1A 20.0 | 10.3 | 0.2376 | 0.344 | 0.41 | ol | 122 | 0.00403 | MV
149-AL1/24-ST1A 20.0 | 10.5 | 0.194 | 0.337 | 0.47 | ol | 149 | 0.00403 | MV
184-AL1/30-ST1A 20.0 | 10.75 | 0.1571 | 0.33 | 0.535 | ol | 184 | 0.00403 | MV
243-AL1/39-ST1A 20.0 | 11 | 0.1188 | 0.32 | 0.645 | ol | 243 | 0.00403 | MV
48-AL1/8-ST1A 110.0 | 8 | 0.5939 | 0.46 | 0.21 | ol | 48 | 0.00403 | HV
70-AL1/11-ST1A 110.0 | 8.4 | 0.4132 | 0.45 | 0.29 | ol | 70 | 0.00403 | HV
94-AL1/15-ST1A 110.0 | 8.65 | 0.306 | 0.44 | 0.35 | ol | 94 | 0.00403 | HV
122-AL1/20-ST1A 110.0 | 8.5 | 0.2376 | 0.43 | 0.41 | ol | 122 | 0.00403 | HV
149-AL1/24-ST1A 110.0 | 8.75 | 0.194 | 0.41 | 0.47 | ol | 149 | 0.00403 | HV
184-AL1/30-ST1A 110.0 | 8.8 | 0.1571 | 0.4 | 0.535 | ol | 184 | 0.00403 | HV
243-AL1/39-ST1A 110.0 | 9 | 0.1188 | 0.39 | 0.645 | ol | 243 | 0.00403 | HV
305-AL1/39-ST1A 110.0 | 9.2 | 0.0949 | 0.38 | 0.74 | ol | 305 | 0.00403 | HV
490-AL1/64-ST1A 110.0 | 9.75 | 0.059 | 0.37 | 0.96 | ol | 490 | 0.00403 | HV
679-AL1/86-ST1A 110.0 | 9.95 | 0.042 | 0.36 | 1.15 | ol | 679 | 0.00403 | HV
490-AL1/64-ST1A 220.0 | 10 | 0.059 | 0.285 | 0.96 | ol | 490 | 0.00403 | HV
679-AL1/86-ST1A 220.0 | 11.7 | 0.042 | 0.275 | 1.15 | ol | 679 | 0.00403 | HV
490-AL1/64-ST1A 380.0 | 11 | 0.059 | 0.253 | 0.96 | ol | 490 | 0.00403 | HV
679-AL1/86-ST1A 380.0 | 14.6 | 0.042 | 0.25 | 1.15 | ol | 679 | 0.00403 | HV

## trafo_std_types
| i0_percent | pfe_kw | vkr_percent | sn_mva | vn_lv_kv | vn_hv_kv | vk_percent | shift_degree | vector_group | tap_side | tap_neutral | tap_min | tap_max | tap_step_degree | tap_step_percent | tap_phase_shifter
160 MVA 380/110 kV | 0.06 | 60 | 0.25 | 160 | 110 | 380 | 12.2 | 0 | Yy0 | hv | 0 | -9 | 9 | 0 | 1.5 | FALSE
100 MVA 220/110 kV | 0.06 | 55 | 0.26 | 100 | 110 | 220 | 12 | 0 | Yy0 | hv | 0 | -9 | 9 | 0 | 1.5 | FALSE
63 MVA 110/20 kV | 0.04 | 22 | 0.32 | 63 | 20 | 110 | 18 | 150 | YNd5 | hv | 0 | -9 | 9 | 0 | 1.5 | FALSE
40 MVA 110/20 kV | 0.05 | 18 | 0.34 | 40 | 20 | 110 | 16.2 | 150 | YNd5 | hv | 0 | -9 | 9 | 0 | 1.5 | FALSE
25 MVA 110/20 kV | 0.07 | 14 | 0.41 | 25 | 20 | 110 | 12 | 150 | YNd5 | hv | 0 | -9 | 9 | 0 | 1.5 | FALSE
63 MVA 110/10 kV | 0.04 | 22 | 0.32 | 63 | 10 | 110 | 18 | 150 | YNd5 | hv | 0 | -9 | 9 | 0 | 1.5 | FALSE
40 MVA 110/10 kV | 0.05 | 18 | 0.34 | 40 | 10 | 110 | 16.2 | 150 | YNd5 | hv | 0 | -9 | 9 | 0 | 1.5 | FALSE
25 MVA 110/10 kV | 0.07 | 14 | 0.41 | 25 | 10 | 110 | 12 | 150 | YNd5 | hv | 0 | -9 | 9 | 0 | 1.5 | FALSE
0.25 MVA 20/0.4 kV | 0.32 | 0.8 | 1.44 | 0.25 | 0.4 | 20 | 6 | 150 | Yzn5 | hv | 0 | -2 | 2 | 0 | 2.5 | FALSE
0.4 MVA 20/0.4 kV | 0.3375 | 1.35 | 1.425 | 0.4 | 0.4 | 20 | 6 | 150 | Dyn5 | hv | 0 | -2 | 2 | 0 | 2.5 | FALSE
0.63 MVA 20/0.4 kV | 0.2619 | 1.65 | 1.206 | 0.63 | 0.4 | 20 | 6 | 150 | Dyn5 | hv | 0 | -2 | 2 | 0 | 2.5 | FALSE
0.25 MVA 10/0.4 kV | 0.24 | 0.6 | 1.2 | 0.25 | 0.4 | 10 | 4 | 150 | Dyn5 | hv | 0 | -2 | 2 | 0 | 2.5 | FALSE
0.4 MVA 10/0.4 kV | 0.2375 | 0.95 | 1.325 | 0.4 | 0.4 | 10 | 4 | 150 | Dyn5 | hv | 0 | -2 | 2 | 0 | 2.5 | FALSE
0.63 MVA 10/0.4 kV | 0.1873 | 1.18 | 1.0794 | 0.63 | 0.4 | 10 | 4 | 150 | Dyn5 | hv | 0 | -2 | 2 | 0 | 2.5 | FALSE

## trafo3w_std_types
| sn_hv_mva | sn_mv_mva | sn_lv_mva | vn_hv_kv | vn_mv_kv | vn_lv_kv | vk_hv_percent | vk_mv_percent | vk_lv_percent | vkr_hv_percent | vkr_mv_percent | vkr_lv_percent | pfe_kw | i0_percent | shift_mv_degree | shift_lv_degree | vector_group | tap_side | tap_neutral | tap_min | tap_max | tap_step_percent
63/25/38 MVA 110/20/10 kV | 63 | 25 | 38 | 110 | 20 | 10 | 10.4 | 10.4 | 10.4 | 0.28 | 0.32 | 0.35 | 35 | 0.89 | 0 | 0 | YN0yn0yn0 | hv | 0 | -10 | 10 | 1.2
63/25/38 MVA 110/10/10 kV | 63 | 25 | 38 | 110 | 10 | 10 | 10.4 | 10.4 | 10.4 | 0.28 | 0.32 | 0.35 | 35 | 0.89 | 0 | 0 | YN0yn0yn0 | hv | 0 | -10 | 10 | 1.2

## fuse_std_types
| fuse_type | i_rated_a | t_avg | t_min | t_total | x_avg | x_min | x_total
HV 100A | HV 100A | 100 | 0 | [10.0, 3.64, 0.854, 0.281, 0.1, 0.0531, 0.022, 0.01] | [10.0, 4.267, 1.21, 0.403, 0.1, 0.058, 0.022, 0.01] | 0 | [300.0, 350.0, 450.0, 550.0, 700.0, 850.0, 1200.0, 1752.0] | [600.0, 700.0, 900.0, 1150.0, 1665.0, 2000.0, 3000.0, 4313.0]
HV 10A | HV 10A | 10 | 0 | [10.0, 1675.0, 0.344, 0.156, 0.1, 0.0417, 0.0171, 0.01] | [10.0, 1.3, 0.3, 0.155, 0.1, 0.0555, 0.023, 0.01] | 0 | [30.0, 32.0, 35.0, 37.0, 39.0, 50.0, 70.0, 88.0] | [60.0, 70.0, 80.0, 87.0, 94.0, 110.0, 150.0, 216.0]
HV 125A | HV 125A | 125 | 0 | [10.0, 1.82, 0.344, 0.1, 0.0467, 0.0269, 0.01] | [10.0, 2.478, 0.426, 0.1, 0.0427, 0.0211, 0.01] | 0 | [375.0, 500.0, 700.0, 925.0, 1200.0, 1500.0, 2341.0] | [750.0, 1000.0, 1500.0, 2200.0, 3000.0, 4000.0, 5765.0]
HV 160A | HV 160A | 160 | 0 | [10.0, 4.15, 1.03, 0.198, 0.1, 0.051, 0.0172, 0.01] | [10.0, 2.3, 0.734, 0.274, 0.1, 0.046, 0.0177, 0.01] | 0 | [480.0, 550.0, 700.0, 1000.0, 1260.0, 1600.0, 2500.0, 3227.0] | [960.0, 1300.0, 1700.0, 2200.0, 2996.0, 4000.0, 6000.0, 7946.0]
HV 16A | HV 16A | 16 | 0 | [10.0, 0.352, 0.164, 0.1, 0.0649, 0.0342, 0.01] | [10.0, 2.34, 0.722, 0.181, 0.1, 0.055, 0.0296, 0.01] | 0 | [48.0, 60.0, 65.0, 71.0, 80.0, 100.0, 162.0] | [96.0, 110.0, 125.0, 150.0, 168.0, 200.0, 250.0, 398.0]
HV 200A | HV 200A | 200 | 0 | [10.0, 4.267, 1.21, 0.403, 0.1, 0.058, 0.022, 0.01] | [10.0, 3.73, 1.654, 0.328, 0.1, 0.0531, 0.019, 0.01] | 0 | [600.0, 700.0, 900.0, 1150.0, 1665.0, 2000.0, 3000.0, 4313.0] | [1200.0, 1500.0, 1800.0, 2700.0, 3960.0, 5000.0, 7500.0, 10620.0]
HV 20A | HV 20A | 20 | 0 | [10.0, 1.3, 0.3, 0.155, 0.1, 0.0555, 0.023, 0.01] | [10.0, 1.3, 0.161, 0.1, 0.0611, 0.0399, 0.0141, 0.01] | 0 | [60.0, 70.0, 80.0, 87.0, 94.0, 110.0, 150.0, 216.0] | [120.0, 150.0, 200.0, 223.0, 260.0, 300.0, 450.0, 532.0]
HV 25A | HV 25A | 25 | 0 | [10.0, 2.512, 0.833, 0.299, 0.1, 0.0372, 0.0223, 0.01] | [10.0, 3.125, 0.597, 0.198, 0.1, 0.0378, 0.022, 0.01] | 0 | [75.0, 82.0, 90.0, 100.0, 124.0, 170.0, 200.0, 289.0] | [150.0, 170.0, 210.0, 250.0, 294.0, 400.0, 500.0, 711.0]
HV 31.5A | HV 31.5A | 31.5 | 0 | [10.0, 2.34, 0.722, 0.181, 0.1, 0.055, 0.0296, 0.01] | [10.0, 2.84, 0.368, 0.164, 0.1, 0.0621, 0.0378, 0.0195, 0.01] | 0 | [95.0, 110.0, 125.0, 150.0, 165.0, 200.0, 250.0, 390.0] | [189.0, 220.0, 300.0, 350.0, 393.0, 450.0, 530.0, 700.0, 960.0]
HV 40A | HV 40A | 40 | 0 | [10.0, 1.3, 0.161, 0.1, 0.0611, 0.0399, 0.0141, 0.01] | [10.0, 2.05, 0.369, 0.198, 0.1, 0.051, 0.0298, 0.01] | 0 | [120.0, 150.0, 200.0, 223.0, 260.0, 300.0, 450.0, 532.0] | [240.0, 300.0, 400.0, 450.0, 530.0, 650.0, 800.0, 1311.0]
HV 50A | HV 50A | 50 | 0 | [10.0, 3.215, 0.597, 0.198, 0.1, 0.0378, 0.022, 0.01] | [10.0, 3.64, 0.854, 0.281, 0.1, 0.0531, 0.022, 0.01] | 0 | [150.0, 170.0, 210.0, 250.0, 294.0, 400.0, 500.0, 711.0] | [300.0, 350.0, 450.0, 550.0, 700.0, 850.0, 1200.0, 1752.0]
HV 6.3A | HV 6.3A | 6.3 | 0 | [10.0, 1.39, 0.344, 0.168, 0.1, 0.056, 0.0263, 0.01] | [10.0, 1.711, 0.516, 0.198, 0.1, 0.0634, 0.0303, 0.01] | 0 | [19.0, 19.5, 20.4, 20.8, 22.0, 25.0, 32.0, 48.0] | [38.0, 40.0, 43.0, 48.0, 53.0, 60.0, 75.0, 118.0]
HV 63A | HV 63A | 63 | 0 | [10.0, 2.84, 0.368, 0.164, 0.1, 0.0621, 0.0378, 0.0195, 0.01] | [10.0, 1.82, 0.344, 0.1, 0.0467, 0.0269, 0.01] | 0 | [189.0, 220.0, 300.0, 350.0, 393.0, 450.0, 530.0, 700.0, 961.0] | [378.0, 500.0, 700.0, 934.0, 1200.0, 1500.0, 2366.0]
HV 80A | HV 80A | 80 | 0 | [10.0, 2.05, 0.369, 0.198, 0.1, 0.051, 0.0298, 0.01] | [10.0, 4.15, 1.03, 0.198, 0.1, 0.051, 0.0172, 0.01] | 0 | [240.0, 300.0, 400.0, 450.0, 530.0, 650.0, 800.0, 1311.0] | [480.0, 550.0, 700.0, 1000.0, 1260.0, 1600.0, 2500.0, 3227.0]
Siemens NH-1-100 | Siemens NH-1-100 | 100 | [5400.0, 2000.0, 400.0, 20.0, 1.0, 0.2, 0.012, 0.004] | 0 | 0 | [150.0, 190.0, 250.0, 430.0, 900.0, 1250.0, 2700.0, 3600.0] | 0 | 0
Siemens NH-1-125 | Siemens NH-1-125 | 125 | [4800.0, 120.0, 7.0, 0.1, 0.004] | 0 | 0 | [180.0, 400.0, 740.0, 2000.0, 4250.0] | 0 | 0
Siemens NH-1-16 | Siemens NH-1-16 | 16 | [4000.0, 400.0, 2.0, 0.1, 0.04, 0.01] | 0 | 0 | [26.0, 35.0, 75.0, 150.0, 200.0, 300.0] | 0 | 0
Siemens NH-1-160 | Siemens NH-1-160 | 160 | [4800.0, 120.0, 7.0, 0.1, 0.004] | 0 | 0 | [210.0, 500.0, 900.0, 2300.0, 5000.0] | 0 | 0
Siemens NH-1-25 | Siemens NH-1-25 | 25 | [4000.0, 1000.0, 10.0, 0.2, 0.02, 0.01] | 0 | 0 | [40.0, 50.0, 100.0, 210.0, 400.0, 500.0] | 0 | 0
Siemens NH-1-50 | Siemens NH-1-50 | 50 | [4000.0, 40.0, 4.0, 1.0, 0.02, 0.01] | 0 | 0 | [86.0, 200.0, 300.0, 400.0, 1000.0, 1280.0] | 0 | 0
Siemens NH-1-63 | Siemens NH-1-63 | 63 | [4000.0, 100.0, 10.0, 2.0, 0.04, 0.01] | 0 | 0 | [100.0, 200.0, 300.0, 400.0, 1000.0, 1500.0] | 0 | 0
Siemens NH-1-80 | Siemens NH-1-80 | 80 | [4800.0, 120.0, 7.0, 0.1, 0.01] | 0 | 0 | [150.58, 250.0, 450.0, 1150.0, 2470.0] | 0 | 0
Siemens NH-2-1000 | Siemens NH-2-1000 | 1000 | [4800.0, 120.0, 7.0, 0.1, 0.004] | 0 | 0 | [1900.0, 3500.0, 8400.0, 24000.0, 52000.0] | 0 | 0
Siemens NH-2-200 | Siemens NH-2-200 | 200 | [4800.0, 120.0, 7.0, 0.1, 0.004] | 0 | 0 | [280.0, 650.0, 1200.0, 3000.0, 7000.0] | 0 | 0
Siemens NH-2-224 | Siemens NH-2-224 | 224 | [4800.0, 120.0, 7.0, 0.2, 0.04, 0.004] | 0 | 0 | [400.0, 750.0, 1453.0, 3025.0, 4315.0, 7600.0] | 0 | 0
Siemens NH-2-250 | Siemens NH-2-250 | 250 | [4800.0, 120.0, 7.0, 0.1, 0.004] | 0 | 0 | [450.0, 800.0, 1650.0, 4000.0, 8500.0] | 0 | 0
Siemens NH-2-315 | Siemens NH-2-315 | 315 | [4800.0, 120.0, 7.0, 0.1, 0.004] | 0 | 0 | [550.0, 920.0, 1900.0, 5000.0, 11000.0] | 0 | 0
Siemens NH-2-355 | Siemens NH-2-355 | 355 | [4800.0, 120.0, 6.0, 0.1, 0.004] | 0 | 0 | [650.0, 1116.27, 2350.0, 5840.0, 12790.0] | 0 | 0
Siemens NH-2-400 | Siemens NH-2-400 | 400 | [4800.0, 120.0, 7.0, 0.1, 0.004] | 0 | 0 | [720.0, 1350.0, 2800.0, 6500.0, 15000.0] | 0 | 0
Siemens NH-2-425 | Siemens NH-2-425 | 425 | [4800.0, 120.0, 7.0, 0.1, 0.004] | 0 | 0 | [850.0, 1500.0, 3050.0, 7500.0, 16500.0] | 0 | 0
Siemens NH-2-630 | Siemens NH-2-630 | 630 | [4800.0, 120.0, 7.0, 0.1, 0.004] | 0 | 0 | [1200.0, 2000.0, 4800.0, 12000.0, 26000.0] | 0 | 0

## res_bus
| vm_pu | va_degree | p_mw | q_mvar
0 | 0.97725 | -0.43707 | 0.0033926 | 0.00085028
1 | 0.97657 | -0.45034 | 0.0018487 | 0.00046333
2 | 0.97836 | -0.41533 | 0 | 0
3 | 0.97505 | -0.48022 | 0 | 0
4 | 0.97835 | -0.41561 | 0.00071788 | 0.00017992
5 | 0.97864 | -0.40979 | 0 | 0
6 | 0.9739 | -0.5029 | 0.0040826 | 0.0010232
7 | 0.97423 | -0.49632 | 0.0022922 | 0.00057447
8 | 0.97485 | -0.48414 | 0.0032991 | 0.00082684
9 | 0.98085 | -0.36671 | 0.0019853 | 0.00049755
10 | 0.97847 | -0.41329 | 0 | 0
11 | 0.97355 | -0.50975 | 0 | 0
12 | 0.97364 | -0.5081 | 0.0023864 | 0.0005981
13 | 0.97473 | -0.48656 | 0.0071084 | 0.0017815
14 | 0.97828 | -0.41697 | 0 | 0
15 | 0.9811 | -0.36191 | 0.0064266 | 0.0016107
16 | 0.97319 | -0.51698 | 0.0034012 | 0.00085242
17 | 0.97327 | -0.51546 | 0 | 0
18 | 0.97309 | -0.51898 | 0 | 0
19 | 0.97313 | -0.51818 | 0.0058356 | 0.0014625
20 | 0.97299 | -0.52087 | 0.0033413 | 0.00083742
21 | 0.97298 | -0.52115 | 0 | 0
22 | 0.97279 | -0.52479 | 0.0067341 | 0.0016877
23 | 0.97291 | -0.52244 | 0.0028006 | 0.00070189
24 | 0.98224 | -0.33973 | 0 | 0
25 | 0.98328 | -0.31967 | 0 | 0
26 | 1 | 0 | -0.35529 | -0.091244
27 | 0.99819 | -0.034081 | 0.0052107 | 0.0013059
28 | 0.98267 | -0.33148 | 0.0051111 | 0.001281
29 | 0.98444 | -0.29704 | 0.0010583 | 0.00026524
30 | 0.97781 | -0.42603 | 0.0089239 | 0.0022365
31 | 0.97821 | -0.41821 | 0.0030336 | 0.00076028
32 | 0.99501 | -0.094258 | 0 | 0
33 | 0.98199 | -0.34479 | 0 | 0
34 | 0.98528 | -0.2809 | 0 | 0
35 | 0.9768 | -0.44604 | 0.0058099 | 0.0014561
36 | 0.97691 | -0.44384 | 0 | 0
37 | 0.97751 | -0.432 | 0.0077437 | 0.0019408
38 | 0.97677 | -0.44655 | 0.0058094 | 0.001456
39 | 0.97464 | -0.48838 | 0.0020888 | 0.00052349
40 | 0.97332 | -0.51443 | 0.00093499 | 0.00023433
41 | 0.98144 | -0.35553 | 0.033803 | 0.0084719
42 | 0.97131 | -0.55416 | 0.00038534 | 9.6575e-05
43 | 0.97131 | -0.55409 | 0.00053486 | 0.00013405
44 | 0.9746 | -0.48915 | 0.0029019 | 0.00072728
45 | 0.97459 | -0.48931 | 0.0026394 | 0.00066149
46 | 0.9748 | -0.48525 | 0.00086055 | 0.00021567
47 | 0.97435 | -0.49405 | 0.0011013 | 0.00027602
48 | 0.97507 | -0.47976 | 0.0011006 | 0.00027582
49 | 0.97651 | -0.45149 | 0.0033398 | 0.00083703
50 | 0.9759 | -0.4635 | 0.00067346 | 0.00016879
51 | 0.97691 | -0.44365 | 0.0035682 | 0.00089427
52 | 0.97434 | -0.49416 | 0.00070816 | 0.00017748
53 | 0.97546 | -0.47226 | 0.0012078 | 0.0003027
54 | 0.97427 | -0.49555 | 0.0002789 | 6.9899e-05
55 | 0.97425 | -0.49607 | 0.0011324 | 0.0002838
56 | 0.98257 | -0.33366 | 0.0029719 | 0.00074483
57 | 0.98252 | -0.33473 | 0.0034031 | 0.00085289
58 | 0.98274 | -0.33048 | 0 | 0
59 | 0.9829 | -0.32729 | 0.0023529 | 0.00058968
60 | 0.98781 | -0.23231 | 0.0025673 | 0.00064342
61 | 0.98784 | -0.23173 | 0 | 0
62 | 0.98296 | -0.32603 | 0 | 0
63 | 0.9881 | -0.22664 | 0.002605 | 0.00065288
64 | 0.98763 | -0.2358 | 0.0029027 | 0.00072747
65 | 0.9833 | -0.31945 | 0.0039205 | 0.00098256
66 | 0.98287 | -0.32785 | 0.0037351 | 0.00093612
67 | 0.98749 | -0.23844 | 0.0034359 | 0.00086113
68 | 0.98713 | -0.24546 | 0.001518 | 0.00038045
69 | 0.98701 | -0.2478 | 0.00062792 | 0.00015737
70 | 0.98694 | -0.2491 | 0.0009464 | 0.00023719
71 | 0.987 | -0.24803 | 0.00075023 | 0.00018802
72 | 0.98693 | -0.24936 | 0.0010022 | 0.00025116
73 | 0.98695 | -0.24902 | 0.0016566 | 0.0004152
74 | 0.98869 | -0.21509 | 0.0012542 | 0.00031433
75 | 0.97263 | -0.52794 | 0.0022824 | 0.00057203
76 | 0.97252 | -0.53006 | 0.0010298 | 0.00025809
77 | 0.97277 | -0.52514 | 0.0032254 | 0.00080837
78 | 0.9719 | -0.54239 | 0.0090354 | 0.0022645
79 | 0.97185 | -0.54343 | 0.001 | 0.00025064
80 | 0.97174 | -0.5455 | 0.00053488 | 0.00013405
81 | 0.97154 | -0.5496 | 0.0010345 | 0.00025926
82 | 0.97155 | -0.54938 | 0.00062866 | 0.00015756
83 | 0.97144 | -0.55143 | 0.0004502 | 0.00011283
84 | 0.97159 | -0.54862 | 0.00062436 | 0.00015648
85 | 0.97136 | -0.55312 | 0.00045613 | 0.00011432
86 | 0.97166 | -0.54716 | 0.00058015 | 0.0001454
87 | 0.97134 | -0.55351 | 0 | 0
88 | 0.97133 | -0.55373 | 0.00044013 | 0.00011031
89 | 0.98688 | -0.25039 | 0.0031353 | 0.00078578
90 | 0.98967 | -0.1959 | 0.0032755 | 0.00082091
91 | 0.99202 | -0.15112 | 0.00064601 | 0.0001619
92 | 0.98836 | -0.22116 | 0 | 0
93 | 0.99195 | -0.15243 | 0.0018074 | 0.00045299
94 | 0.98479 | -0.2899 | 0.0058326 | 0.0014618
95 | 0.99104 | -0.16995 | 0.0010686 | 0.00026782
96 | 0.97821 | -0.41817 | 0.0056811 | 0.0014238
97 | 0.9835 | -0.31555 | 0.0044588 | 0.0011175
98 | 0.98551 | -0.27639 | 0.0011303 | 0.00028328
99 | 0.98456 | -0.2949 | 0.0048947 | 0.0012267
100 | 0.98759 | -0.23618 | 0.0032261 | 0.00080854
101 | 0.98422 | -0.30155 | 0.003697 | 0.00092656
102 | 0.98762 | -0.23569 | 0.00072242 | 0.00018106
103 | 0.98386 | -0.30851 | 0.00298 | 0.00074686
104 | 0.98891 | -0.21081 | 0.00089115 | 0.00022334
105 | 0.98913 | -0.20654 | 0 | 0
106 | 0.9713 | -0.55425 | 0.00057562 | 0.00014426
107 | 0.97129 | -0.55447 | 0.00083275 | 0.00020871
108 | 0.97588 | -0.46394 | 0.0015577 | 0.0003904
109 | 0.97709 | -0.44016 | 0.0037793 | 0.00094718
110 | 0.97781 | -0.42593 | 0.0018898 | 0.00047362
111 | 0.97842 | -0.41395 | 0 | 0
112 | 0.98031 | -0.37697 | 0.0048262 | 0.0012096
113 | 0.97814 | -0.41945 | 0.0020678 | 0.00051825
114 | 0.98042 | -0.375 | 0 | 0
115 | 0.97735 | -0.43494 | 0.0031448 | 0.00078815
116 | 0.97423 | -0.49641 | 0.0022466 | 0.00056304
117 | 0.97482 | -0.4847 | 0.0020292 | 0.00050856
118 | 0.97486 | -0.48394 | 0.002662 | 0.00066715
119 | 0.97947 | -0.39349 | 0 | 0
120 | 0.97854 | -0.41182 | 0.0068484 | 0.0017164
121 | 0.97895 | -0.40376 | 0.0050673 | 0.00127
122 | 0.9763 | -0.45567 | 0.0022787 | 0.00057111
123 | 0.97548 | -0.47178 | 0 | 0
124 | 0.97472 | -0.48679 | 0.0026984 | 0.00067627
125 | 0.97541 | -0.47302 | 0.0015108 | 0.00037864
126 | 0.9747 | -0.48702 | 0.0038618 | 0.00096787
127 | 0.97497 | -0.48184 | 0 | 0
128 | 0.97917 | -0.39941 | 0.0025781 | 0.00064613
129 | 0.97913 | -0.40018 | 0.0036152 | 0.00090605
130 | 0.9789 | -0.40475 | 0.0026722 | 0.00066973
131 | 0.97485 | -0.48419 | 0.0036361 | 0.00091129
132 | 0.97437 | -0.49353 | 0.0026608 | 0.00066686
133 | 0.97468 | -0.48755 | 0.0061229 | 0.0015345
134 | 0.97433 | -0.49439 | 0.0023256 | 0.00058285
135 | 0.97426 | -0.49578 | 0.0016882 | 0.00042309
136 | 0.97418 | -0.49742 | 0.003825 | 0.00095863
137 | 0.97417 | -0.49761 | 0.002546 | 0.00063809
138 | 0.97864 | -0.40983 | 0.0029536 | 0.00074024
139 | 0.97849 | -0.41277 | 0.0034354 | 0.000861
140 | 0.97847 | -0.41309 | 0.002558 | 0.00064111
141 | 0.97847 | -0.41321 | 0.0022844 | 0.00057252
142 | 0.99998 | 149.9956 | 0 | 0

## res_line
| p_from_mw | q_from_mvar | p_to_mw | q_to_mvar | pl_mw | ql_mvar | i_from_ka | i_to_ka | i_ka | vm_from_pu | va_from_degree | vm_to_pu | va_to_degree | loading_percent
0 | 0.070072 | 0.017657 | -0.070028 | -0.017629 | 4.4426e-05 | 2.8302e-05 | 0.10673 | 0.10673 | 0.10673 | 0.97725 | -0.43707 | 0.97657 | -0.45034 | 29.3215
1 | -0.073465 | -0.018508 | 0.073541 | 0.018556 | 7.6476e-05 | 4.8741e-05 | 0.1119 | 0.1119 | 0.1119 | 0.97725 | -0.43707 | 0.97836 | -0.41533 | 30.7407
2 | 0.068179 | 0.017166 | -0.068082 | -0.017104 | 9.7252e-05 | 6.1941e-05 | 0.10391 | 0.10391 | 0.10391 | 0.97657 | -0.45034 | 0.97505 | -0.48022 | 28.5477
3 | 0.00071789 | 0.00017966 | -0.00071788 | -0.00017992 | 9.4787e-09 | -2.6021e-07 | 0.0010918 | 0.0010919 | 0.0010919 | 0.97836 | -0.41533 | 0.97835 | -0.41561 | 0.29996
4 | -0.074259 | -0.018736 | 0.074279 | 0.018748 | 1.9729e-05 | 1.2575e-05 | 0.11299 | 0.11299 | 0.11299 | 0.97836 | -0.41533 | 0.97864 | -0.40979 | 31.0406
5 | 0.026243 | 0.0065926 | -0.026214 | -0.006575 | 2.8372e-05 | 1.7571e-05 | 0.040054 | 0.040055 | 0.040055 | 0.97505 | -0.48022 | 0.9739 | -0.5029 | 11.004
6 | 0.029339 | 0.0073779 | -0.029317 | -0.0073638 | 2.2547e-05 | 1.4056e-05 | 0.044783 | 0.044783 | 0.044783 | 0.97505 | -0.48022 | 0.97423 | -0.49632 | 12.303
7 | 0.0125 | 0.0031332 | -0.012498 | -0.0031319 | 2.3366e-06 | 1.2819e-06 | 0.019076 | 0.019076 | 0.019076 | 0.97505 | -0.48022 | 0.97485 | -0.48414 | 5.2407
8 | -0.09367 | -0.023617 | 0.093864 | 0.02374 | 0.00019356 | 0.0001226 | 0.14248 | 0.14247 | 0.14248 | 0.97864 | -0.40979 | 0.98085 | -0.36671 | 19.5708
9 | 0.019391 | 0.0048689 | -0.019388 | -0.004867 | 3.2421e-06 | 1.95e-06 | 0.029488 | 0.029488 | 0.029488 | 0.97864 | -0.40979 | 0.97847 | -0.41329 | 8.101
10 | 0.022132 | 0.0055518 | -0.022125 | -0.0055474 | 7.2253e-06 | 4.4146e-06 | 0.033817 | 0.033817 | 0.033817 | 0.9739 | -0.5029 | 0.97355 | -0.50975 | 9.2904
11 | 0.027024 | 0.0067893 | -0.027009 | -0.0067799 | 1.5178e-05 | 9.4182e-06 | 0.041282 | 0.041282 | 0.041282 | 0.97423 | -0.49632 | 0.97364 | -0.5081 | 11.3413
12 | 0.0091984 | 0.0023051 | -0.0091974 | -0.0023046 | 1.0583e-06 | 4.9886e-07 | 0.01404 | 0.01404 | 0.01404 | 0.97485 | -0.48414 | 0.97473 | -0.48656 | 3.8573
13 | -0.095849 | -0.024238 | 0.095871 | 0.024252 | 2.2065e-05 | 1.3981e-05 | 0.14549 | 0.14549 | 0.14549 | 0.98085 | -0.36671 | 0.9811 | -0.36191 | 19.9844
14 | 0.019388 | 0.004867 | -0.019385 | -0.004865 | 3.3993e-06 | 2.0446e-06 | 0.029488 | 0.029488 | 0.029488 | 0.97847 | -0.41329 | 0.97828 | -0.41697 | 8.101
15 | 0.022125 | 0.0055474 | -0.022119 | -0.0055438 | 6.015e-06 | 3.6752e-06 | 0.033817 | 0.033817 | 0.033817 | 0.97355 | -0.50975 | 0.97327 | -0.51546 | 9.2904
16 | 0.024623 | 0.0061818 | -0.024615 | -0.0061772 | 7.4301e-06 | 4.5814e-06 | 0.037635 | 0.037635 | 0.037635 | 0.97364 | -0.5081 | 0.97332 | -0.51443 | 10.3393
17 | 0.0020889 | 0.00052302 | -0.0020888 | -0.00052349 | 1.8119e-07 | -4.7622e-07 | 0.0031888 | 0.003189 | 0.003189 | 0.97473 | -0.48656 | 0.97464 | -0.48838 | 0.8761
18 | 0.019385 | 0.004865 | -0.019371 | -0.0048566 | 1.3888e-05 | 8.3542e-06 | 0.029488 | 0.029488 | 0.029488 | 0.97828 | -0.41697 | 0.97751 | -0.432 | 8.1011
19 | -0.1023 | -0.025862 | 0.10241 | 0.025931 | 0.00010895 | 6.8356e-05 | 0.15523 | 0.15523 | 0.15523 | 0.9811 | -0.36191 | 0.98224 | -0.33973 | 14.2155
20 | -0.0067432 | -0.0016895 | 0.0067437 | 0.0016896 | 4.8847e-07 | 1.6035e-07 | 0.01031 | 0.01031 | 0.01031 | 0.97319 | -0.51698 | 0.97327 | -0.51546 | 2.8325
21 | 0.003342 | 0.00083703 | -0.0033416 | -0.00083723 | 3.1941e-07 | -2.0088e-07 | 0.0051097 | 0.0051098 | 0.0051098 | 0.97319 | -0.51698 | 0.97309 | -0.51898 | 1.4038
22 | 0.015375 | 0.0038541 | -0.015373 | -0.003853 | 1.9972e-06 | 1.1584e-06 | 0.023507 | 0.023507 | 0.023507 | 0.97327 | -0.51546 | 0.97313 | -0.51818 | 6.458
23 | 0.0033416 | 0.00083723 | -0.0033413 | -0.00083742 | 2.9978e-07 | -1.8843e-07 | 0.0051098 | 0.00511 | 0.00511 | 0.97309 | -0.51898 | 0.97299 | -0.52087 | 1.4038
24 | 0.0095373 | 0.0023904 | -0.009536 | -0.0023898 | 1.3461e-06 | 6.5184e-07 | 0.014584 | 0.014584 | 0.014584 | 0.97313 | -0.51818 | 0.97298 | -0.52115 | 4.0065
25 | 0.0067352 | 0.0016881 | -0.0067341 | -0.0016877 | 1.1686e-06 | 3.8319e-07 | 0.010301 | 0.010301 | 0.010301 | 0.97298 | -0.52115 | 0.97279 | -0.52479 | 2.8298
26 | 0.0028007 | 0.00070169 | -0.0028006 | -0.00070189 | 1.7254e-07 | -2.0102e-07 | 0.0042832 | 0.0042833 | 0.0042833 | 0.97298 | -0.52115 | 0.97291 | -0.52244 | 1.1767
27 | -0.10241 | -0.025931 | 0.10251 | 0.025993 | 9.873e-05 | 6.1941e-05 | 0.15523 | 0.15523 | 0.15523 | 0.98224 | -0.33973 | 0.98328 | -0.31967 | 14.2155
28 | 0.038975 | 0.009791 | -0.038953 | -0.0097772 | 2.1954e-05 | 1.3837e-05 | 0.05899 | 0.05899 | 0.05899 | 0.98328 | -0.31967 | 0.98267 | -0.33148 | 16.2061
29 | -0.14148 | -0.035784 | 0.14163 | 0.035881 | 0.00015374 | 9.7374e-05 | 0.21422 | 0.21422 | 0.21422 | 0.98328 | -0.31967 | 0.98444 | -0.29704 | 19.6175
30 | 0.35364 | 0.091243 | -0.35305 | -0.090869 | 0.00058627 | 0.00037455 | 0.52715 | 0.52715 | 0.52715 | 1 | 0 | 0.99819 | -0.034081 | 48.2736
31 | 0.34784 | 0.089563 | -0.34682 | -0.088914 | 0.0010152 | 0.00064852 | 0.51938 | 0.51938 | 0.51938 | 0.99819 | -0.034081 | 0.99501 | -0.094258 | 47.5623
32 | 0.033842 | 0.0084962 | -0.03382 | -0.0084827 | 2.1471e-05 | 1.3466e-05 | 0.051251 | 0.051251 | 0.051251 | 0.98267 | -0.33148 | 0.98199 | -0.34479 | 14.0799
33 | -0.14269 | -0.036146 | 0.1428 | 0.036216 | 0.00011077 | 7.0168e-05 | 0.21582 | 0.21582 | 0.21582 | 0.98444 | -0.29704 | 0.98528 | -0.2809 | 19.7639
34 | -0.0089239 | -0.0022365 | 0.0089273 | 0.0022381 | 3.3253e-06 | 1.5248e-06 | 0.01358 | 0.01358 | 0.01358 | 0.97781 | -0.42603 | 0.97821 | -0.41821 | 3.7308
35 | -0.011961 | -0.0029984 | 0.011961 | 0.0029984 | 2.2504e-08 | 1.2126e-08 | 0.018195 | 0.018195 | 0.018195 | 0.97821 | -0.41821 | 0.97821 | -0.41817 | 4.9985
36 | 0.13786 | 0.03541 | -0.13719 | -0.034977 | 0.00067676 | 0.00043258 | 0.20648 | 0.20648 | 0.20648 | 0.99501 | -0.094258 | 0.98967 | -0.1959 | 56.7251
37 | 0.20896 | 0.053505 | -0.20839 | -0.053139 | 0.00057382 | 0.00036542 | 0.3129 | 0.3129 | 0.3129 | 0.99501 | -0.094258 | 0.99202 | -0.15112 | 28.654
38 | 0.03382 | 0.0084827 | -0.033803 | -0.0084719 | 1.7308e-05 | 1.0855e-05 | 0.051251 | 0.051251 | 0.051251 | 0.98199 | -0.34479 | 0.98144 | -0.35553 | 14.0799
39 | -0.17527 | -0.044373 | 0.17531 | 0.044397 | 3.796e-05 | 2.4129e-05 | 0.26487 | 0.26487 | 0.26487 | 0.98528 | -0.2809 | 0.98551 | -0.27639 | 24.255
40 | 0.032469 | 0.0081562 | -0.032448 | -0.0081427 | 2.1684e-05 | 1.3572e-05 | 0.049043 | 0.049043 | 0.049043 | 0.98528 | -0.2809 | 0.98456 | -0.2949 | 13.4735
41 | -0.0058099 | -0.0014561 | 0.0058105 | 0.0014562 | 6.1011e-07 | 1.3044e-07 | 0.0088505 | 0.0088504 | 0.0088505 | 0.9768 | -0.44604 | 0.97691 | -0.44384 | 2.4315
42 | -0.011621 | -0.0029123 | 0.011627 | 0.0029158 | 6.5552e-06 | 3.4963e-06 | 0.0177 | 0.0177 | 0.0177 | 0.97691 | -0.44384 | 0.97751 | -0.432 | 4.8627
43 | 0.0058101 | 0.0014561 | -0.0058094 | -0.001456 | 7.5087e-07 | 1.6051e-07 | 0.0088499 | 0.00885 | 0.00885 | 0.97691 | -0.44384 | 0.97677 | -0.44655 | 2.4313
44 | 0.02368 | 0.0059429 | -0.023668 | -0.0059355 | 1.2088e-05 | 7.431e-06 | 0.036206 | 0.036206 | 0.036206 | 0.97332 | -0.51443 | 0.97277 | -0.52514 | 9.9466
45 | -0.00038534 | -9.6575e-05 | 0.00038534 | 9.6467e-05 | 1.1522e-09 | -1.084e-07 | 0.00059033 | 0.00059029 | 0.00059033 | 0.97131 | -0.55416 | 0.97131 | -0.55409 | 0.16218
46 | -0.0009202 | -0.00023051 | 0.00092022 | 0.00023011 | 2.5607e-08 | -4.09e-07 | 0.0014097 | 0.0014095 | 0.0014097 | 0.97131 | -0.55409 | 0.97134 | -0.55351 | 0.38727
47 | 0.0081084 | 0.0020317 | -0.0081083 | -0.0020317 | 6.2001e-08 | 2.6238e-08 | 0.01238 | 0.01238 | 0.01238 | 0.9746 | -0.48915 | 0.97459 | -0.48931 | 3.401
48 | -0.01101 | -0.002759 | 0.011012 | 0.0027601 | 2.0491e-06 | 1.0704e-06 | 0.01681 | 0.01681 | 0.01681 | 0.9746 | -0.48915 | 0.9748 | -0.48525 | 4.6182
49 | 0.005469 | 0.0013702 | -0.0054677 | -0.00137 | 1.2338e-06 | 2.0175e-07 | 0.0083499 | 0.0083501 | 0.0083501 | 0.97459 | -0.48931 | 0.97435 | -0.49405 | 2.294
50 | -0.011873 | -0.0029758 | 0.011876 | 0.0029774 | 3.1052e-06 | 1.673e-06 | 0.018124 | 0.018124 | 0.018124 | 0.9748 | -0.48525 | 0.97507 | -0.47976 | 4.9791
51 | 0.0043664 | 0.001094 | -0.0043664 | -0.001094 | 2.1941e-08 | -2.3467e-09 | 0.0066682 | 0.0066682 | 0.0066682 | 0.97435 | -0.49405 | 0.97434 | -0.49416 | 1.8319
52 | -0.012977 | -0.0032532 | 0.012981 | 0.0032558 | 4.6404e-06 | 2.5761e-06 | 0.019803 | 0.019803 | 0.019803 | 0.97507 | -0.47976 | 0.97546 | -0.47226 | 5.4405
53 | 0.016436 | 0.0041264 | -0.016426 | -0.0041209 | 9.4167e-06 | 5.5262e-06 | 0.025047 | 0.025047 | 0.025047 | 0.97651 | -0.45149 | 0.9759 | -0.4635 | 6.8812
54 | -0.019775 | -0.0049635 | 0.019783 | 0.0049679 | 7.3929e-06 | 4.4598e-06 | 0.030136 | 0.030136 | 0.030136 | 0.97651 | -0.45149 | 0.97691 | -0.44365 | 8.2792
55 | 0.0015578 | 0.00039023 | -0.0015577 | -0.0003904 | 3.263e-08 | -1.7183e-07 | 0.0023751 | 0.0023752 | 0.0023752 | 0.9759 | -0.4635 | 0.97588 | -0.46394 | 0.65253
56 | 0.014195 | 0.0035619 | -0.014189 | -0.0035585 | 5.9221e-06 | 3.3692e-06 | 0.021645 | 0.021646 | 0.021646 | 0.9759 | -0.4635 | 0.97546 | -0.47226 | 5.9466
57 | -0.023351 | -0.0058622 | 0.023355 | 0.0058646 | 3.8887e-06 | 2.3861e-06 | 0.035571 | 0.035571 | 0.035571 | 0.97691 | -0.44365 | 0.97709 | -0.44016 | 9.7723
58 | 0.0036582 | 0.00091651 | -0.003658 | -0.00091661 | 2.4288e-07 | -1.0299e-07 | 0.0055867 | 0.0055868 | 0.0055868 | 0.97434 | -0.49416 | 0.97427 | -0.49555 | 1.5348
59 | 0.0033791 | 0.00084671 | -0.003379 | -0.00084676 | 8.3214e-08 | -5.0493e-08 | 0.0051608 | 0.0051608 | 0.0051608 | 0.97427 | -0.49555 | 0.97425 | -0.49607 | 1.4178
60 | 0.0022466 | 0.00056296 | -0.0022466 | -0.00056304 | 3.6842e-08 | -8.0326e-08 | 0.0034313 | 0.0034313 | 0.0034313 | 0.97425 | -0.49607 | 0.97423 | -0.49641 | 0.94268
61 | 0.0034033 | 0.00085278 | -0.0034031 | -0.00085289 | 1.7366e-07 | -1.0967e-07 | 0.0051539 | 0.0051539 | 0.0051539 | 0.98257 | -0.33366 | 0.98252 | -0.33473 | 1.4159
62 | -0.0063752 | -0.0015976 | 0.0063761 | 0.0015979 | 9.6637e-07 | 2.6823e-07 | 0.0096545 | 0.0096544 | 0.0096545 | 0.98257 | -0.33366 | 0.98274 | -0.33048 | 2.6523
63 | -0.0063761 | -0.0015979 | 0.0063771 | 0.0015981 | 9.6628e-07 | 2.6808e-07 | 0.0096544 | 0.0096543 | 0.0096544 | 0.98274 | -0.33048 | 0.9829 | -0.32729 | 2.6523
64 | -0.0087299 | -0.0021878 | 0.0087305 | 0.0021881 | 5.2482e-07 | 2.3432e-07 | 0.013216 | 0.013216 | 0.013216 | 0.9829 | -0.32729 | 0.98296 | -0.32603 | 3.6308
65 | -0.0025673 | -0.00064342 | 0.0025674 | 0.00064331 | 7.1826e-08 | -1.1798e-07 | 0.0038673 | 0.0038673 | 0.0038673 | 0.98781 | -0.23231 | 0.98784 | -0.23173 | 1.0625
66 | -0.018552 | -0.0046511 | 0.018557 | 0.0046538 | 4.497e-06 | 2.6815e-06 | 0.027946 | 0.027946 | 0.027946 | 0.98784 | -0.23173 | 0.9881 | -0.22664 | 7.6776
67 | 0.015985 | 0.0040078 | -0.015982 | -0.004006 | 3.1016e-06 | 1.8025e-06 | 0.024079 | 0.024079 | 0.024079 | 0.98784 | -0.23173 | 0.98763 | -0.2358 | 6.6151
68 | -0.012466 | -0.003124 | 0.01247 | 0.0031262 | 3.9075e-06 | 2.1297e-06 | 0.018871 | 0.018871 | 0.018871 | 0.98296 | -0.32603 | 0.9833 | -0.31945 | 5.1843
69 | 0.0037355 | 0.00093598 | -0.0037351 | -0.00093612 | 3.2265e-07 | -1.3455e-07 | 0.0056547 | 0.0056548 | 0.0056548 | 0.98296 | -0.32603 | 0.98287 | -0.32785 | 1.5535
70 | -0.021162 | -0.0053067 | 0.021173 | 0.0053138 | 1.1661e-05 | 7.0706e-06 | 0.031869 | 0.031869 | 0.031869 | 0.9881 | -0.22664 | 0.98869 | -0.21509 | 8.7553
71 | 0.013079 | 0.0032786 | -0.013077 | -0.0032777 | 1.644e-06 | 9.0771e-07 | 0.019706 | 0.019706 | 0.019706 | 0.98763 | -0.2358 | 0.98749 | -0.23844 | 5.4137
72 | -0.01639 | -0.0041087 | 0.016393 | 0.0041105 | 3.0533e-06 | 1.7862e-06 | 0.024804 | 0.024804 | 0.024804 | 0.9833 | -0.31945 | 0.9835 | -0.31555 | 6.8142
73 | 0.0096414 | 0.0024165 | -0.0096382 | -0.002415 | 3.2232e-06 | 1.5421e-06 | 0.014528 | 0.014529 | 0.014529 | 0.98749 | -0.23844 | 0.98713 | -0.24546 | 3.9914
74 | 0.0081202 | 0.0020345 | -0.0081193 | -0.0020342 | 9.0691e-07 | 3.741e-07 | 0.01224 | 0.01224 | 0.01224 | 0.98713 | -0.24546 | 0.98701 | -0.2478 | 3.3627
75 | 0.0050844 | 0.001274 | -0.0050841 | -0.001274 | 3.1367e-07 | 1.8809e-08 | 0.0076651 | 0.0076652 | 0.0076652 | 0.98701 | -0.2478 | 0.98694 | -0.2491 | 2.1058
76 | 0.002407 | 0.00060279 | -0.002407 | -0.00060284 | 2.5998e-08 | -5.0656e-08 | 0.0036286 | 0.0036286 | 0.0036286 | 0.98701 | -0.2478 | 0.987 | -0.24803 | 0.99687
77 | 0.0041377 | 0.0010368 | -0.0041376 | -0.0010368 | 5.159e-08 | -1.2157e-08 | 0.0062383 | 0.0062383 | 0.0062383 | 0.98694 | -0.2491 | 0.98693 | -0.24936 | 1.7138
78 | 0.0016567 | 0.00041482 | -0.0016566 | -0.0004152 | 7.7888e-08 | -3.7565e-07 | 0.0024976 | 0.0024977 | 0.0024977 | 0.987 | -0.24803 | 0.98695 | -0.24902 | 0.68619
79 | 0.0031355 | 0.00078564 | -0.0031353 | -0.00078578 | 1.5368e-07 | -1.3596e-07 | 0.0047273 | 0.0047274 | 0.0047274 | 0.98693 | -0.24936 | 0.98688 | -0.25039 | 1.2987
80 | -0.022427 | -0.0056281 | 0.022432 | 0.0056309 | 4.5767e-06 | 2.7917e-06 | 0.033757 | 0.033757 | 0.033757 | 0.98869 | -0.21509 | 0.98891 | -0.21081 | 9.2738
81 | 0.018158 | 0.0045534 | -0.018156 | -0.0045523 | 1.8404e-06 | 1.0989e-06 | 0.02778 | 0.02778 | 0.02778 | 0.97263 | -0.52794 | 0.97252 | -0.53006 | 7.6319
82 | -0.02044 | -0.0051254 | 0.020443 | 0.0051271 | 2.727e-06 | 1.653e-06 | 0.031272 | 0.031272 | 0.031272 | 0.97263 | -0.52794 | 0.97277 | -0.52514 | 8.5912
83 | 0.017126 | 0.0042942 | -0.017116 | -0.0042883 | 1.0057e-05 | 5.9522e-06 | 0.026204 | 0.026205 | 0.026205 | 0.97252 | -0.53006 | 0.9719 | -0.54239 | 7.1991
84 | 0.0080806 | 0.0020238 | -0.0080802 | -0.0020236 | 3.9988e-07 | 1.6958e-07 | 0.012371 | 0.012371 | 0.012371 | 0.9719 | -0.54239 | 0.97185 | -0.54343 | 3.3987
85 | 0.0070801 | 0.001773 | -0.0070794 | -0.0017727 | 6.966e-07 | 2.4996e-07 | 0.01084 | 0.01084 | 0.01084 | 0.97185 | -0.54343 | 0.97174 | -0.5455 | 2.978
86 | 0.0065445 | 0.0016387 | -0.006544 | -0.0016385 | 5.1699e-07 | 1.6081e-07 | 0.010021 | 0.010021 | 0.010021 | 0.97174 | -0.5455 | 0.97166 | -0.54716 | 2.753
87 | -0.0047102 | -0.001179 | 0.0047103 | 0.001179 | 4.9821e-08 | 2.6952e-10 | 0.0072136 | 0.0072136 | 0.0072136 | 0.97154 | -0.5496 | 0.97155 | -0.54938 | 1.9818
88 | 0.0036757 | 0.0009197 | -0.0036754 | -0.00091982 | 3.2058e-07 | -1.2886e-07 | 0.0056293 | 0.0056294 | 0.0056294 | 0.97154 | -0.5496 | 0.97144 | -0.55143 | 1.5465
89 | -0.0053389 | -0.0013365 | 0.0053391 | 0.0013365 | 1.9195e-07 | 2.8032e-08 | 0.0081765 | 0.0081765 | 0.0081765 | 0.97155 | -0.54938 | 0.97159 | -0.54862 | 2.2463
90 | 0.0032252 | 0.00080699 | -0.003225 | -0.00080718 | 2.5831e-07 | -1.8414e-07 | 0.0049398 | 0.0049399 | 0.0049399 | 0.97144 | -0.55143 | 0.97136 | -0.55312 | 1.3571
91 | -0.0059635 | -0.001493 | 0.0059639 | 0.0014931 | 4.1619e-07 | 1.0155e-07 | 0.0091327 | 0.0091326 | 0.0091327 | 0.97159 | -0.54862 | 0.97166 | -0.54716 | 2.509
92 | 0.0027688 | 0.00069286 | -0.0027688 | -0.00069292 | 5.1722e-08 | -6.1813e-08 | 0.0042412 | 0.0042412 | 0.0042412 | 0.97136 | -0.55312 | 0.97134 | -0.55351 | 1.1652
93 | 0.0018486 | 0.00046282 | -0.0018485 | -0.00046289 | 1.9154e-08 | -6.6588e-08 | 0.0028317 | 0.0028317 | 0.0028317 | 0.97134 | -0.55351 | 0.97133 | -0.55373 | 0.77794
94 | 0.0014084 | 0.00035258 | -0.0014084 | -0.00035281 | 3.5325e-08 | -2.2787e-07 | 0.0021575 | 0.0021575 | 0.0021575 | 0.97133 | -0.55373 | 0.9713 | -0.55425 | 0.59273
95 | 0.13391 | 0.034156 | -0.13375 | -0.034052 | 0.00016314 | 0.00010427 | 0.20155 | 0.20155 | 0.20155 | 0.98967 | -0.1959 | 0.98836 | -0.22116 | 55.3722
96 | 0.20774 | 0.052977 | -0.20773 | -0.052969 | 1.3176e-05 | 8.3904e-06 | 0.31193 | 0.31193 | 0.31193 | 0.99202 | -0.15112 | 0.99195 | -0.15243 | 28.5652
97 | 0.13375 | 0.034052 | -0.13331 | -0.03377 | 0.00044176 | 0.00028236 | 0.20155 | 0.20155 | 0.20155 | 0.98836 | -0.22116 | 0.98479 | -0.2899 | 55.3722
98 | 0.20592 | 0.052516 | -0.20575 | -0.052405 | 0.000174 | 0.0001108 | 0.30922 | 0.30922 | 0.30922 | 0.99195 | -0.15243 | 0.99104 | -0.16995 | 28.317
99 | 0.12747 | 0.032308 | -0.12696 | -0.031976 | 0.00051894 | 0.00033165 | 0.19274 | 0.19274 | 0.19274 | 0.98479 | -0.2899 | 0.98042 | -0.375 | 52.9511
100 | 0.20468 | 0.052137 | -0.20432 | -0.051908 | 0.00036063 | 0.00022963 | 0.30762 | 0.30762 | 0.30762 | 0.99104 | -0.16995 | 0.98913 | -0.20654 | 28.1701
101 | -0.017642 | -0.0044222 | 0.017647 | 0.0044254 | 5.3456e-06 | 3.1726e-06 | 0.026836 | 0.026836 | 0.026836 | 0.97821 | -0.41817 | 0.97854 | -0.41182 | 7.3726
102 | -0.020852 | -0.005228 | 0.020859 | 0.0052322 | 6.9904e-06 | 4.2361e-06 | 0.03155 | 0.031549 | 0.03155 | 0.9835 | -0.31555 | 0.98386 | -0.30851 | 8.6675
103 | -0.17644 | -0.04468 | 0.17678 | 0.044897 | 0.00034139 | 0.00021702 | 0.26657 | 0.26657 | 0.26657 | 0.98551 | -0.27639 | 0.98759 | -0.23618 | 24.4113
104 | 0.027553 | 0.0069159 | -0.027544 | -0.0069105 | 8.7404e-06 | 5.423e-06 | 0.041646 | 0.041646 | 0.041646 | 0.98456 | -0.2949 | 0.98422 | -0.30155 | 11.4412
105 | -0.18001 | -0.045705 | 0.18001 | 0.045708 | 4.2525e-06 | 2.7039e-06 | 0.27143 | 0.27143 | 0.27143 | 0.98759 | -0.23618 | 0.98762 | -0.23569 | 24.8564
106 | 0.023847 | 0.005984 | -0.023839 | -0.0059791 | 7.9124e-06 | 4.8578e-06 | 0.036056 | 0.036057 | 0.036057 | 0.98422 | -0.30155 | 0.98386 | -0.30851 | 9.9056
107 | -0.18074 | -0.045889 | 0.18099 | 0.046051 | 0.00025383 | 0.0001614 | 0.27252 | 0.27252 | 0.27252 | 0.98762 | -0.23569 | 0.98913 | -0.20654 | 24.9561
108 | -0.023323 | -0.0058542 | 0.023328 | 0.0058571 | 4.744e-06 | 2.9044e-06 | 0.035098 | 0.035097 | 0.035098 | 0.98891 | -0.21081 | 0.98913 | -0.20654 | 9.6422
109 | 0.00083275 | 0.00020854 | -0.00083275 | -0.00020871 | 8.3875e-09 | -1.6473e-07 | 0.0012757 | 0.0012758 | 0.0012758 | 0.9713 | -0.55425 | 0.97129 | -0.55447 | 0.35048
110 | -0.027134 | -0.0068118 | 0.027153 | 0.0068232 | 1.8437e-05 | 1.1439e-05 | 0.041327 | 0.041327 | 0.041327 | 0.97709 | -0.44016 | 0.97781 | -0.42593 | 11.3535
111 | -0.029042 | -0.0072968 | 0.029059 | 0.0073072 | 1.6616e-05 | 1.035e-05 | 0.044202 | 0.044202 | 0.044202 | 0.97781 | -0.42593 | 0.97842 | -0.41395 | 12.1435
112 | -0.072253 | -0.018182 | 0.072381 | 0.018263 | 0.0001279 | 8.15e-05 | 0.10991 | 0.10991 | 0.10991 | 0.97842 | -0.41395 | 0.98031 | -0.37697 | 30.1953
113 | 0.043194 | 0.010875 | -0.043183 | -0.010867 | 1.1359e-05 | 7.1818e-06 | 0.065709 | 0.065709 | 0.065709 | 0.97842 | -0.41395 | 0.97814 | -0.41945 | 18.0518
114 | -0.077207 | -0.019473 | 0.077214 | 0.019478 | 7.2908e-06 | 4.6483e-06 | 0.11724 | 0.11724 | 0.11724 | 0.98031 | -0.37697 | 0.98042 | -0.375 | 32.2078
115 | 0.041115 | 0.010349 | -0.041084 | -0.01033 | 3.0416e-05 | 1.9206e-05 | 0.062563 | 0.062563 | 0.062563 | 0.97814 | -0.41945 | 0.97735 | -0.43494 | 17.1876
116 | 0.049741 | 0.012499 | -0.049697 | -0.012471 | 4.3851e-05 | 2.7806e-05 | 0.075506 | 0.075506 | 0.075506 | 0.98042 | -0.375 | 0.97947 | -0.39349 | 20.7433
117 | 0.03794 | 0.0095419 | -0.037902 | -0.0095182 | 3.7538e-05 | 2.3649e-05 | 0.057775 | 0.057775 | 0.057775 | 0.97735 | -0.43494 | 0.9763 | -0.45567 | 15.8723
118 | -0.0020292 | -0.00050856 | 0.0020292 | 0.00050835 | 7.313e-08 | -2.0662e-07 | 0.0030974 | 0.0030973 | 0.0030974 | 0.97482 | -0.4847 | 0.97486 | -0.48394 | 0.85094
119 | -0.0046912 | -0.0011755 | 0.0046917 | 0.0011755 | 4.6873e-07 | -3.9966e-09 | 0.0071605 | 0.0071604 | 0.0071605 | 0.97486 | -0.48394 | 0.97497 | -0.48184 | 1.9672
120 | 0.02011 | 0.0050442 | -0.020105 | -0.0050408 | 5.6779e-06 | 3.4298e-06 | 0.030553 | 0.030553 | 0.030553 | 0.97947 | -0.39349 | 0.97917 | -0.39941 | 8.3937
121 | 0.029587 | 0.0074266 | -0.029572 | -0.0074175 | 1.4488e-05 | 9.0319e-06 | 0.044953 | 0.044953 | 0.044953 | 0.97947 | -0.39349 | 0.97895 | -0.40376 | 12.3497
122 | -0.024496 | -0.0061417 | 0.024505 | 0.0061475 | 9.4073e-06 | 5.7934e-06 | 0.03725 | 0.03725 | 0.03725 | 0.97854 | -0.41182 | 0.97895 | -0.40376 | 10.2336
123 | 0.035623 | 0.0089471 | -0.035596 | -0.0089299 | 2.7347e-05 | 1.7193e-05 | 0.054302 | 0.054302 | 0.054302 | 0.9763 | -0.45567 | 0.97548 | -0.47178 | 14.9182
124 | 0.012692 | 0.0031838 | -0.012683 | -0.0031788 | 9.0761e-06 | 5.0034e-06 | 0.019362 | 0.019363 | 0.019363 | 0.97548 | -0.47178 | 0.97472 | -0.48679 | 5.3194
125 | 0.022904 | 0.0057461 | -0.022902 | -0.0057453 | 1.3572e-06 | 8.3159e-07 | 0.03494 | 0.03494 | 0.03494 | 0.97548 | -0.47178 | 0.97541 | -0.47302 | 9.5989
126 | 0.009985 | 0.0025025 | -0.0099849 | -0.0025025 | 1.1296e-07 | 5.6138e-08 | 0.015243 | 0.015243 | 0.015243 | 0.97472 | -0.48679 | 0.9747 | -0.48702 | 4.1877
127 | 0.021391 | 0.0053667 | -0.021382 | -0.0053612 | 8.9953e-06 | 5.476e-06 | 0.032635 | 0.032635 | 0.032635 | 0.97541 | -0.47302 | 0.97497 | -0.48184 | 8.9657
128 | 0.0061231 | 0.0015346 | -0.0061229 | -0.0015345 | 1.5419e-07 | 4.0034e-08 | 0.0093477 | 0.0093477 | 0.0093477 | 0.9747 | -0.48702 | 0.97468 | -0.48755 | 2.5681
129 | 0.016691 | 0.0041857 | -0.016689 | -0.0041846 | 1.8707e-06 | 1.1014e-06 | 0.025475 | 0.025475 | 0.025475 | 0.97497 | -0.48184 | 0.97485 | -0.48419 | 6.9986
130 | 0.017527 | 0.0043946 | -0.017526 | -0.0043943 | 6.3612e-07 | 3.7705e-07 | 0.026635 | 0.026635 | 0.026635 | 0.97917 | -0.39941 | 0.97913 | -0.40018 | 7.3174
131 | 0.013911 | 0.0034882 | -0.013908 | -0.0034865 | 3.0356e-06 | 1.715e-06 | 0.021141 | 0.021141 | 0.021141 | 0.97913 | -0.40018 | 0.9789 | -0.40475 | 5.8081
132 | 0.011235 | 0.0028168 | -0.011233 | -0.0028153 | 2.7188e-06 | 1.4276e-06 | 0.017079 | 0.017079 | 0.017079 | 0.9789 | -0.40475 | 0.97864 | -0.40983 | 4.6921
133 | 0.013053 | 0.0032733 | -0.013047 | -0.0032701 | 5.805e-06 | 3.2293e-06 | 0.019925 | 0.019925 | 0.019925 | 0.97485 | -0.48419 | 0.97437 | -0.49353 | 5.4738
134 | 0.010386 | 0.0026032 | -0.010386 | -0.002603 | 4.2776e-07 | 2.173e-07 | 0.015861 | 0.015861 | 0.015861 | 0.97437 | -0.49353 | 0.97433 | -0.49439 | 4.3575
135 | 0.0080602 | 0.0020201 | -0.0080597 | -0.0020199 | 5.3273e-07 | 2.2419e-07 | 0.01231 | 0.01231 | 0.01231 | 0.97433 | -0.49439 | 0.97426 | -0.49578 | 3.3818
136 | 0.0063715 | 0.0015968 | -0.006371 | -0.0015967 | 4.9842e-07 | 1.4423e-07 | 0.0097314 | 0.0097314 | 0.0097314 | 0.97426 | -0.49578 | 0.97418 | -0.49742 | 2.6735
137 | 0.002546 | 0.00063805 | -0.002546 | -0.00063809 | 2.2974e-08 | -3.573e-08 | 0.0038889 | 0.0038889 | 0.0038889 | 0.97418 | -0.49742 | 0.97417 | -0.49761 | 1.0684
138 | 0.0082791 | 0.0020751 | -0.008278 | -0.0020746 | 1.1576e-06 | 4.9615e-07 | 0.012588 | 0.012589 | 0.012589 | 0.97864 | -0.40983 | 0.97849 | -0.41277 | 3.4584
139 | 0.0048425 | 0.0012136 | -0.0048425 | -0.0012136 | 7.345e-08 | 1.6422e-09 | 0.0073642 | 0.0073642 | 0.0073642 | 0.97849 | -0.41277 | 0.97847 | -0.41309 | 2.0231
140 | 0.0022844 | 0.0005725 | -0.0022844 | -0.00057252 | 1.3652e-08 | -2.915e-08 | 0.003474 | 0.003474 | 0.003474 | 0.97847 | -0.41309 | 0.97847 | -0.41321 | 0.9544

## res_trafo
| p_hv_mw | q_hv_mvar | p_lv_mw | q_lv_mvar | pl_mw | ql_mvar | i_hv_ka | i_lv_ka | vm_hv_pu | va_hv_degree | vm_lv_pu | va_lv_degree | loading_percent
0 | -1.2729e-15 | -1.3162e-15 | 0.00165 | 1.2699e-07 | 0.00165 | 1.2699e-07 | 5.2857e-17 | 0.0023815 | 0.99998 | 149.9956 | 1 | 0 | 0.2619

## res_ext_grid
| p_mw | q_mvar
0 | 0.35529 | 0.091244

## res_load
| p_mw | q_mvar
0 | 0.0033926 | 0.00085028
1 | 0.0018487 | 0.00046333
2 | 0.00071788 | 0.00017992
3 | 0.0040826 | 0.0010232
4 | 0.0022922 | 0.00057447
5 | 0.0032991 | 0.00082684
6 | 0.0019853 | 0.00049755
7 | 0.0023864 | 0.0005981
8 | 0.0071084 | 0.0017815
9 | 0.0064266 | 0.0016107
10 | 0.0034012 | 0.00085242
11 | 0.0058356 | 0.0014625
12 | 0.0033413 | 0.00083742
13 | 0.0067341 | 0.0016877
14 | 0.0028006 | 0.00070189
15 | 0.0052107 | 0.0013059
16 | 0.0051111 | 0.001281
17 | 0.0010583 | 0.00026524
18 | 0.0089239 | 0.0022365
19 | 0.0030336 | 0.00076028
20 | 0.0058099 | 0.0014561
21 | 0.0077437 | 0.0019408
22 | 0.0058094 | 0.001456
23 | 0.0020888 | 0.00052349
24 | 0.00093499 | 0.00023433
25 | 0.033803 | 0.0084719
26 | 0.00038534 | 9.6575e-05
27 | 0.00053486 | 0.00013405
28 | 0.0029019 | 0.00072728
29 | 0.0026394 | 0.00066149
30 | 0.00086055 | 0.00021567
31 | 0.0011013 | 0.00027602
32 | 0.0011006 | 0.00027582
33 | 0.0033398 | 0.00083703
34 | 0.00067346 | 0.00016879
35 | 0.0035682 | 0.00089427
36 | 0.00070816 | 0.00017748
37 | 0.0012078 | 0.0003027
38 | 0.0002789 | 6.9899e-05
39 | 0.0011324 | 0.0002838
40 | 0.0029719 | 0.00074483
41 | 0.0034031 | 0.00085289
42 | 0.0023529 | 0.00058968
43 | 0.0025673 | 0.00064342
44 | 0.002605 | 0.00065288
45 | 0.0029027 | 0.00072747
46 | 0.0039205 | 0.00098256
47 | 0.0037351 | 0.00093612
48 | 0.0034359 | 0.00086113
49 | 0.001518 | 0.00038045
50 | 0.00062792 | 0.00015737
51 | 0.0009464 | 0.00023719
52 | 0.00075023 | 0.00018802
53 | 0.0010022 | 0.00025116
54 | 0.0016566 | 0.0004152
55 | 0.0012542 | 0.00031433
56 | 0.0022824 | 0.00057203
57 | 0.0010298 | 0.00025809
58 | 0.0032254 | 0.00080837
59 | 0.0090354 | 0.0022645
60 | 0.001 | 0.00025064
61 | 0.00053488 | 0.00013405
62 | 0.0010345 | 0.00025926
63 | 0.00062866 | 0.00015756
64 | 0.0004502 | 0.00011283
65 | 0.00062436 | 0.00015648
66 | 0.00045613 | 0.00011432
67 | 0.00058015 | 0.0001454
68 | 0.00044013 | 0.00011031
69 | 0.0031353 | 0.00078578
70 | 0.0032755 | 0.00082091
71 | 0.00064601 | 0.0001619
72 | 0.0018074 | 0.00045299
73 | 0.0058326 | 0.0014618
74 | 0.0010686 | 0.00026782
75 | 0.0056811 | 0.0014238
76 | 0.0044588 | 0.0011175
77 | 0.0011303 | 0.00028328
78 | 0.0048947 | 0.0012267
79 | 0.0032261 | 0.00080854
80 | 0.003697 | 0.00092656
81 | 0.00072242 | 0.00018106
82 | 0.00298 | 0.00074686
83 | 0.00089115 | 0.00022334
84 | 0.00057562 | 0.00014426
85 | 0.00083275 | 0.00020871
86 | 0.0015577 | 0.0003904
87 | 0.0037793 | 0.00094718
88 | 0.0018898 | 0.00047362
89 | 0.0048262 | 0.0012096
90 | 0.0020678 | 0.00051825
91 | 0.0031448 | 0.00078815
92 | 0.0022466 | 0.00056304
93 | 0.0020292 | 0.00050856
94 | 0.002662 | 0.00066715
95 | 0.0068484 | 0.0017164
96 | 0.0050673 | 0.00127
97 | 0.0022787 | 0.00057111
98 | 0.0026984 | 0.00067627
99 | 0.0015108 | 0.00037864
100 | 0.0038618 | 0.00096787
101 | 0.0025781 | 0.00064613
102 | 0.0036152 | 0.00090605
103 | 0.0026722 | 0.00066973
104 | 0.0036361 | 0.00091129
105 | 0.0026608 | 0.00066686
106 | 0.0061229 | 0.0015345
107 | 0.0023256 | 0.00058285
108 | 0.0016882 | 0.00042309
109 | 0.003825 | 0.00095863
110 | 0.002546 | 0.00063809
111 | 0.0029536 | 0.00074024
112 | 0.0034354 | 0.000861
113 | 0.002558 | 0.00064111
114 | 0.0022844 | 0.00057252

## dtypes
| element | column | dtype
0 | bus | name | object
1 | bus | vn_kv | float64
2 | bus | type | object
3 | bus | zone | object
4 | bus | in_service | bool
5 | load | name | object
6 | load | bus | uint32
7 | load | p_mw | float64
8 | load | q_mvar | float64
9 | load | const_z_percent | float64
10 | load | const_i_percent | float64
11 | load | sn_mva | float64
12 | load | scaling | float64
13 | load | in_service | bool
14 | load | type | object
15 | ext_grid | name | object
16 | ext_grid | bus | uint32
17 | ext_grid | vm_pu | float64
18 | ext_grid | va_degree | float64
19 | ext_grid | slack_weight | float64
20 | ext_grid | in_service | bool
21 | line | name | object
22 | line | std_type | object
23 | line | from_bus | uint32
24 | line | to_bus | uint32
25 | line | length_km | float64
26 | line | r_ohm_per_km | float64
27 | line | x_ohm_per_km | float64
28 | line | c_nf_per_km | float64
29 | line | g_us_per_km | float64
30 | line | max_i_ka | float64
31 | line | df | float64
32 | line | parallel | uint32
33 | line | type | object
34 | line | in_service | bool
35 | trafo | name | object
36 | trafo | std_type | object
37 | trafo | hv_bus | uint32
38 | trafo | lv_bus | uint32
39 | trafo | sn_mva | float64
40 | trafo | vn_hv_kv | float64
41 | trafo | vn_lv_kv | float64
42 | trafo | vk_percent | float64
43 | trafo | vkr_percent | float64
44 | trafo | pfe_kw | float64
45 | trafo | i0_percent | float64
46 | trafo | shift_degree | float64
47 | trafo | tap_side | object
48 | trafo | tap_neutral | int32
49 | trafo | tap_min | int32
50 | trafo | tap_max | int32
51 | trafo | tap_step_percent | float64
52 | trafo | tap_step_degree | float64
53 | trafo | tap_pos | int32
54 | trafo | tap_phase_shifter | bool
55 | trafo | parallel | uint32
56 | trafo | df | float64
57 | trafo | in_service | bool
58 | line_geodata | coords | object
59 | bus_geodata | x | float64
60 | bus_geodata | y | float64
61 | bus_geodata | coords | object
62 | res_bus | vm_pu | float64
63 | res_bus | va_degree | float64
64 | res_bus | p_mw | float64
65 | res_bus | q_mvar | float64
66 | res_line | p_from_mw | float64
67 | res_line | q_from_mvar | float64
68 | res_line | p_to_mw | float64
69 | res_line | q_to_mvar | float64
70 | res_line | pl_mw | float64
71 | res_line | ql_mvar | float64
72 | res_line | i_from_ka | float64
73 | res_line | i_to_ka | float64
74 | res_line | i_ka | float64
75 | res_line | vm_from_pu | float64
76 | res_line | va_from_degree | float64
77 | res_line | vm_to_pu | float64
78 | res_line | va_to_degree | float64
79 | res_line | loading_percent | float64
80 | res_trafo | p_hv_mw | float64
81 | res_trafo | q_hv_mvar | float64
82 | res_trafo | p_lv_mw | float64
83 | res_trafo | q_lv_mvar | float64
84 | res_trafo | pl_mw | float64
85 | res_trafo | ql_mvar | float64
86 | res_trafo | i_hv_ka | float64
87 | res_trafo | i_lv_ka | float64
88 | res_trafo | vm_hv_pu | float64
89 | res_trafo | va_hv_degree | float64
90 | res_trafo | vm_lv_pu | float64
91 | res_trafo | va_lv_degree | float64
92 | res_trafo | loading_percent | float64
93 | res_ext_grid | p_mw | float64
94 | res_ext_grid | q_mvar | float64
95 | res_load | p_mw | float64
96 | res_load | q_mvar | float64

## parameters
| version | format_version | converged | OPF_converged | name | f_hz | sn_mva
0 | 2.14.6 | 2.14.0 | TRUE | FALSE |  | 50 | 1