## bus
| name | vn_kv | type | zone | in_service
0 | bus_LV_3236-5_0_5_node_0 | 0.4 | n |  | TRUE
1 | bus_LV_3236-5_0_5_node_1 | 0.4 | n |  | TRUE
2 | bus_LV_3236-5_0_5_node_2 | 0.4 | n |  | TRUE
3 | bus_LV_3236-5_0_5_node_3 | 0.4 | n |  | TRUE
4 | bus_LV_3236-5_0_5_node_4 | 0.4 | n |  | TRUE
5 | bus_LV_3236-5_0_5_node_5 | 0.4 | n |  | TRUE
6 | bus_LV_3236-5_0_5_node_6 | 0.4 | n |  | TRUE
7 | bus_LV_3236-5_0_5_node_22 | 0.4 | n |  | TRUE
8 | bus_LV_3236-5_0_5_node_26 | 0.4 | n |  | TRUE
9 | bus_LV_3236-5_0_5_node_21 | 0.4 | n |  | TRUE
10 | bus_LV_3236-5_0_5_node_7 | 0.4 | n |  | TRUE
11 | bus_LV_3236-5_0_5_node_8 | 0.4 | n |  | TRUE
12 | bus_LV_3236-5_0_5_node_9 | 0.4 | n |  | TRUE
13 | bus_LV_3236-5_0_5_node_10 | 0.4 | n |  | TRUE
14 | bus_LV_3236-5_0_5_node_20 | 0.4 | n |  | TRUE
15 | bus_LV_3236-5_0_5_node_17 | 0.4 | n |  | TRUE
16 | bus_LV_3236-5_0_5_node_11 | 0.4 | n |  | TRUE
17 | bus_LV_3236-5_0_5_node_12 | 0.4 | n |  | TRUE
18 | bus_LV_3236-5_0_5_node_145 | 0.4 | n |  | TRUE
19 | bus_LV_3236-5_0_5_node_98 | 0.4 | n |  | TRUE
20 | bus_LV_3236-5_0_5_node_146 | 0.4 | n |  | TRUE
21 | bus_LV_3236-5_0_5_node_134 | 0.4 | n |  | TRUE
22 | bus_LV_3236-5_0_5_node_99 | 0.4 | n |  | TRUE
23 | bus_LV_3236-5_0_5_node_35 | 0.4 | n |  | TRUE
24 | bus_LV_3236-5_0_5_node_33 | 0.4 | n |  | TRUE
25 | bus_LV_3236-5_0_5_node_13 | 0.4 | n |  | TRUE
26 | bus_LV_3236-5_0_5_node_14 | 0.4 | n |  | TRUE
27 | bus_LV_3236-5_0_5_node_15 | 0.4 | n |  | TRUE
28 | bus_LV_3236-5_0_5_node_16 | 0.4 | n |  | TRUE
29 | bus_LV_3236-5_0_5_node_18 | 0.4 | n |  | TRUE
30 | bus_LV_3236-5_0_5_node_19 | 0.4 | n |  | TRUE
31 | bus_LV_3236-5_0_5_node_25 | 0.4 | n |  | TRUE
32 | bus_LV_3236-5_0_5_node_23 | 0.4 | n |  | TRUE
33 | bus_LV_3236-5_0_5_node_24 | 0.4 | n |  | TRUE
34 | bus_LV_3236-5_0_5_node_170 | 0.4 | n |  | TRUE
35 | bus_LV_3236-5_0_5_node_100 | 0.4 | n |  | TRUE
36 | bus_LV_3236-5_0_5_node_101 | 0.4 | n |  | TRUE
37 | bus_LV_3236-5_0_5_node_27 | 0.4 | n |  | TRUE
38 | bus_LV_3236-5_0_5_node_28 | 0.4 | n |  | TRUE
39 | bus_LV_3236-5_0_5_node_29 | 0.4 | n |  | TRUE
40 | bus_LV_3236-5_0_5_node_44 | 0.4 | n |  | TRUE
41 | bus_LV_3236-5_0_5_node_42 | 0.4 | n |  | TRUE
42 | bus_LV_3236-5_0_5_node_30 | 0.4 | n |  | TRUE
43 | bus_LV_3236-5_0_5_node_31 | 0.4 | n |  | TRUE
44 | bus_LV_3236-5_0_5_node_32 | 0.4 | n |  | TRUE
45 | bus_LV_3236-5_0_5_node_34 | 0.4 | n |  | TRUE
46 | bus_LV_3236-5_0_5_node_36 | 0.4 | n |  | TRUE
47 | bus_LV_3236-5_0_5_node_37 | 0.4 | n |  | TRUE
48 | bus_LV_3236-5_0_5_node_38 | 0.4 | n |  | TRUE
49 | bus_LV_3236-5_0_5_node_40 | 0.4 | n |  | TRUE
50 | bus_LV_3236-5_0_5_node_41 | 0.4 | n |  | TRUE
51 | bus_LV_3236-5_0_5_node_72 | 0.4 | n |  | TRUE
52 | bus_LV_3236-5_0_5_node_48 | 0.4 | n |  | TRUE
53 | bus_LV_3236-5_0_5_node_80 | 0.4 | n |  | TRUE
54 | bus_LV_3236-5_0_5_node_82 | 0.4 | n |  | TRUE
55 | bus_LV_3236-5_0_5_node_78 | 0.4 | n |  | TRUE
56 | bus_LV_3236-5_0_5_node_81 | 0.4 | n |  | TRUE
57 | bus_LV_3236-5_0_5_node_79 | 0.4 | n |  | TRUE
58 | bus_LV_3236-5_0_5_node_83 | 0.4 | n |  | TRUE
59 | bus_LV_3236-5_0_5_node_73 | 0.4 | n |  | TRUE
60 | bus_LV_3236-5_0_5_node_52 | 0.4 | n |  | TRUE
61 | bus_LV_3236-5_0_5_node_46 | 0.4 | n |  | TRUE
62 | bus_LV_3236-5_0_5_node_43 | 0.4 | n |  | TRUE
63 | bus_LV_3236-5_0_5_node_45 | 0.4 | n |  | TRUE
64 | bus_LV_3236-5_0_5_node_47 | 0.4 | n |  | TRUE
65 | bus_LV_3236-5_0_5_node_49 | 0.4 | n |  | TRUE
66 | bus_LV_3236-5_0_5_node_50 | 0.4 | n |  | TRUE
67 | bus_LV_3236-5_0_5_node_51 | 0.4 | n |  | TRUE
68 | bus_LV_3236-5_0_5_node_53 | 0.4 | n |  | TRUE
69 | bus_LV_3236-5_0_5_node_61 | 0.4 | n |  | TRUE
70 | bus_LV_3236-5_0_5_node_59 | 0.4 | n |  | TRUE
71 | bus_LV_3236-5_0_5_node_62 | 0.4 | n |  | TRUE
72 | bus_LV_3236-5_0_5_node_57 | 0.4 | n |  | TRUE
73 | bus_LV_3236-5_0_5_node_54 | 0.4 | n |  | TRUE
74 | bus_LV_3236-5_0_5_node_55 | 0.4 | n |  | TRUE
75 | bus_LV_3236-5_0_5_node_56 | 0.4 | n |  | TRUE
76 | bus_LV_3236-5_0_5_node_58 | 0.4 | n |  | TRUE
77 | bus_LV_3236-5_0_5_node_60 | 0.4 | n |  | TRUE
78 | bus_LV_3236-5_0_5_node_166 | 0.4 | n |  | TRUE
79 | bus_LV_3236-5_0_5_node_63 | 0.4 | n |  | TRUE
80 | bus_LV_3236-5_0_5_node_165 | 0.4 | n |  | TRUE
81 | bus_LV_3236-5_0_5_node_164 | 0.4 | n |  | TRUE
82 | bus_LV_3236-5_0_5_node_64 | 0.4 | n |  | TRUE
83 | bus_LV_3236-5_0_5_node_65 | 0.4 | n |  | TRUE
84 | bus_LV_3236-5_0_5_node_66 | 0.4 | n |  | TRUE
85 | bus_LV_3236-5_0_5_node_67 | 0.4 | n |  | TRUE
86 | bus_LV_3236-5_0_5_node_68 | 0.4 | n |  | TRUE
87 | bus_LV_3236-5_0_5_node_69 | 0.4 | n |  | TRUE
88 | bus_LV_3236-5_0_5_node_70 | 0.4 | n |  | TRUE
89 | bus_LV_3236-5_0_5_node_71 | 0.4 | n |  | TRUE
90 | bus_LV_3236-5_0_5_node_97 | 0.4 | n |  | TRUE
91 | bus_LV_3236-5_0_5_node_87 | 0.4 | n |  | TRUE
92 | bus_LV_3236-5_0_5_node_144 | 0.4 | n |  | TRUE
93 | bus_LV_3236-5_0_5_node_90 | 0.4 | n |  | TRUE
94 | bus_LV_3236-5_0_5_node_85 | 0.4 | n |  | TRUE
95 | bus_LV_3236-5_0_5_node_115 | 0.4 | n |  | TRUE
96 | bus_LV_3236-5_0_5_node_74 | 0.4 | n |  | TRUE
97 | bus_LV_3236-5_0_5_node_75 | 0.4 | n |  | TRUE
98 | bus_LV_3236-5_0_5_node_76 | 0.4 | n |  | TRUE
99 | bus_LV_3236-5_0_5_node_77 | 0.4 | n |  | TRUE
100 | bus_LV_3236-5_0_5_node_113 | 0.4 | n |  | TRUE
101 | bus_LV_3236-5_0_5_node_114 | 0.4 | n |  | TRUE
102 | bus_LV_3236-5_0_5_node_110 | 0.4 | n |  | TRUE
103 | bus_LV_3236-5_0_5_node_147 | 0.4 | n |  | TRUE
104 | bus_LV_3236-5_0_5_node_129 | 0.4 | n |  | TRUE
105 | bus_LV_3236-5_0_5_node_148 | 0.4 | n |  | TRUE
106 | bus_LV_3236-5_0_5_node_111 | 0.4 | n |  | TRUE
107 | bus_LV_3236-5_0_5_node_84 | 0.4 | n |  | TRUE
108 | bus_LV_3236-5_0_5_node_86 | 0.4 | n |  | TRUE
109 | bus_LV_3236-5_0_5_node_88 | 0.4 | n |  | TRUE
110 | bus_LV_3236-5_0_5_node_91 | 0.4 | n |  | TRUE
111 | bus_LV_3236-5_0_5_node_89 | 0.4 | n |  | TRUE
112 | bus_LV_3236-5_0_5_node_151 | 0.4 | n |  | TRUE
113 | bus_LV_3236-5_0_5_node_92 | 0.4 | n |  | TRUE
114 | bus_LV_3236-5_0_5_node_152 | 0.4 | n |  | TRUE
115 | bus_LV_3236-5_0_5_node_93 | 0.4 | n |  | TRUE
116 | bus_LV_3236-5_0_5_node_94 | 0.4 | n |  | TRUE
117 | bus_LV_3236-5_0_5_node_95 | 0.4 | n |  | TRUE
118 | bus_LV_3236-5_0_5_node_96 | 0.4 | n |  | TRUE
119 | bus_LV_3236-5_0_5_node_102 | 0.4 | n |  | TRUE
120 | bus_LV_3236-5_0_5_node_103 | 0.4 | n |  | TRUE
121 | bus_LV_3236-5_0_5_node_104 | 0.4 | n |  | TRUE
122 | bus_LV_3236-5_0_5_node_105 | 0.4 | n |  | TRUE
123 | bus_LV_3236-5_0_5_node_106 | 0.4 | n |  | TRUE
124 | bus_LV_3236-5_0_5_node_107 | 0.4 | n |  | TRUE
125 | bus_LV_3236-5_0_5_node_108 | 0.4 | n |  | TRUE
126 | bus_LV_3236-5_0_5_node_109 | 0.4 | n |  | TRUE
127 | bus_LV_3236-5_0_5_node_117 | 0.4 | n |  | TRUE
128 | bus_LV_3236-5_0_5_node_116 | 0.4 | n |  | TRUE
129 | bus_LV_3236-5_0_5_node_112 | 0.4 | n |  | TRUE
130 | bus_LV_3236-5_0_5_node_150 | 0.4 | n |  | TRUE
131 | bus_LV_3236-5_0_5_node_139 | 0.4 | n |  | TRUE
132 | bus_LV_3236-5_0_5_node_149 | 0.4 | n |  | TRUE
133 | bus_LV_3236-5_0_5_node_143 | 0.4 | n |  | TRUE
134 | bus_LV_3236-5_0_5_node_137 | 0.4 | n |  | TRUE
135 | bus_LV_3236-5_0_5_node_138 | 0.4 | n |  | TRUE
136 | bus_LV_3236-5_0_5_node_127 | 0.4 | n |  | TRUE
137 | bus_LV_3236-5_0_5_node_118 | 0.4 | n |  | TRUE
138 | bus_LV_3236-5_0_5_node_119 | 0.4 | n |  | TRUE
139 | bus_LV_3236-5_0_5_node_120 | 0.4 | n |  | TRUE
140 | bus_LV_3236-5_0_5_node_121 | 0.4 | n |  | TRUE
141 | bus_LV_3236-5_0_5_node_122 | 0.4 | n |  | TRUE
142 | bus_LV_3236-5_0_5_node_123 | 0.4 | n |  | TRUE
143 | bus_LV_3236-5_0_5_node_142 | 0.4 | n |  | TRUE
144 | bus_LV_3236-5_0_5_node_124 | 0.4 | n |  | TRUE
145 | bus_LV_3236-5_0_5_node_128 | 0.4 | n |  | TRUE
146 | bus_LV_3236-5_0_5_node_125 | 0.4 | n |  | TRUE
147 | bus_LV_3236-5_0_5_node_140 | 0.4 | n |  | TRUE
148 | bus_LV_3236-5_0_5_node_130 | 0.4 | n |  | TRUE
149 | bus_LV_3236-5_0_5_node_126 | 0.4 | n |  | TRUE
150 | bus_LV_3236-5_0_5_node_131 | 0.4 | n |  | TRUE
151 | bus_LV_3236-5_0_5_node_167 | 0.4 | n |  | TRUE
152 | bus_LV_3236-5_0_5_node_155 | 0.4 | n |  | TRUE
153 | bus_LV_3236-5_0_5_node_141 | 0.4 | n |  | TRUE
154 | bus_LV_3236-5_0_5_node_132 | 0.4 | n |  | TRUE
155 | bus_LV_3236-5_0_5_node_133 | 0.4 | n |  | TRUE
156 | bus_LV_3236-5_0_5_node_135 | 0.4 | n |  | TRUE
157 | bus_LV_3236-5_0_5_node_136 | 0.4 | n |  | TRUE
158 | bus_LV_3236-5_0_5_node_159 | 0.4 | n |  | TRUE
159 | bus_LV_3236-5_0_5_node_168 | 0.4 | n |  | TRUE
160 | bus_LV_3236-5_0_5_node_156 | 0.4 | n |  | TRUE
161 | bus_LV_3236-5_0_5_node_157 | 0.4 | n |  | TRUE
162 | bus_LV_3236-5_0_5_node_153 | 0.4 | n |  | TRUE
163 | bus_LV_3236-5_0_5_node_158 | 0.4 | n |  | TRUE
164 | bus_LV_3236-5_0_5_node_160 | 0.4 | n |  | TRUE
165 | bus_LV_3236-5_0_5_node_161 | 0.4 | n |  | TRUE
166 | bus_LV_3236-5_0_5_node_162 | 0.4 | n |  | TRUE
167 | bus_LV_3236-5_0_5_node_163 | 0.4 | n |  | TRUE
168 | bus_LV_3236-5_0_5_node_169 | 0.4 | n |  | TRUE
169 | bus_MV_46_0_node_171 | 20 | n |  | TRUE

## load
| name | bus | p_mw | q_mvar | const_z_percent | const_i_percent | sn_mva | scaling | in_service | type
0 | LV_3236-5_0_5_load_0 | 0 | 0.0017265 | 0.0004327 | 0 | 0 |  | 1 | TRUE | wye
1 | LV_3236-5_0_5_load_1 | 1 | 0.0035533 | 0.00089055 | 0 | 0 |  | 1 | TRUE | wye
2 | LV_3236-5_0_5_load_2 | 2 | 0.0015975 | 0.00040036 | 0 | 0 |  | 1 | TRUE | wye
3 | LV_3236-5_0_5_load_4 | 4 | 0.0012852 | 0.0003221 | 0 | 0 |  | 1 | TRUE | wye
4 | LV_3236-5_0_5_load_6 | 6 | 0.0016564 | 0.00041513 | 0 | 0 |  | 1 | TRUE | wye
5 | LV_3236-5_0_5_load_22 | 7 | 0.0006835 | 0.0001713 | 0 | 0 |  | 1 | TRUE | wye
6 | LV_3236-5_0_5_load_26 | 8 | 0.0015588 | 0.00039068 | 0 | 0 |  | 1 | TRUE | wye
7 | LV_3236-5_0_5_load_21 | 9 | 0.0035884 | 0.00089933 | 0 | 0 |  | 1 | TRUE | wye
8 | LV_3236-5_0_5_load_7 | 10 | 0.001665 | 0.0004173 | 0 | 0 |  | 1 | TRUE | wye
9 | LV_3236-5_0_5_load_8 | 11 | 0.0011512 | 0.00028851 | 0 | 0 |  | 1 | TRUE | wye
10 | LV_3236-5_0_5_load_9 | 12 | 0.0011848 | 0.00029695 | 0 | 0 |  | 1 | TRUE | wye
11 | LV_3236-5_0_5_load_20 | 14 | 0.0030595 | 0.00076677 | 0 | 0 |  | 1 | TRUE | wye
12 | LV_3236-5_0_5_load_17 | 15 | 0.0024994 | 0.00062642 | 0 | 0 |  | 1 | TRUE | wye
13 | LV_3236-5_0_5_load_12 | 17 | 0.0014273 | 0.00035773 | 0 | 0 |  | 1 | TRUE | wye
14 | LV_3236-5_0_5_load_98 | 19 | 0.0022553 | 0.00056524 | 0 | 0 |  | 1 | TRUE | wye
15 | LV_3236-5_0_5_load_146 | 20 | 0.00068756 | 0.00017232 | 0 | 0 |  | 1 | TRUE | wye
16 | LV_3236-5_0_5_load_35 | 23 | 0.001713 | 0.00042932 | 0 | 0 |  | 1 | TRUE | wye
17 | LV_3236-5_0_5_load_13 | 25 | 0.0040823 | 0.0010231 | 0 | 0 |  | 1 | TRUE | wye
18 | LV_3236-5_0_5_load_14 | 26 | 0.0019136 | 0.0004796 | 0 | 0 |  | 1 | TRUE | wye
19 | LV_3236-5_0_5_load_15 | 27 | 0.0018395 | 0.00046103 | 0 | 0 |  | 1 | TRUE | wye
20 | LV_3236-5_0_5_load_18 | 29 | 0.0019805 | 0.00049636 | 0 | 0 |  | 1 | TRUE | wye
21 | LV_3236-5_0_5_load_25 | 31 | 0.0036297 | 0.0009097 | 0 | 0 |  | 1 | TRUE | wye
22 | LV_3236-5_0_5_load_23 | 32 | 0.0020634 | 0.00051715 | 0 | 0 |  | 1 | TRUE | wye
23 | LV_3236-5_0_5_load_24 | 33 | 0.0023007 | 0.00057661 | 0 | 0 |  | 1 | TRUE | wye
24 | LV_3236-5_0_5_load_170 | 34 | 0.0014343 | 0.00035948 | 0 | 0 |  | 1 | TRUE | wye
25 | LV_3236-5_0_5_load_100 | 35 | 0.00057179 | 0.0001433 | 0 | 0 |  | 1 | TRUE | wye
26 | LV_3236-5_0_5_load_27 | 37 | 0.001268 | 0.0003178 | 0 | 0 |  | 1 | TRUE | wye
27 | LV_3236-5_0_5_load_44 | 40 | 0.00095961 | 0.0002405 | 0 | 0 |  | 1 | TRUE | wye
28 | LV_3236-5_0_5_load_42 | 41 | 0.00086117 | 0.00021583 | 0 | 0 |  | 1 | TRUE | wye
29 | LV_3236-5_0_5_load_30 | 42 | 0.0014861 | 0.00037245 | 0 | 0 |  | 1 | TRUE | wye
30 | LV_3236-5_0_5_load_31 | 43 | 0.0027368 | 0.00068591 | 0 | 0 |  | 1 | TRUE | wye
31 | LV_3236-5_0_5_load_32 | 44 | 0.0029779 | 0.00074632 | 0 | 0 |  | 1 | TRUE | wye
32 | LV_3236-5_0_5_load_34 | 45 | 0.0014601 | 0.00036595 | 0 | 0 |  | 1 | TRUE | wye
33 | LV_3236-5_0_5_load_38 | 48 | 0.0056054 | 0.0014049 | 0 | 0 |  | 1 | TRUE | wye
34 | LV_3236-5_0_5_load_40 | 49 | 0.0043013 | 0.001078 | 0 | 0 |  | 1 | TRUE | wye
35 | LV_3236-5_0_5_load_72 | 51 | 0.0054144 | 0.001357 | 0 | 0 |  | 1 | TRUE | wye
36 | LV_3236-5_0_5_load_78 | 55 | 0.0031069 | 0.00077866 | 0 | 0 |  | 1 | TRUE | wye
37 | LV_3236-5_0_5_load_81 | 56 | 0.0040915 | 0.0010254 | 0 | 0 |  | 1 | TRUE | wye
38 | LV_3236-5_0_5_load_79 | 57 | 0.00077966 | 0.0001954 | 0 | 0 |  | 1 | TRUE | wye
39 | LV_3236-5_0_5_load_83 | 58 | 0.00083789 | 0.00020999 | 0 | 0 |  | 1 | TRUE | wye
40 | LV_3236-5_0_5_load_73 | 59 | 0.0020648 | 0.00051749 | 0 | 0 |  | 1 | TRUE | wye
41 | LV_3236-5_0_5_load_52 | 60 | 0.004088 | 0.0010246 | 0 | 0 |  | 1 | TRUE | wye
42 | LV_3236-5_0_5_load_43 | 62 | 0.0011955 | 0.00029963 | 0 | 0 |  | 1 | TRUE | wye
43 | LV_3236-5_0_5_load_45 | 63 | 0.00085887 | 0.00021525 | 0 | 0 |  | 1 | TRUE | wye
44 | LV_3236-5_0_5_load_49 | 65 | 0.0054607 | 0.0013686 | 0 | 0 |  | 1 | TRUE | wye
45 | LV_3236-5_0_5_load_50 | 66 | 0.058703 | 0.014712 | 0 | 0 |  | 1 | TRUE | wye
46 | LV_3236-5_0_5_load_51 | 67 | 0.00041954 | 0.00010515 | 0 | 0 |  | 1 | TRUE | wye
47 | LV_3236-5_0_5_load_53 | 68 | 0.0096489 | 0.0024182 | 0 | 0 |  | 1 | TRUE | wye
48 | LV_3236-5_0_5_load_59 | 70 | 0.014177 | 0.003553 | 0 | 0 |  | 1 | TRUE | wye
49 | LV_3236-5_0_5_load_54 | 73 | 0.0011655 | 0.00029211 | 0 | 0 |  | 1 | TRUE | wye
50 | LV_3236-5_0_5_load_56 | 75 | 0.00093785 | 0.00023505 | 0 | 0 |  | 1 | TRUE | wye
51 | LV_3236-5_0_5_load_58 | 76 | 0.014849 | 0.0037215 | 0 | 0 |  | 1 | TRUE | wye
52 | LV_3236-5_0_5_load_60 | 77 | 0.00053602 | 0.00013434 | 0 | 0 |  | 1 | TRUE | wye
53 | LV_3236-5_0_5_load_166 | 78 | 0.00056529 | 0.00014167 | 0 | 0 |  | 1 | TRUE | wye
54 | LV_3236-5_0_5_load_63 | 79 | 0.00053616 | 0.00013437 | 0 | 0 |  | 1 | TRUE | wye
55 | LV_3236-5_0_5_load_165 | 80 | 0.00053542 | 0.00013419 | 0 | 0 |  | 1 | TRUE | wye
56 | LV_3236-5_0_5_load_164 | 81 | 0.00089431 | 0.00022414 | 0 | 0 |  | 1 | TRUE | wye
57 | LV_3236-5_0_5_load_64 | 82 | 0.0021263 | 0.00053291 | 0 | 0 |  | 1 | TRUE | wye
58 | LV_3236-5_0_5_load_65 | 83 | 0.0019536 | 0.00048962 | 0 | 0 |  | 1 | TRUE | wye
59 | LV_3236-5_0_5_load_66 | 84 | 0.0010825 | 0.00027129 | 0 | 0 |  | 1 | TRUE | wye
60 | LV_3236-5_0_5_load_68 | 86 | 0.0017923 | 0.0004492 | 0 | 0 |  | 1 | TRUE | wye
61 | LV_3236-5_0_5_load_70 | 88 | 0.0020014 | 0.00050161 | 0 | 0 |  | 1 | TRUE | wye
62 | LV_3236-5_0_5_load_71 | 89 | 0.0056718 | 0.0014215 | 0 | 0 |  | 1 | TRUE | wye
63 | LV_3236-5_0_5_load_97 | 90 | 0.0019127 | 0.00047936 | 0 | 0 |  | 1 | TRUE | wye
64 | LV_3236-5_0_5_load_144 | 92 | 0.0044168 | 0.001107 | 0 | 0 |  | 1 | TRUE | wye
65 | LV_3236-5_0_5_load_90 | 93 | 0.0028882 | 0.00072385 | 0 | 0 |  | 1 | TRUE | wye
66 | LV_3236-5_0_5_load_85 | 94 | 0.0043828 | 0.0010984 | 0 | 0 |  | 1 | TRUE | wye
67 | LV_3236-5_0_5_load_76 | 98 | 0.0023321 | 0.00058449 | 0 | 0 |  | 1 | TRUE | wye
68 | LV_3236-5_0_5_load_77 | 99 | 0.0013098 | 0.00032827 | 0 | 0 |  | 1 | TRUE | wye
69 | LV_3236-5_0_5_load_114 | 101 | 0.0019801 | 0.00049625 | 0 | 0 |  | 1 | TRUE | wye
70 | LV_3236-5_0_5_load_110 | 102 | 0.0018422 | 0.00046169 | 0 | 0 |  | 1 | TRUE | wye
71 | LV_3236-5_0_5_load_147 | 103 | 0.0050998 | 0.0012781 | 0 | 0 |  | 1 | TRUE | wye
72 | LV_3236-5_0_5_load_148 | 105 | 0.0026825 | 0.0006723 | 0 | 0 |  | 1 | TRUE | wye
73 | LV_3236-5_0_5_load_84 | 107 | 0.0042857 | 0.0010741 | 0 | 0 |  | 1 | TRUE | wye
74 | LV_3236-5_0_5_load_88 | 109 | 0.0011555 | 0.0002896 | 0 | 0 |  | 1 | TRUE | wye
75 | LV_3236-5_0_5_load_91 | 110 | 0.0025868 | 0.00064832 | 0 | 0 |  | 1 | TRUE | wye
76 | LV_3236-5_0_5_load_152 | 114 | 0.0011632 | 0.00029152 | 0 | 0 |  | 1 | TRUE | wye
77 | LV_3236-5_0_5_load_93 | 115 | 0.010737 | 0.0026909 | 0 | 0 |  | 1 | TRUE | wye
78 | LV_3236-5_0_5_load_95 | 117 | 0.0053943 | 0.001352 | 0 | 0 |  | 1 | TRUE | wye
79 | LV_3236-5_0_5_load_96 | 118 | 0.0073064 | 0.0018312 | 0 | 0 |  | 1 | TRUE | wye
80 | LV_3236-5_0_5_load_102 | 119 | 0.0022638 | 0.00056736 | 0 | 0 |  | 1 | TRUE | wye
81 | LV_3236-5_0_5_load_103 | 120 | 0.0044802 | 0.0011228 | 0 | 0 |  | 1 | TRUE | wye
82 | LV_3236-5_0_5_load_104 | 121 | 0.0026487 | 0.00066383 | 0 | 0 |  | 1 | TRUE | wye
83 | LV_3236-5_0_5_load_105 | 122 | 0.0013078 | 0.00032777 | 0 | 0 |  | 1 | TRUE | wye
84 | LV_3236-5_0_5_load_106 | 123 | 0.0026435 | 0.00066252 | 0 | 0 |  | 1 | TRUE | wye
85 | LV_3236-5_0_5_load_107 | 124 | 0.0013827 | 0.00034653 | 0 | 0 |  | 1 | TRUE | wye
86 | LV_3236-5_0_5_load_108 | 125 | 0.0036029 | 0.00090297 | 0 | 0 |  | 1 | TRUE | wye
87 | LV_3236-5_0_5_load_109 | 126 | 0.0033964 | 0.00085123 | 0 | 0 |  | 1 | TRUE | wye
88 | LV_3236-5_0_5_load_116 | 128 | 0.0015147 | 0.00037963 | 0 | 0 |  | 1 | TRUE | wye
89 | LV_3236-5_0_5_load_112 | 129 | 0.0028691 | 0.00071907 | 0 | 0 |  | 1 | TRUE | wye
90 | LV_3236-5_0_5_load_150 | 130 | 0.0051389 | 0.0012879 | 0 | 0 |  | 1 | TRUE | wye
91 | LV_3236-5_0_5_load_149 | 132 | 0.0018365 | 0.00046026 | 0 | 0 |  | 1 | TRUE | wye
92 | LV_3236-5_0_5_load_143 | 133 | 0.0022552 | 0.00056522 | 0 | 0 |  | 1 | TRUE | wye
93 | LV_3236-5_0_5_load_137 | 134 | 0.0011908 | 0.00029843 | 0 | 0 |  | 1 | TRUE | wye
94 | LV_3236-5_0_5_load_138 | 135 | 0.0035068 | 0.0008789 | 0 | 0 |  | 1 | TRUE | wye
95 | LV_3236-5_0_5_load_127 | 136 | 0.0026809 | 0.00067191 | 0 | 0 |  | 1 | TRUE | wye
96 | LV_3236-5_0_5_load_118 | 137 | 0.0047914 | 0.0012008 | 0 | 0 |  | 1 | TRUE | wye
97 | LV_3236-5_0_5_load_120 | 139 | 0.001533 | 0.0003842 | 0 | 0 |  | 1 | TRUE | wye
98 | LV_3236-5_0_5_load_121 | 140 | 0.0035451 | 0.00088849 | 0 | 0 |  | 1 | TRUE | wye
99 | LV_3236-5_0_5_load_123 | 142 | 0.0015613 | 0.00039131 | 0 | 0 |  | 1 | TRUE | wye
100 | LV_3236-5_0_5_load_142 | 143 | 0.002239 | 0.00056114 | 0 | 0 |  | 1 | TRUE | wye
101 | LV_3236-5_0_5_load_125 | 146 | 0.0018978 | 0.00047562 | 0 | 0 |  | 1 | TRUE | wye
102 | LV_3236-5_0_5_load_130 | 148 | 0.0026534 | 0.00066501 | 0 | 0 |  | 1 | TRUE | wye
103 | LV_3236-5_0_5_load_126 | 149 | 0.0012919 | 0.00032378 | 0 | 0 |  | 1 | TRUE | wye
104 | LV_3236-5_0_5_load_131 | 150 | 0.0032882 | 0.00082411 | 0 | 0 |  | 1 | TRUE | wye
105 | LV_3236-5_0_5_load_167 | 151 | 0.0026459 | 0.00066312 | 0 | 0 |  | 1 | TRUE | wye
106 | LV_3236-5_0_5_load_155 | 152 | 0.0063908 | 0.0016017 | 0 | 0 |  | 1 | TRUE | wye
107 | LV_3236-5_0_5_load_141 | 153 | 0.0019109 | 0.00047892 | 0 | 0 |  | 1 | TRUE | wye
108 | LV_3236-5_0_5_load_132 | 154 | 0.010604 | 0.0026577 | 0 | 0 |  | 1 | TRUE | wye
109 | LV_3236-5_0_5_load_136 | 157 | 0.0065281 | 0.0016361 | 0 | 0 |  | 1 | TRUE | wye
110 | LV_3236-5_0_5_load_159 | 158 | 0.0019042 | 0.00047725 | 0 | 0 |  | 1 | TRUE | wye
111 | LV_3236-5_0_5_load_168 | 159 | 0.001728 | 0.00043307 | 0 | 0 |  | 1 | TRUE | wye
112 | LV_3236-5_0_5_load_153 | 162 | 0.0026873 | 0.00067349 | 0 | 0 |  | 1 | TRUE | wye
113 | LV_3236-5_0_5_load_158 | 163 | 0.00099502 | 0.00024938 | 0 | 0 |  | 1 | TRUE | wye
114 | LV_3236-5_0_5_load_160 | 164 | 0.0017776 | 0.00044551 | 0 | 0 |  | 1 | TRUE | wye
115 | LV_3236-5_0_5_load_161 | 165 | 0.00089431 | 0.00022414 | 0 | 0 |  | 1 | TRUE | wye
116 | LV_3236-5_0_5_load_162 | 166 | 0.00089482 | 0.00022426 | 0 | 0 |  | 1 | TRUE | wye
117 | LV_3236-5_0_5_load_163 | 167 | 0.00053542 | 0.00013419 | 0 | 0 |  | 1 | TRUE | wye
118 | LV_3236-5_0_5_load_169 | 168 | 0.012679 | 0.0031778 | 0 | 0 |  | 1 | TRUE | wye

## ext_grid
| name | bus | vm_pu | va_degree | slack_weight | in_service
0 |  | 47 | 1 | 0 | 1 | TRUE

## line
| name | std_type | from_bus | to_bus | length_km | r_ohm_per_km | x_ohm_per_km | c_nf_per_km | g_us_per_km | max_i_ka | df | parallel | type | in_service
0 | LV_3236-5_0_5_line_0 |  | 0 | 1 | 0.012644 | 0.125 | 0.08 | 261 | 0 | 0.364 | 1 | 1 | cs | TRUE
1 | LV_3236-5_0_5_line_1 |  | 0 | 2 | 0.015357 | 0.125 | 0.08 | 261 | 0 | 0.364 | 1 | 1 | cs | TRUE
2 | LV_3236-5_0_5_line_2 |  | 1 | 3 | 0.012951 | 0.125 | 0.08 | 261 | 0 | 0.364 | 1 | 1 | cs | TRUE
3 | LV_3236-5_0_5_line_3 |  | 2 | 4 | 0.00070776 | 0.125 | 0.08 | 261 | 0 | 0.364 | 1 | 1 | cs | TRUE
4 | LV_3236-5_0_5_line_4 |  | 3 | 5 | 0.057529 | 0.125 | 0.08 | 261 | 0 | 0.364 | 1 | 1 | cs | TRUE
5 | LV_3236-5_0_5_line_5 |  | 3 | 6 | 0.0095375 | 0.125 | 0.08 | 261 | 0 | 0.364 | 1 | 1 | cs | TRUE
6 | LV_3236-5_0_5_line_6 |  | 5 | 7 | 0.0071218 | 0.125 | 0.08 | 261 | 0 | 0.364 | 1 | 1 | cs | TRUE
7 | LV_3236-5_0_5_line_7 |  | 6 | 8 | 0.01529 | 0.125 | 0.08 | 261 | 0 | 0.364 | 1 | 1 | cs | TRUE
8 | LV_3236-5_0_5_line_8 |  | 7 | 9 | 0.013691 | 0.125 | 0.08 | 261 | 0 | 0.364 | 1 | 1 | cs | TRUE
9 | LV_3236-5_0_5_line_9 |  | 9 | 13 | 0.011873 | 0.125 | 0.08 | 261 | 0 | 0.364 | 1 | 1 | cs | TRUE
10 | LV_3236-5_0_5_line_10 |  | 10 | 11 | 0.05548 | 0.125 | 0.08 | 261 | 0 | 0.364 | 1 | 1 | cs | TRUE
11 | LV_3236-5_0_5_line_11 |  | 11 | 12 | 0.088153 | 0.125 | 0.08 | 261 | 0 | 0.364 | 1 | 1 | cs | TRUE
12 | LV_3236-5_0_5_line_12 |  | 12 | 13 | 0.010467 | 0.125 | 0.08 | 261 | 0 | 0.364 | 1 | 1 | cs | TRUE
13 | LV_3236-5_0_5_line_13 |  | 13 | 14 | 0.029947 | 0.125 | 0.08 | 261 | 0 | 0.364 | 1 | 1 | cs | TRUE
14 | LV_3236-5_0_5_line_14 |  | 14 | 15 | 0.025491 | 0.125 | 0.08 | 261 | 0 | 0.364 | 1 | 1 | cs | TRUE
15 | LV_3236-5_0_5_line_15 |  | 15 | 27 | 0.028124 | 0.125 | 0.08 | 261 | 0 | 0.364 | 1 | 1 | cs | TRUE
16 | LV_3236-5_0_5_line_16 |  | 16 | 17 | 0.026026 | 0.125 | 0.08 | 261 | 0 | 0.364 | 1 | 3 | cs | TRUE
17 | LV_3236-5_0_5_line_17 |  | 16 | 18 | 0.1532 | 0.125 | 0.08 | 261 | 0 | 0.364 | 1 | 3 | cs | TRUE
18 | LV_3236-5_0_5_line_18 |  | 17 | 19 | 0.012366 | 0.125 | 0.08 | 261 | 0 | 0.364 | 1 | 3 | cs | TRUE
19 | LV_3236-5_0_5_line_19 |  | 18 | 20 | 0.034564 | 0.125 | 0.08 | 261 | 0 | 0.364 | 1 | 3 | cs | TRUE
20 | LV_3236-5_0_5_line_20 |  | 18 | 21 | 0.15598 | 0.125 | 0.08 | 261 | 0 | 0.364 | 1 | 1 | cs | TRUE
21 | LV_3236-5_0_5_line_21 |  | 19 | 22 | 0.012737 | 0.125 | 0.08 | 261 | 0 | 0.364 | 1 | 3 | cs | TRUE
22 | LV_3236-5_0_5_line_22 |  | 20 | 158 | 0.018652 | 0.125 | 0.08 | 261 | 0 | 0.364 | 1 | 3 | cs | TRUE
23 | LV_3236-5_0_5_line_23 |  | 21 | 154 | 0.040385 | 0.125 | 0.08 | 261 | 0 | 0.364 | 1 | 1 | cs | TRUE
24 | LV_3236-5_0_5_line_24 |  | 22 | 35 | 0.049947 | 0.125 | 0.08 | 261 | 0 | 0.364 | 1 | 1 | cs | TRUE
25 | LV_3236-5_0_5_line_25 |  | 22 | 36 | 0.073113 | 0.125 | 0.08 | 261 | 0 | 0.364 | 1 | 3 | cs | TRUE
26 | LV_3236-5_0_5_line_26 |  | 23 | 24 | 0.007356 | 0.125 | 0.08 | 261 | 0 | 0.364 | 1 | 1 | cs | TRUE
27 | LV_3236-5_0_5_line_27 |  | 24 | 43 | 0.011899 | 0.125 | 0.08 | 261 | 0 | 0.364 | 1 | 1 | cs | TRUE
28 | LV_3236-5_0_5_line_28 |  | 25 | 26 | 0.04112 | 0.125 | 0.08 | 261 | 0 | 0.364 | 1 | 1 | cs | TRUE
29 | LV_3236-5_0_5_line_29 |  | 25 | 27 | 0.0095652 | 0.125 | 0.08 | 261 | 0 | 0.364 | 1 | 1 | cs | TRUE
30 | LV_3236-5_0_5_line_30 |  | 26 | 28 | 0.022672 | 0.125 | 0.08 | 261 | 0 | 0.364 | 1 | 1 | cs | TRUE
31 | LV_3236-5_0_5_line_31 |  | 28 | 29 | 0.005544 | 0.125 | 0.08 | 261 | 0 | 0.364 | 1 | 1 | cs | TRUE
32 | LV_3236-5_0_5_line_32 |  | 28 | 30 | 0.010307 | 0.125 | 0.08 | 261 | 0 | 0.364 | 1 | 1 | cs | TRUE
33 | LV_3236-5_0_5_line_33 |  | 30 | 31 | 0.023927 | 0.125 | 0.08 | 261 | 0 | 0.364 | 1 | 1 | cs | TRUE
34 | LV_3236-5_0_5_line_34 |  | 30 | 32 | 0.029548 | 0.125 | 0.08 | 261 | 0 | 0.364 | 1 | 1 | cs | TRUE
35 | LV_3236-5_0_5_line_35 |  | 32 | 33 | 0.060428 | 0.125 | 0.08 | 261 | 0 | 0.364 | 1 | 1 | cs | TRUE
36 | LV_3236-5_0_5_line_36 |  | 33 | 34 | 0.082705 | 0.125 | 0.08 | 261 | 0 | 0.364 | 1 | 2 | cs | TRUE
37 | LV_3236-5_0_5_line_37 |  | 34 | 36 | 0.038229 | 0.125 | 0.08 | 261 | 0 | 0.364 | 1 | 3 | cs | TRUE
38 | LV_3236-5_0_5_line_38 |  | 37 | 38 | 0.018416 | 0.125 | 0.08 | 261 | 0 | 0.364 | 1 | 1 | cs | TRUE
39 | LV_3236-5_0_5_line_39 |  | 38 | 39 | 0.048631 | 0.125 | 0.08 | 261 | 0 | 0.364 | 1 | 1 | cs | TRUE
40 | LV_3236-5_0_5_line_40 |  | 39 | 40 | 0.015787 | 0.125 | 0.08 | 261 | 0 | 0.364 | 1 | 1 | cs | TRUE
41 | LV_3236-5_0_5_line_41 |  | 40 | 41 | 0.013438 | 0.125 | 0.08 | 261 | 0 | 0.364 | 1 | 1 | cs | TRUE
42 | LV_3236-5_0_5_line_42 |  | 41 | 62 | 0.021842 | 0.125 | 0.08 | 261 | 0 | 0.364 | 1 | 1 | cs | TRUE
43 | LV_3236-5_0_5_line_43 |  | 42 | 43 | 0.0039842 | 0.125 | 0.08 | 261 | 0 | 0.364 | 1 | 1 | cs | TRUE
44 | LV_3236-5_0_5_line_44 |  | 42 | 44 | 0.021719 | 0.125 | 0.08 | 261 | 0 | 0.364 | 1 | 1 | cs | TRUE
45 | LV_3236-5_0_5_line_45 |  | 44 | 45 | 0.031687 | 0.125 | 0.08 | 261 | 0 | 0.364 | 1 | 1 | cs | TRUE
46 | LV_3236-5_0_5_line_46 |  | 45 | 46 | 0.075996 | 0.125 | 0.08 | 261 | 0 | 0.364 | 1 | 1 | cs | TRUE
47 | LV_3236-5_0_5_line_47 |  | 46 | 47 | 0.063746 | 0.125 | 0.08 | 261 | 0 | 0.364 | 1 | 2 | cs | TRUE
48 | LV_3236-5_0_5_line_48 |  | 46 | 48 | 0.030115 | 0.125 | 0.08 | 261 | 0 | 0.364 | 1 | 1 | cs | TRUE
49 | LV_3236-5_0_5_line_49 |  | 47 | 49 | 0.038337 | 0.125 | 0.08 | 261 | 0 | 0.364 | 1 | 3 | cs | TRUE
50 | LV_3236-5_0_5_line_50 |  | 48 | 50 | 0.021012 | 0.125 | 0.08 | 261 | 0 | 0.364 | 1 | 1 | cs | TRUE
51 | LV_3236-5_0_5_line_51 |  | 49 | 51 | 0.0092447 | 0.125 | 0.08 | 261 | 0 | 0.364 | 1 | 3 | cs | TRUE
52 | LV_3236-5_0_5_line_52 |  | 50 | 52 | 0.002941 | 0.125 | 0.08 | 261 | 0 | 0.364 | 1 | 1 | cs | TRUE
53 | LV_3236-5_0_5_line_53 |  | 51 | 59 | 0.00072407 | 0.125 | 0.08 | 261 | 0 | 0.364 | 1 | 3 | cs | TRUE
54 | LV_3236-5_0_5_line_54 |  | 52 | 60 | 0.0052868 | 0.125 | 0.08 | 261 | 0 | 0.364 | 1 | 1 | cs | TRUE
55 | LV_3236-5_0_5_line_55 |  | 52 | 61 | 0.049218 | 0.125 | 0.08 | 261 | 0 | 0.364 | 1 | 1 | cs | TRUE
56 | LV_3236-5_0_5_line_56 |  | 53 | 54 | 0.036586 | 0.125 | 0.08 | 261 | 0 | 0.364 | 1 | 1 | cs | TRUE
57 | LV_3236-5_0_5_line_57 |  | 53 | 55 | 0.0085533 | 0.125 | 0.08 | 261 | 0 | 0.364 | 1 | 1 | cs | TRUE
58 | LV_3236-5_0_5_line_58 |  | 54 | 58 | 0.0074307 | 0.125 | 0.08 | 261 | 0 | 0.364 | 1 | 1 | cs | TRUE
59 | LV_3236-5_0_5_line_59 |  | 55 | 57 | 0.029942 | 0.125 | 0.08 | 261 | 0 | 0.364 | 1 | 1 | cs | TRUE
60 | LV_3236-5_0_5_line_60 |  | 56 | 57 | 0.030664 | 0.125 | 0.08 | 261 | 0 | 0.364 | 1 | 1 | cs | TRUE
61 | LV_3236-5_0_5_line_61 |  | 58 | 67 | 0.021275 | 0.125 | 0.08 | 261 | 0 | 0.364 | 1 | 1 | cs | TRUE
62 | LV_3236-5_0_5_line_62 |  | 59 | 96 | 0.012447 | 0.125 | 0.08 | 261 | 0 | 0.364 | 1 | 3 | cs | TRUE
63 | LV_3236-5_0_5_line_63 |  | 60 | 69 | 0.013781 | 0.125 | 0.08 | 261 | 0 | 0.364 | 1 | 1 | cs | TRUE
64 | LV_3236-5_0_5_line_64 |  | 61 | 64 | 0.031484 | 0.125 | 0.08 | 261 | 0 | 0.364 | 1 | 1 | cs | TRUE
65 | LV_3236-5_0_5_line_65 |  | 61 | 65 | 0.016125 | 0.125 | 0.08 | 261 | 0 | 0.364 | 1 | 1 | cs | TRUE
66 | LV_3236-5_0_5_line_66 |  | 61 | 63 | 0.065242 | 0.125 | 0.08 | 261 | 0 | 0.364 | 1 | 1 | cs | TRUE
67 | LV_3236-5_0_5_line_67 |  | 62 | 63 | 0.019483 | 0.125 | 0.08 | 261 | 0 | 0.364 | 1 | 1 | cs | TRUE
68 | LV_3236-5_0_5_line_68 |  | 64 | 66 | 0.046807 | 0.125 | 0.08 | 261 | 0 | 0.364 | 1 | 1 | cs | TRUE
69 | LV_3236-5_0_5_line_69 |  | 64 | 67 | 0.0090196 | 0.125 | 0.08 | 261 | 0 | 0.364 | 1 | 1 | cs | TRUE
70 | LV_3236-5_0_5_line_70 |  | 65 | 68 | 0.029635 | 0.125 | 0.08 | 261 | 0 | 0.364 | 1 | 1 | cs | TRUE
71 | LV_3236-5_0_5_line_71 |  | 68 | 70 | 0.034452 | 0.125 | 0.08 | 261 | 0 | 0.364 | 1 | 1 | cs | TRUE
72 | LV_3236-5_0_5_line_72 |  | 69 | 71 | 0.049723 | 0.125 | 0.08 | 261 | 0 | 0.364 | 1 | 1 | cs | TRUE
73 | LV_3236-5_0_5_line_73 |  | 70 | 72 | 0.027571 | 0.125 | 0.08 | 261 | 0 | 0.364 | 1 | 1 | cs | TRUE
74 | LV_3236-5_0_5_line_74 |  | 71 | 79 | 0.016452 | 0.125 | 0.08 | 261 | 0 | 0.364 | 1 | 1 | cs | TRUE
75 | LV_3236-5_0_5_line_75 |  | 72 | 74 | 0.032222 | 0.125 | 0.08 | 261 | 0 | 0.364 | 1 | 1 | cs | TRUE
76 | LV_3236-5_0_5_line_76 |  | 73 | 74 | 0.031581 | 0.125 | 0.08 | 261 | 0 | 0.364 | 1 | 1 | cs | TRUE
77 | LV_3236-5_0_5_line_77 |  | 73 | 75 | 0.0099743 | 0.125 | 0.08 | 261 | 0 | 0.364 | 1 | 1 | cs | TRUE
78 | LV_3236-5_0_5_line_78 |  | 74 | 76 | 0.010781 | 0.125 | 0.08 | 261 | 0 | 0.364 | 1 | 1 | cs | TRUE
79 | LV_3236-5_0_5_line_79 |  | 76 | 77 | 0.0074903 | 0.125 | 0.08 | 261 | 0 | 0.364 | 1 | 1 | cs | TRUE
80 | LV_3236-5_0_5_line_80 |  | 77 | 78 | 0.0093749 | 0.125 | 0.08 | 261 | 0 | 0.364 | 1 | 1 | cs | TRUE
81 | LV_3236-5_0_5_line_81 |  | 79 | 80 | 0.012462 | 0.125 | 0.08 | 261 | 0 | 0.364 | 1 | 1 | cs | TRUE
82 | LV_3236-5_0_5_line_82 |  | 80 | 81 | 0.0076832 | 0.125 | 0.08 | 261 | 0 | 0.364 | 1 | 1 | cs | TRUE
83 | LV_3236-5_0_5_line_83 |  | 81 | 167 | 0.0064992 | 0.125 | 0.08 | 261 | 0 | 0.364 | 1 | 1 | cs | TRUE
84 | LV_3236-5_0_5_line_84 |  | 82 | 83 | 0.026521 | 0.125 | 0.08 | 261 | 0 | 0.364 | 1 | 1 | cs | TRUE
85 | LV_3236-5_0_5_line_85 |  | 82 | 84 | 0.023249 | 0.125 | 0.08 | 261 | 0 | 0.364 | 1 | 1 | cs | TRUE
86 | LV_3236-5_0_5_line_86 |  | 83 | 85 | 0.037589 | 0.125 | 0.08 | 261 | 0 | 0.364 | 1 | 1 | cs | TRUE
87 | LV_3236-5_0_5_line_87 |  | 84 | 86 | 0.003398 | 0.125 | 0.08 | 261 | 0 | 0.364 | 1 | 1 | cs | TRUE
88 | LV_3236-5_0_5_line_88 |  | 85 | 87 | 0.009196 | 0.125 | 0.08 | 261 | 0 | 0.364 | 1 | 1 | cs | TRUE
89 | LV_3236-5_0_5_line_89 |  | 85 | 88 | 0.014662 | 0.125 | 0.08 | 261 | 0 | 0.364 | 1 | 1 | cs | TRUE
90 | LV_3236-5_0_5_line_90 |  | 86 | 89 | 0.017117 | 0.125 | 0.08 | 261 | 0 | 0.364 | 1 | 1 | cs | TRUE
91 | LV_3236-5_0_5_line_91 |  | 87 | 90 | 0.012594 | 0.125 | 0.08 | 261 | 0 | 0.364 | 1 | 1 | cs | TRUE
92 | LV_3236-5_0_5_line_92 |  | 87 | 91 | 0.013459 | 0.125 | 0.08 | 261 | 0 | 0.364 | 1 | 1 | cs | TRUE
93 | LV_3236-5_0_5_line_93 |  | 88 | 92 | 0.03199 | 0.125 | 0.08 | 261 | 0 | 0.364 | 1 | 1 | cs | TRUE
94 | LV_3236-5_0_5_line_94 |  | 91 | 93 | 0.048423 | 0.125 | 0.08 | 261 | 0 | 0.364 | 1 | 1 | cs | TRUE
95 | LV_3236-5_0_5_line_95 |  | 91 | 94 | 0.079301 | 0.125 | 0.08 | 261 | 0 | 0.364 | 1 | 1 | cs | TRUE
96 | LV_3236-5_0_5_line_96 |  | 92 | 95 | 0.013789 | 0.125 | 0.08 | 261 | 0 | 0.364 | 1 | 1 | cs | TRUE
97 | LV_3236-5_0_5_line_97 |  | 93 | 113 | 0.015298 | 0.125 | 0.08 | 261 | 0 | 0.364 | 1 | 1 | cs | TRUE
98 | LV_3236-5_0_5_line_98 |  | 94 | 107 | 0.03177 | 0.125 | 0.08 | 261 | 0 | 0.364 | 1 | 1 | cs | TRUE
99 | LV_3236-5_0_5_line_99 |  | 95 | 105 | 0.036058 | 0.125 | 0.08 | 261 | 0 | 0.364 | 1 | 1 | cs | TRUE
100 | LV_3236-5_0_5_line_100 |  | 95 | 98 | 0.04062 | 0.125 | 0.08 | 261 | 0 | 0.364 | 1 | 1 | cs | TRUE
101 | LV_3236-5_0_5_line_101 |  | 96 | 97 | 0.05352 | 0.125 | 0.08 | 261 | 0 | 0.364 | 1 | 3 | cs | TRUE
102 | LV_3236-5_0_5_line_102 |  | 96 | 98 | 0.019653 | 0.125 | 0.08 | 261 | 0 | 0.364 | 1 | 1 | cs | TRUE
103 | LV_3236-5_0_5_line_103 |  | 96 | 99 | 0.015638 | 0.125 | 0.08 | 261 | 0 | 0.364 | 1 | 1 | cs | TRUE
104 | LV_3236-5_0_5_line_104 |  | 97 | 100 | 0.008618 | 0.125 | 0.08 | 261 | 0 | 0.364 | 1 | 3 | cs | TRUE
105 | LV_3236-5_0_5_line_105 |  | 97 | 101 | 0.068908 | 0.125 | 0.08 | 261 | 0 | 0.364 | 1 | 1 | cs | TRUE
106 | LV_3236-5_0_5_line_106 |  | 99 | 102 | 0.025308 | 0.125 | 0.08 | 261 | 0 | 0.364 | 1 | 1 | cs | TRUE
107 | LV_3236-5_0_5_line_107 |  | 100 | 103 | 0.019474 | 0.125 | 0.08 | 261 | 0 | 0.364 | 1 | 1 | cs | TRUE
108 | LV_3236-5_0_5_line_108 |  | 100 | 104 | 0.047551 | 0.125 | 0.08 | 261 | 0 | 0.364 | 1 | 3 | cs | TRUE
109 | LV_3236-5_0_5_line_109 |  | 102 | 106 | 0.034768 | 0.125 | 0.08 | 261 | 0 | 0.364 | 1 | 1 | cs | TRUE
110 | LV_3236-5_0_5_line_110 |  | 103 | 130 | 0.021066 | 0.125 | 0.08 | 261 | 0 | 0.364 | 1 | 1 | cs | TRUE
111 | LV_3236-5_0_5_line_111 |  | 104 | 134 | 0.027996 | 0.125 | 0.08 | 261 | 0 | 0.364 | 1 | 1 | cs | TRUE
112 | LV_3236-5_0_5_line_112 |  | 104 | 135 | 0.036507 | 0.125 | 0.08 | 261 | 0 | 0.364 | 1 | 3 | cs | TRUE
113 | LV_3236-5_0_5_line_113 |  | 104 | 136 | 0.017741 | 0.125 | 0.08 | 261 | 0 | 0.364 | 1 | 1 | cs | TRUE
114 | LV_3236-5_0_5_line_114 |  | 104 | 131 | 0.027172 | 0.125 | 0.08 | 261 | 0 | 0.364 | 1 | 1 | cs | TRUE
115 | LV_3236-5_0_5_line_115 |  | 106 | 129 | 0.016829 | 0.125 | 0.08 | 261 | 0 | 0.364 | 1 | 1 | cs | TRUE
116 | LV_3236-5_0_5_line_116 |  | 107 | 108 | 0.016129 | 0.125 | 0.08 | 261 | 0 | 0.364 | 1 | 1 | cs | TRUE
117 | LV_3236-5_0_5_line_117 |  | 108 | 109 | 0.0033317 | 0.125 | 0.08 | 261 | 0 | 0.364 | 1 | 1 | cs | TRUE
118 | LV_3236-5_0_5_line_118 |  | 109 | 110 | 0.012298 | 0.125 | 0.08 | 261 | 0 | 0.364 | 1 | 1 | cs | TRUE
119 | LV_3236-5_0_5_line_119 |  | 110 | 111 | 0.023657 | 0.125 | 0.08 | 261 | 0 | 0.364 | 1 | 1 | cs | TRUE
120 | LV_3236-5_0_5_line_120 |  | 111 | 112 | 0.004313 | 0.125 | 0.08 | 261 | 0 | 0.364 | 1 | 1 | cs | TRUE
121 | LV_3236-5_0_5_line_121 |  | 112 | 114 | 0.0067318 | 0.125 | 0.08 | 261 | 0 | 0.364 | 1 | 1 | cs | TRUE
122 | LV_3236-5_0_5_line_122 |  | 113 | 115 | 0.03557 | 0.125 | 0.08 | 261 | 0 | 0.364 | 1 | 1 | cs | TRUE
123 | LV_3236-5_0_5_line_123 |  | 113 | 116 | 0.003359 | 0.125 | 0.08 | 261 | 0 | 0.364 | 1 | 1 | cs | TRUE
124 | LV_3236-5_0_5_line_124 |  | 114 | 162 | 0.0088071 | 0.125 | 0.08 | 261 | 0 | 0.364 | 1 | 1 | cs | TRUE
125 | LV_3236-5_0_5_line_125 |  | 115 | 117 | 0.024713 | 0.125 | 0.08 | 261 | 0 | 0.364 | 1 | 1 | cs | TRUE
126 | LV_3236-5_0_5_line_126 |  | 116 | 118 | 0.017079 | 0.125 | 0.08 | 261 | 0 | 0.364 | 1 | 1 | cs | TRUE
127 | LV_3236-5_0_5_line_127 |  | 117 | 119 | 0.011122 | 0.125 | 0.08 | 261 | 0 | 0.364 | 1 | 1 | cs | TRUE
128 | LV_3236-5_0_5_line_128 |  | 119 | 120 | 0.014731 | 0.125 | 0.08 | 261 | 0 | 0.364 | 1 | 1 | cs | TRUE
129 | LV_3236-5_0_5_line_129 |  | 120 | 121 | 0.011503 | 0.125 | 0.08 | 261 | 0 | 0.364 | 1 | 1 | cs | TRUE
130 | LV_3236-5_0_5_line_130 |  | 121 | 122 | 0.019091 | 0.125 | 0.08 | 261 | 0 | 0.364 | 1 | 1 | cs | TRUE
131 | LV_3236-5_0_5_line_131 |  | 122 | 123 | 0.013947 | 0.125 | 0.08 | 261 | 0 | 0.364 | 1 | 1 | cs | TRUE
132 | LV_3236-5_0_5_line_132 |  | 123 | 124 | 0.0064614 | 0.125 | 0.08 | 261 | 0 | 0.364 | 1 | 1 | cs | TRUE
133 | LV_3236-5_0_5_line_133 |  | 124 | 125 | 0.021363 | 0.125 | 0.08 | 261 | 0 | 0.364 | 1 | 1 | cs | TRUE
134 | LV_3236-5_0_5_line_134 |  | 125 | 126 | 0.023394 | 0.125 | 0.08 | 261 | 0 | 0.364 | 1 | 1 | cs | TRUE
135 | LV_3236-5_0_5_line_135 |  | 126 | 127 | 0.043931 | 0.125 | 0.08 | 261 | 0 | 0.364 | 1 | 1 | cs | TRUE
136 | LV_3236-5_0_5_line_136 |  | 127 | 128 | 0.019178 | 0.125 | 0.08 | 261 | 0 | 0.364 | 1 | 1 | cs | TRUE
137 | LV_3236-5_0_5_line_137 |  | 131 | 132 | 0.029043 | 0.125 | 0.08 | 261 | 0 | 0.364 | 1 | 1 | cs | TRUE
138 | LV_3236-5_0_5_line_138 |  | 131 | 133 | 0.025478 | 0.125 | 0.08 | 261 | 0 | 0.364 | 1 | 1 | cs | TRUE
139 | LV_3236-5_0_5_line_139 |  | 133 | 153 | 0.023575 | 0.125 | 0.08 | 261 | 0 | 0.364 | 1 | 1 | cs | TRUE
140 | LV_3236-5_0_5_line_140 |  | 134 | 151 | 0.00094085 | 0.125 | 0.08 | 261 | 0 | 0.364 | 1 | 1 | cs | TRUE
141 | LV_3236-5_0_5_line_141 |  | 135 | 152 | 0.025126 | 0.125 | 0.08 | 261 | 0 | 0.364 | 1 | 3 | cs | TRUE
142 | LV_3236-5_0_5_line_142 |  | 136 | 149 | 0.026163 | 0.125 | 0.08 | 261 | 0 | 0.364 | 1 | 1 | cs | TRUE
143 | LV_3236-5_0_5_line_143 |  | 137 | 138 | 0.0031962 | 0.125 | 0.08 | 261 | 0 | 0.364 | 1 | 1 | cs | TRUE
144 | LV_3236-5_0_5_line_144 |  | 137 | 139 | 0.029035 | 0.125 | 0.08 | 261 | 0 | 0.364 | 1 | 1 | cs | TRUE
145 | LV_3236-5_0_5_line_145 |  | 138 | 140 | 0.009362 | 0.125 | 0.08 | 261 | 0 | 0.364 | 1 | 1 | cs | TRUE
146 | LV_3236-5_0_5_line_146 |  | 138 | 141 | 0.01652 | 0.125 | 0.08 | 261 | 0 | 0.364 | 1 | 1 | cs | TRUE
147 | LV_3236-5_0_5_line_147 |  | 141 | 142 | 0.087973 | 0.125 | 0.08 | 261 | 0 | 0.364 | 1 | 1 | cs | TRUE
148 | LV_3236-5_0_5_line_148 |  | 142 | 143 | 0.029085 | 0.125 | 0.08 | 261 | 0 | 0.364 | 1 | 1 | cs | TRUE
149 | LV_3236-5_0_5_line_149 |  | 143 | 147 | 0.025999 | 0.125 | 0.08 | 261 | 0 | 0.364 | 1 | 1 | cs | TRUE
150 | LV_3236-5_0_5_line_150 |  | 144 | 145 | 0.032024 | 0.125 | 0.08 | 261 | 0 | 0.364 | 1 | 1 | cs | TRUE
151 | LV_3236-5_0_5_line_151 |  | 144 | 146 | 0.024623 | 0.125 | 0.08 | 261 | 0 | 0.364 | 1 | 1 | cs | TRUE
152 | LV_3236-5_0_5_line_152 |  | 145 | 148 | 0.024915 | 0.125 | 0.08 | 261 | 0 | 0.364 | 1 | 1 | cs | TRUE
153 | LV_3236-5_0_5_line_153 |  | 146 | 149 | 0.0017194 | 0.125 | 0.08 | 261 | 0 | 0.364 | 1 | 1 | cs | TRUE
154 | LV_3236-5_0_5_line_154 |  | 147 | 153 | 0.0030024 | 0.125 | 0.08 | 261 | 0 | 0.364 | 1 | 1 | cs | TRUE
155 | LV_3236-5_0_5_line_155 |  | 147 | 150 | 0.011568 | 0.125 | 0.08 | 261 | 0 | 0.364 | 1 | 1 | cs | TRUE
156 | LV_3236-5_0_5_line_156 |  | 151 | 159 | 0.0039853 | 0.125 | 0.08 | 261 | 0 | 0.364 | 1 | 1 | cs | TRUE
157 | LV_3236-5_0_5_line_157 |  | 152 | 160 | 0.027957 | 0.125 | 0.08 | 261 | 0 | 0.364 | 1 | 3 | cs | TRUE
158 | LV_3236-5_0_5_line_158 |  | 154 | 155 | 0.020781 | 0.125 | 0.08 | 261 | 0 | 0.364 | 1 | 1 | cs | TRUE
159 | LV_3236-5_0_5_line_159 |  | 155 | 156 | 0.10204 | 0.125 | 0.08 | 261 | 0 | 0.364 | 1 | 1 | cs | TRUE
160 | LV_3236-5_0_5_line_160 |  | 156 | 157 | 0.010769 | 0.125 | 0.08 | 261 | 0 | 0.364 | 1 | 1 | cs | TRUE
161 | LV_3236-5_0_5_line_161 |  | 158 | 161 | 0.016674 | 0.125 | 0.08 | 261 | 0 | 0.364 | 1 | 3 | cs | TRUE
162 | LV_3236-5_0_5_line_162 |  | 159 | 168 | 0.015165 | 0.125 | 0.08 | 261 | 0 | 0.364 | 1 | 1 | cs | TRUE
163 | LV_3236-5_0_5_line_163 |  | 160 | 161 | 0.047863 | 0.125 | 0.08 | 261 | 0 | 0.364 | 1 | 3 | cs | TRUE
164 | LV_3236-5_0_5_line_164 |  | 161 | 163 | 0.012002 | 0.125 | 0.08 | 261 | 0 | 0.364 | 1 | 1 | cs | TRUE
165 | LV_3236-5_0_5_line_165 |  | 164 | 165 | 0.015252 | 0.125 | 0.08 | 261 | 0 | 0.364 | 1 | 1 | cs | TRUE
166 | LV_3236-5_0_5_line_166 |  | 164 | 166 | 0.0056206 | 0.125 | 0.08 | 261 | 0 | 0.364 | 1 | 1 | cs | TRUE
167 | LV_3236-5_0_5_line_167 |  | 166 | 167 | 0.013987 | 0.125 | 0.08 | 261 | 0 | 0.364 | 1 | 1 | cs | TRUE

## trafo
| name | std_type | hv_bus | lv_bus | sn_mva | vn_hv_kv | vn_lv_kv | vk_percent | vkr_percent | pfe_kw | i0_percent | shift_degree | tap_side | tap_neutral | tap_min | tap_max | tap_step_percent | tap_step_degree | tap_pos | tap_phase_shifter | parallel | df | in_service
0 | LV_3236-5_0_5_trafo_37 | 0.63 MVA 20/0.4 kV | 169 | 47 | 0.63 | 20 | 0.4 | 6 | 1.206 | 1.65 | 0.2619 | 150 | hv | 0 | -2 | 2 | 2.5 | 0 | 0 | FALSE | 1 | 1 | TRUE

## line_geodata
| x0 | y0 | x1 | y1 | x2 | y2 | x3 | y3 | x4 | y4 | x5 | y5 | x6 | y6 | x7 | y7 | x8 | y8 | x9 | y9 | x10 | y10 | x11 | y11 | x12 | y12
0 | 2765553.3818 | 1257672.416 | 2765554.6685 | 1257669.7172 | 2765563.3193 | 1257674.0018
1 | 2765553.3818 | 1257672.416 | 2765546.7731 | 1257686.2783
2 | 2765574.925 | 1257679.7498 | 2765563.3193 | 1257674.0018
3 | 2765546.4685 | 1257686.9172 | 2765546.7731 | 1257686.2783
4 | 2765606.9353 | 1257631.8947 | 2765574.925 | 1257679.7498
5 | 2765574.925 | 1257679.7498 | 2765570.7677 | 1257688.3336
6 | 2765606.9353 | 1257631.8947 | 2765600.5836 | 1257628.6735
7 | 2765564.1028 | 1257702.095 | 2765570.7677 | 1257688.3336
8 | 2765600.5836 | 1257628.6735 | 2765588.373 | 1257622.4813
9 | 2765577.2878 | 1257618.2621 | 2765586.7151 | 1257621.6405 | 2765588.373 | 1257622.4813
10 | 2765462.7898 | 1257524.5047 | 2765482.3773 | 1257549.5582 | 2765503.6352 | 1257559.9874
11 | 2765575.4563 | 1257608.0666 | 2765573.367 | 1257602.2689 | 2765548.4534 | 1257582.3178 | 2765511.3973 | 1257563.7955 | 2765503.6352 | 1257559.9874
12 | 2765577.2878 | 1257618.2621 | 2765576.9586 | 1257612.2355 | 2765575.4563 | 1257608.0666
13 | 2765577.2878 | 1257618.2621 | 2765563.5252 | 1257616.9314 | 2765547.6262 | 1257619.5915
14 | 2765547.6262 | 1257619.5915 | 2765543.5353 | 1257620.2759 | 2765526.2005 | 1257629.5788 | 2765524.6439 | 1257630.1831
15 | 2765524.6439 | 1257630.1831 | 2765507.68 | 1257636.7686 | 2765497.7555 | 1257636.9968
16 | 2765169.4312 | 1257517.8634 | 2765186.9036 | 1257521.4546 | 2765194.9254 | 1257523.0981
17 | 2765096.2436 | 1257652.4526 | 2765169.4312 | 1257517.8634
18 | 2765207.0395 | 1257525.5819 | 2765204.3162 | 1257525.0221 | 2765194.9254 | 1257523.0981
19 | 2765096.2436 | 1257652.4526 | 2765078.6516 | 1257682.2044
20 | 2765096.2436 | 1257652.4526 | 2764999.2974 | 1257530.2545
21 | 2765219.6249 | 1257527.4629 | 2765211.8932 | 1257526.5796 | 2765207.0395 | 1257525.5819
22 | 2765078.6516 | 1257682.2044 | 2765077.5711 | 1257684.0318 | 2765076.8234 | 1257686.4913 | 2765075.3205 | 1257691.4102 | 2765074.992 | 1257698.8533 | 2765075.0842 | 1257700.2149
23 | 2764999.2974 | 1257530.2545 | 2764982.0422 | 1257527.8044 | 2764960.189 | 1257520.7738
24 | 2765219.6249 | 1257527.4629 | 2765212.3118 | 1257514.5675 | 2765212.8403 | 1257502.6697 | 2765218.2546 | 1257497.3819 | 2765233.5232 | 1257493.9711
25 | 2765219.6249 | 1257527.4629 | 2765223.6937 | 1257527.9325 | 2765232.22 | 1257528.193 | 2765249.7965 | 1257526.7042 | 2765259.7591 | 1257527.4053 | 2765266.8622 | 1257530.2621 | 2765272.162 | 1257536.361 | 2765273.5752 | 1257541.9507 | 2765273.1754 | 1257547.0783 | 2765270.7892 | 1257552.8177
26 | 2765202.914 | 1257687.5764 | 2765196.7496 | 1257683.5335
27 | 2765202.914 | 1257687.5764 | 2765212.838 | 1257694.142
28 | 2765488.1928 | 1257637.2166 | 2765483.46 | 1257637.3255 | 2765475.9959 | 1257635.5149 | 2765452.2983 | 1257619.3156
29 | 2765488.1928 | 1257637.2166 | 2765497.7555 | 1257636.9968
30 | 2765433.5816 | 1257606.5212 | 2765452.2983 | 1257619.3156
31 | 2765429.1011 | 1257603.237 | 2765433.5816 | 1257606.5212
32 | 2765429.6778 | 1257615.7996 | 2765430.2793 | 1257611.5564 | 2765433.5816 | 1257606.5212
33 | 2765429.6778 | 1257615.7996 | 2765427.6455 | 1257630.1914 | 2765428.4703 | 1257639.5465
34 | 2765429.6778 | 1257615.7996 | 2765415.9933 | 1257614.3713 | 2765406.4872 | 1257612.1923 | 2765400.8385 | 1257610.0626
35 | 2765386.5079 | 1257563.3604 | 2765382.3228 | 1257589.9827 | 2765381.5049 | 1257602.7733 | 2765400.8385 | 1257610.0626
36 | 2765386.5079 | 1257563.3604 | 2765304.2107 | 1257571.5595
37 | 2765304.2107 | 1257571.5595 | 2765270.7892 | 1257552.8177
38 | 2765562.5796 | 1257752.8484 | 2765565.8079 | 1257734.718
39 | 2765526.2317 | 1257769.9834 | 2765529.259 | 1257766.6868 | 2765531.9743 | 1257763.4816 | 2765534.1617 | 1257759.4607 | 2765536.3697 | 1257750.6576 | 2765562.5796 | 1257752.8484
40 | 2765526.2317 | 1257769.9834 | 2765518.6914 | 1257768.204 | 2765511.1101 | 1257767.8918 | 2765510.6626 | 1257767.956
41 | 2765497.3606 | 1257769.8646 | 2765510.6626 | 1257767.956
42 | 2765497.3606 | 1257769.8646 | 2765475.7402 | 1257772.9667
43 | 2765212.838 | 1257694.142 | 2765216.1608 | 1257696.3403
44 | 2765234.2743 | 1257708.324 | 2765216.1608 | 1257696.3403
45 | 2765234.2743 | 1257708.324 | 2765245.2358 | 1257715.576 | 2765253.4256 | 1257705.7275 | 2765256.0371 | 1257700.6214
46 | 2765304.6126 | 1257738.302 | 2765300.4725 | 1257729.0545 | 2765293.4159 | 1257724.5416 | 2765284.1755 | 1257720.1456 | 2765278.4446 | 1257716.7932 | 2765276.0583 | 1257712.2774 | 2765275.6435 | 1257703.9014 | 2765272.8847 | 1257698.1405 | 2765266.5264 | 1257694.0142 | 2765261.3675 | 1257694.7599 | 2765256.2748 | 1257700.1567 | 2765256.0371 | 1257700.6214
47 | 2765257.7625 | 1257780.0269 | 2765272.8196 | 1257760.6713 | 2765282.4513 | 1257751.0634 | 2765293.4996 | 1257743.1413 | 2765304.6126 | 1257738.302
48 | 2765304.6126 | 1257738.302 | 2765316.331 | 1257735.5597 | 2765334.3785 | 1257734.4737
49 | 2765257.7625 | 1257780.0269 | 2765236.0339 | 1257811.612
50 | 2765355.3319 | 1257736.0494 | 2765334.3785 | 1257734.4737
51 | 2765230.7942 | 1257819.2284 | 2765236.0339 | 1257811.612
52 | 2765358.2811 | 1257736.0763 | 2765355.3319 | 1257736.0494
53 | 2765230.3838 | 1257819.825 | 2765230.7942 | 1257819.2284
54 | 2765358.2811 | 1257736.0763 | 2765363.5516 | 1257736.492
55 | 2765358.2811 | 1257736.0763 | 2765362.0287 | 1257743.7112 | 2765368.5753 | 1257752.9705 | 2765380.7173 | 1257763.6766 | 2765391.4942 | 1257771.3969
56 | 2765345.5316 | 1257823.1898 | 2765321.8153 | 1257851.1014
57 | 2765321.8153 | 1257851.1014 | 2765317.0318 | 1257858.192
58 | 2765345.5316 | 1257823.1898 | 2765350.4633 | 1257817.6316
59 | 2765298.9231 | 1257876.6542 | 2765302.9095 | 1257879.1252 | 2765317.0318 | 1257858.192
60 | 2765298.9231 | 1257876.6542 | 2765288.7594 | 1257870.3542 | 2765283.6526 | 1257864.3831 | 2765282.5138 | 1257859.2348 | 2765285.0951 | 1257854.2914
61 | 2765364.5835 | 1257801.7173 | 2765350.4633 | 1257817.6316
62 | 2765221.9823 | 1257829.0021 | 2765230.1198 | 1257820.2088 | 2765230.3838 | 1257819.825
63 | 2765377.29 | 1257737.5755 | 2765363.5516 | 1257736.492
64 | 2765391.4942 | 1257771.3969 | 2765370.5696 | 1257794.9706
65 | 2765391.4942 | 1257771.3969 | 2765404.0019 | 1257781.5743
66 | 2765391.4942 | 1257771.3969 | 2765398.9978 | 1257769.905 | 2765456.4126 | 1257774.4122
67 | 2765475.7402 | 1257772.9667 | 2765462.3936 | 1257774.8818 | 2765456.4126 | 1257774.4122
68 | 2765329.2493 | 1257772.7486 | 2765358.1512 | 1257788.4835 | 2765365.3353 | 1257792.2103 | 2765370.5696 | 1257794.9706
69 | 2765370.5696 | 1257794.9706 | 2765364.5835 | 1257801.7173
70 | 2765404.0019 | 1257781.5743 | 2765415.6021 | 1257791.0134 | 2765422.8711 | 1257803.7674
71 | 2765434.1211 | 1257836.2367 | 2765429.0206 | 1257819.1959 | 2765424.9946 | 1257807.4932 | 2765422.8711 | 1257803.7674
72 | 2765427.0065 | 1257741.502 | 2765377.29 | 1257737.5755
73 | 2765442.0268 | 1257862.6496 | 2765434.1211 | 1257836.2367
74 | 2765427.0065 | 1257741.502 | 2765427.7904 | 1257733.4377 | 2765432.474 | 1257726.5256
75 | 2765410.4732 | 1257867.562 | 2765423.6597 | 1257863.0368 | 2765442.0268 | 1257862.6496
76 | 2765410.4732 | 1257867.562 | 2765403.2791 | 1257873.3671 | 2765398.959 | 1257879.197 | 2765393.9258 | 1257888.3994 | 2765392.0062 | 1257892.5711
77 | 2765387.8368 | 1257901.6321 | 2765392.0062 | 1257892.5711
78 | 2765410.4732 | 1257867.562 | 2765402.1311 | 1257860.7328 | 2765402.1311 | 1257860.7328
79 | 2765395.4028 | 1257857.4413 | 2765402.1311 | 1257860.7328
80 | 2765386.4799 | 1257860.3173 | 2765395.4028 | 1257857.4413
81 | 2765432.474 | 1257726.5256 | 2765433.0789 | 1257725.6328 | 2765443.8946 | 1257722.0833
82 | 2765451.3756 | 1257721.1437 | 2765447.5699 | 1257720.8772 | 2765443.8946 | 1257722.0833
83 | 2765451.3756 | 1257721.1437 | 2765457.8589 | 1257721.5979
84 | 2765260.3479 | 1257879.3087 | 2765251.9361 | 1257874.3193 | 2765242.9196 | 1257888.4241
85 | 2765260.3479 | 1257879.3087 | 2765272.4422 | 1257886.4823 | 2765267.9638 | 1257894.5039
86 | 2765222.6739 | 1257920.0952 | 2765242.9196 | 1257888.4241
87 | 2765266.3075 | 1257897.4708 | 2765267.9638 | 1257894.5039
88 | 2765222.6739 | 1257920.0952 | 2765228.557 | 1257927.178
89 | 2765222.6739 | 1257920.0952 | 2765213.1423 | 1257911.5535 | 2765211.7149 | 1257910.3559
90 | 2765257.9635 | 1257912.4166 | 2765266.3075 | 1257897.4708
91 | 2765239.8838 | 1257924.1243 | 2765233.8871 | 1257928.1278 | 2765228.557 | 1257927.178
92 | 2765231.5973 | 1257939.8762 | 2765231.5461 | 1257937.9283 | 2765230.9044 | 1257931.1922 | 2765230.3173 | 1257929.2515 | 2765228.557 | 1257927.178
93 | 2765192.29 | 1257885.5774 | 2765192.994 | 1257887.933 | 2765197.162 | 1257895.6463 | 2765204.613 | 1257904.3968 | 2765211.7149 | 1257910.3559
94 | 2765231.5973 | 1257939.8762 | 2765230.2149 | 1257941.8286 | 2765225.462 | 1257945.5999 | 2765212.4762 | 1257951.8663 | 2765209.1207 | 1257953.1518 | 2765207.2581 | 1257961.2195 | 2765205.5399 | 1257974.7821
95 | 2765231.5973 | 1257939.8762 | 2765241.2623 | 1257942.293 | 2765251.7312 | 1257943.2084 | 2765265.9226 | 1257952.659 | 2765274.9453 | 1257960.2411 | 2765287.8305 | 1257966.7522 | 2765297.6081 | 1257968.9164 | 2765303.1478 | 1257969.0861
96 | 2765190.2227 | 1257872.0834 | 2765190.2755 | 1257878.8364 | 2765192.29 | 1257885.5774
97 | 2765211.3116 | 1257987.8829 | 2765206.768 | 1257983.8964 | 2765205.3611 | 1257976.1934 | 2765205.5399 | 1257974.7821
98 | 2765332.949 | 1257971.5931 | 2765324.9449 | 1257966.3882 | 2765314.192 | 1257969.4244 | 2765303.1478 | 1257969.0861
99 | 2765185.1895 | 1257906.1455 | 2765187.8851 | 1257900.9375 | 2765188.845 | 1257895.2027 | 2765186.3028 | 1257882.4961 | 2765187.1072 | 1257876.6569 | 2765190.2227 | 1257872.0834
100 | 2765190.2227 | 1257872.0834 | 2765193.7396 | 1257867.4544 | 2765200.566 | 1257861.027 | 2765207.1784 | 1257856.0508 | 2765221.816 | 1257847.1054
101 | 2765221.9823 | 1257829.0021 | 2765211.596 | 1257835.6526 | 2765200.5722 | 1257840.5501 | 2765190.6446 | 1257841.8522 | 2765180.6453 | 1257841.673 | 2765171.5301 | 1257840.0948
102 | 2765221.9823 | 1257829.0021 | 2765225.2074 | 1257835.8994 | 2765225.0511 | 1257841.2228 | 2765221.816 | 1257847.1054
103 | 2765221.9823 | 1257829.0021 | 2765214.6121 | 1257815.2096
104 | 2765163.0337 | 1257838.5116 | 2765171.5301 | 1257840.0948
105 | 2765171.5301 | 1257840.0948 | 2765164.641 | 1257859.0337 | 2765163.1409 | 1257876.5436 | 2765169.3344 | 1257893.8569 | 2765164.9885 | 1257905.8896
106 | 2765214.6121 | 1257815.2096 | 2765202.6846 | 1257792.8888
107 | 2765163.0337 | 1257838.5116 | 2765155.7155 | 1257845.259 | 2765146.3242 | 1257843.6977
108 | 2765163.0337 | 1257838.5116 | 2765141.2568 | 1257834.0216 | 2765131.3706 | 1257833.0337 | 2765120.8829 | 1257834.1312 | 2765119.3664 | 1257829.5396
109 | 2765182.532 | 1257766.0237 | 2765187.0449 | 1257767.6068 | 2765192.7858 | 1257773.5733 | 2765199.1748 | 1257786.3206 | 2765202.6846 | 1257792.8888
110 | 2765125.4429 | 1257842.4004 | 2765134.5678 | 1257841.7431 | 2765146.3242 | 1257843.6977
111 | 2765119.3664 | 1257829.5396 | 2765121.0995 | 1257823.4037 | 2765125.5787 | 1257819.7025 | 2765140.9621 | 1257816.0588
112 | 2765119.3664 | 1257829.5396 | 2765117.8659 | 1257823.2912 | 2765116.47 | 1257793.2425
113 | 2765119.3664 | 1257829.5396 | 2765113.2211 | 1257824.2737 | 2765103.8264 | 1257822.0777
114 | 2765101.1907 | 1257844.1481 | 2765109.562 | 1257838.0529 | 2765120.8829 | 1257834.1312 | 2765119.3664 | 1257829.5396
115 | 2765182.532 | 1257766.0237 | 2765175.128 | 1257763.4143 | 2765166.153 | 1257763.1637
116 | 2765346.8266 | 1257979.7913 | 2765338.5642 | 1257975.2446 | 2765332.949 | 1257971.5931
117 | 2765346.8266 | 1257979.7913 | 2765349.7456 | 1257981.3974
118 | 2765349.7456 | 1257981.3974 | 2765360.5206 | 1257987.3262
119 | 2765377.6895 | 1258003.6007 | 2765360.5206 | 1257987.3262 | 2765360.5206 | 1257987.3262
120 | 2765381.4393 | 1258005.7522 | 2765377.6895 | 1258003.6007
121 | 2765381.4393 | 1258005.7522 | 2765387.8446 | 1258003.681
122 | 2765211.3116 | 1257987.8829 | 2765181.844 | 1257985.4024 | 2765176.0856 | 1257987.0832
123 | 2765212.9651 | 1257990.8099 | 2765211.3116 | 1257987.8829
124 | 2765387.8446 | 1258003.681 | 2765396.2245 | 1258000.9713
125 | 2765151.7687 | 1257982.684 | 2765176.0706 | 1257987.0876 | 2765176.0856 | 1257987.0832
126 | 2765224.6238 | 1257978.2999 | 2765212.9651 | 1257990.8099
127 | 2765151.7687 | 1257982.684 | 2765140.8251 | 1257980.7009
128 | 2765140.8251 | 1257980.7009 | 2765126.3297 | 1257978.0743
129 | 2765126.3297 | 1257978.0743 | 2765118.09 | 1257976.5812 | 2765114.9836 | 1257976.2044
130 | 2765096.0317 | 1257973.9053 | 2765114.9836 | 1257976.2044
131 | 2765082.1863 | 1257972.2256 | 2765096.0317 | 1257973.9053
132 | 2765082.1863 | 1257972.2256 | 2765075.7719 | 1257971.4475
133 | 2765054.6336 | 1257968.3957 | 2765064.8548 | 1257970.1231 | 2765075.7719 | 1257971.4475
134 | 2765054.6336 | 1257968.3957 | 2765031.5666 | 1257964.4974
135 | 2765009.3919 | 1257983.7468 | 2765005.9565 | 1257974.9195 | 2765006.1212 | 1257969.0179 | 2765009.4057 | 1257964.3267 | 2765015.9778 | 1257961.8629 | 2765031.5666 | 1257964.4974
136 | 2765009.3919 | 1257983.7468 | 2765017.4044 | 1257998.3411 | 2765017.848 | 1258000.8308
137 | 2765101.1907 | 1257844.1481 | 2765093.3513 | 1257837.9451 | 2765085.6278 | 1257834.8932 | 2765074.8898 | 1257835.1731
138 | 2765101.1907 | 1257844.1481 | 2765097.394 | 1257846.9117 | 2765083.2432 | 1257862.1318
139 | 2765066.0261 | 1257878.0661 | 2765066.7057 | 1257877.8664 | 2765075.7627 | 1257870.1775 | 2765083.2432 | 1257862.1318
140 | 2765141.8776 | 1257815.842 | 2765141.8776 | 1257815.842 | 2765140.9621 | 1257816.0588
141 | 2765116.47 | 1257793.2425 | 2765116.3014 | 1257789.612 | 2765098.3127 | 1257777.8529
142 | 2765103.8264 | 1257822.0777 | 2765078.3502 | 1257816.1226
143 | 2764974.2817 | 1257826.5471 | 2764977.1263 | 1257828.0043
144 | 2765000.4431 | 1257844.7954 | 2764991.5218 | 1257840.0529 | 2764981.4002 | 1257830.1937 | 2764977.1263 | 1257828.0043
145 | 2764974.2817 | 1257826.5471 | 2764975.5999 | 1257835.8158
146 | 2764959.3786 | 1257819.3242 | 2764974.2817 | 1257826.5471
147 | 2764959.3786 | 1257819.3242 | 2764956.6881 | 1257827.6024 | 2764956.244 | 1257833.7854 | 2764956.7658 | 1257839.962 | 2764957.7928 | 1257844.5288 | 2764959.3518 | 1257848.9546 | 2764961.4149 | 1257853.161 | 2764964.1682 | 1257856.697 | 2764967.4398 | 1257859.7692 | 2764971.1492 | 1257862.2974 | 2764975.0801 | 1257864.1867 | 2764983.582 | 1257866.1146 | 2765009.1967 | 1257871.97
148 | 2765037.5501 | 1257878.4514 | 2765009.1967 | 1257871.97
149 | 2765063.1456 | 1257878.9127 | 2765057.3338 | 1257880.6191 | 2765041.9975 | 1257879.4681 | 2765037.5501 | 1257878.4514
150 | 2765041.165 | 1257839.2803 | 2765040.6358 | 1257834.1824 | 2765052.6997 | 1257810.1267
151 | 2765052.6997 | 1257810.1267 | 2765076.6759 | 1257815.7312
152 | 2765041.165 | 1257839.2803 | 2765036.3719 | 1257837.467 | 2765034.2027 | 1257838.6856 | 2765029.3826 | 1257846.7597 | 2765029.3514 | 1257851.664 | 2765028.0277 | 1257854.3499
153 | 2765076.6759 | 1257815.7312 | 2765078.3502 | 1257816.1226
154 | 2765063.1456 | 1257878.9127 | 2765066.0261 | 1257878.0661
155 | 2765063.1456 | 1257878.9127 | 2765063.9029 | 1257869.8909 | 2765064.4479 | 1257867.436
156 | 2765141.8776 | 1257815.842 | 2765145.8396 | 1257816.2721
157 | 2765074.5854 | 1257763.1541 | 2765082.575 | 1257768.5715 | 2765088.6266 | 1257771.5211 | 2765098.3127 | 1257777.8529
158 | 2764941.0857 | 1257512.714 | 2764952.8556 | 1257518.4146 | 2764960.189 | 1257520.7738
159 | 2764941.0857 | 1257512.714 | 2764942.8359 | 1257525.7097 | 2764939.5522 | 1257534.6944 | 2764936.7498 | 1257537.2412 | 2764926.6925 | 1257542.0995 | 2764913.8097 | 1257547.0903 | 2764901.7725 | 1257557.744 | 2764899.2839 | 1257570.6883 | 2764900.0047 | 1257581.0971 | 2764904.8502 | 1257585.3699 | 2764909.3904 | 1257585.7078
160 | 2764909.3904 | 1257585.7078 | 2764920.1463 | 1257586.2472
161 | 2765076.2099 | 1257716.8506 | 2765075.0842 | 1257700.2149
162 | 2765160.9157 | 1257817.9086 | 2765145.8396 | 1257816.2721
163 | 2765076.2099 | 1257716.8506 | 2765080.0652 | 1257737.9359 | 2765080.4418 | 1257747.69 | 2765077.4087 | 1257758.5057 | 2765074.5854 | 1257763.1541
164 | 2765076.2099 | 1257716.8506 | 2765084.1204 | 1257707.8061
165 | 2765492.6325 | 1257724.0339 | 2765477.4182 | 1257722.9681
166 | 2765471.8114 | 1257722.5753 | 2765477.4182 | 1257722.9681
167 | 2765471.8114 | 1257722.5753 | 2765457.8589 | 1257721.5979

## bus_geodata
| x | y | coords
0 | 2765553.3818 | 1257672.416
1 | 2765563.3193 | 1257674.0018
2 | 2765546.7731 | 1257686.2783
3 | 2765574.925 | 1257679.7498
4 | 2765546.4685 | 1257686.9172
5 | 2765606.9353 | 1257631.8947
6 | 2765570.7677 | 1257688.3336
7 | 2765600.5836 | 1257628.6735
8 | 2765564.1028 | 1257702.095
9 | 2765588.373 | 1257622.4813
10 | 2765462.7898 | 1257524.5047
11 | 2765503.6352 | 1257559.9874
12 | 2765575.4563 | 1257608.0666
13 | 2765577.2878 | 1257618.2621
14 | 2765547.6262 | 1257619.5915
15 | 2765524.6439 | 1257630.1831
16 | 2765169.4312 | 1257517.8634
17 | 2765194.9254 | 1257523.0981
18 | 2765096.2436 | 1257652.4526
19 | 2765207.0395 | 1257525.5819
20 | 2765078.6516 | 1257682.2044
21 | 2764999.2974 | 1257530.2545
22 | 2765219.6249 | 1257527.4629
23 | 2765196.7496 | 1257683.5335
24 | 2765202.914 | 1257687.5764
25 | 2765488.1928 | 1257637.2166
26 | 2765452.2983 | 1257619.3156
27 | 2765497.7555 | 1257636.9968
28 | 2765433.5816 | 1257606.5212
29 | 2765429.1011 | 1257603.237
30 | 2765429.6778 | 1257615.7996
31 | 2765428.4703 | 1257639.5465
32 | 2765400.8385 | 1257610.0626
33 | 2765386.5079 | 1257563.3604
34 | 2765304.2107 | 1257571.5595
35 | 2765233.5232 | 1257493.9711
36 | 2765270.7892 | 1257552.8177
37 | 2765565.8079 | 1257734.718
38 | 2765562.5796 | 1257752.8484
39 | 2765526.2317 | 1257769.9834
40 | 2765510.6626 | 1257767.956
41 | 2765497.3606 | 1257769.8646
42 | 2765216.1608 | 1257696.3403
43 | 2765212.838 | 1257694.142
44 | 2765234.2743 | 1257708.324
45 | 2765256.0371 | 1257700.6214
46 | 2765304.6126 | 1257738.302
47 | 2765257.7625 | 1257780.0269
48 | 2765334.3785 | 1257734.4737
49 | 2765236.0339 | 1257811.612
50 | 2765355.3319 | 1257736.0494
51 | 2765230.7942 | 1257819.2284
52 | 2765358.2811 | 1257736.0763
53 | 2765321.8153 | 1257851.1014
54 | 2765345.5316 | 1257823.1898
55 | 2765317.0318 | 1257858.192
56 | 2765285.0951 | 1257854.2914
57 | 2765298.9231 | 1257876.6542
58 | 2765350.4633 | 1257817.6316
59 | 2765230.3838 | 1257819.825
60 | 2765363.5516 | 1257736.492
61 | 2765391.4942 | 1257771.3969
62 | 2765475.7402 | 1257772.9667
63 | 2765456.4126 | 1257774.4122
64 | 2765370.5696 | 1257794.9706
65 | 2765404.0019 | 1257781.5743
66 | 2765329.2493 | 1257772.7486
67 | 2765364.5835 | 1257801.7173
68 | 2765422.8711 | 1257803.7674
69 | 2765377.29 | 1257737.5755
70 | 2765434.1211 | 1257836.2367
71 | 2765427.0065 | 1257741.502
72 | 2765442.0268 | 1257862.6496
73 | 2765392.0062 | 1257892.5711
74 | 2765410.4732 | 1257867.562
75 | 2765387.8368 | 1257901.6321
76 | 2765402.1311 | 1257860.7328
77 | 2765395.4028 | 1257857.4413
78 | 2765386.4799 | 1257860.3173
79 | 2765432.474 | 1257726.5256
80 | 2765443.8946 | 1257722.0833
81 | 2765451.3756 | 1257721.1437
82 | 2765260.3479 | 1257879.3087
83 | 2765242.9196 | 1257888.4241
84 | 2765267.9638 | 1257894.5039
85 | 2765222.6739 | 1257920.0952
86 | 2765266.3075 | 1257897.4708
87 | 2765228.557 | 1257927.178
88 | 2765211.7149 | 1257910.3559
89 | 2765257.9635 | 1257912.4166
90 | 2765239.8838 | 1257924.1243
91 | 2765231.5973 | 1257939.8762
92 | 2765192.29 | 1257885.5774
93 | 2765205.5399 | 1257974.7821
94 | 2765303.1478 | 1257969.0861
95 | 2765190.2227 | 1257872.0834
96 | 2765221.9823 | 1257829.0021
97 | 2765171.5301 | 1257840.0948
98 | 2765221.816 | 1257847.1054
99 | 2765214.6121 | 1257815.2096
100 | 2765163.0337 | 1257838.5116
101 | 2765164.9885 | 1257905.8896
102 | 2765202.6846 | 1257792.8888
103 | 2765146.3242 | 1257843.6977
104 | 2765119.3664 | 1257829.5396
105 | 2765185.1896 | 1257906.1455
106 | 2765182.532 | 1257766.0237
107 | 2765332.949 | 1257971.5931
108 | 2765346.8266 | 1257979.7913
109 | 2765349.7456 | 1257981.3974
110 | 2765360.5206 | 1257987.3262
111 | 2765377.6895 | 1258003.6007
112 | 2765381.4393 | 1258005.7522
113 | 2765211.3116 | 1257987.8829
114 | 2765387.8446 | 1258003.681
115 | 2765176.0856 | 1257987.0832
116 | 2765212.9651 | 1257990.8099
117 | 2765151.7687 | 1257982.684
118 | 2765224.6238 | 1257978.2999
119 | 2765140.8251 | 1257980.7009
120 | 2765126.3297 | 1257978.0743
121 | 2765114.9836 | 1257976.2044
122 | 2765096.0317 | 1257973.9053
123 | 2765082.1863 | 1257972.2256
124 | 2765075.7719 | 1257971.4475
125 | 2765054.6336 | 1257968.3957
126 | 2765031.5666 | 1257964.4974
127 | 2765009.3919 | 1257983.7468
128 | 2765017.848 | 1258000.8308
129 | 2765166.153 | 1257763.1637
130 | 2765125.4429 | 1257842.4004
131 | 2765101.1907 | 1257844.1481
132 | 2765074.8898 | 1257835.1731
133 | 2765083.2432 | 1257862.1318
134 | 2765140.9621 | 1257816.0588
135 | 2765116.47 | 1257793.2425
136 | 2765103.8264 | 1257822.0777
137 | 2764977.1263 | 1257828.0043
138 | 2764974.2817 | 1257826.5471
139 | 2765000.4431 | 1257844.7954
140 | 2764975.5999 | 1257835.8158
141 | 2764959.3786 | 1257819.3242
142 | 2765009.1967 | 1257871.97
143 | 2765037.5501 | 1257878.4514
144 | 2765052.6997 | 1257810.1267
145 | 2765041.165 | 1257839.2803
146 | 2765076.6759 | 1257815.7312
147 | 2765063.1456 | 1257878.9127
148 | 2765028.0277 | 1257854.3499
149 | 2765078.3502 | 1257816.1226
150 | 2765064.4479 | 1257867.436
151 | 2765141.8776 | 1257815.842
152 | 2765098.3127 | 1257777.8529
153 | 2765066.0261 | 1257878.0661
154 | 2764960.189 | 1257520.7738
155 | 2764941.0857 | 1257512.714
156 | 2764909.3904 | 1257585.7078
157 | 2764920.1463 | 1257586.2472
158 | 2765075.0842 | 1257700.2149
159 | 2765145.8396 | 1257816.2721
160 | 2765074.5854 | 1257763.1541
161 | 2765076.2099 | 1257716.8506
162 | 2765396.2245 | 1258000.9713
163 | 2765084.1204 | 1257707.8061
164 | 2765477.4182 | 1257722.9681
165 | 2765492.6325 | 1257724.0339
166 | 2765471.8114 | 1257722.5753
167 | 2765457.8589 | 1257721.5979
168 | 2765160.9157 | 1257817.9086
169 | 2765221.9823 | 1257829.0021

## line_std_types
| c_nf_per_km | r_ohm_per_km | x_ohm_per_km | max_i_ka | type | q_mm2 | alpha | voltage_rating
NAYY 4x50 SE | 210 | 0.642 | 0.083 | 0.142 | cs | 50 | 0.00403 | LV
NAYY 4x120 SE | 264 | 0.225 | 0.08 | 0.242 | cs | 120 | 0.00403 | LV
NAYY 4x150 SE | 261 | 0.208 | 0.08 | 0.27 | cs | 150 | 0.00403 | LV
NA2XS2Y 1x95 RM/25 12/20 kV | 216 | 0.313 | 0.132 | 0.252 | cs | 95 | 0.00403 | MV
NA2XS2Y 1x185 RM/25 12/20 kV | 273 | 0.161 | 0.117 | 0.362 | cs | 185 | 0.00403 | MV
NA2XS2Y 1x240 RM/25 12/20 kV | 304 | 0.122 | 0.112 | 0.421 | cs | 240 | 0.00403 | MV
NA2XS2Y 1x95 RM/25 6/10 kV | 315 | 0.313 | 0.123 | 0.249 | cs | 95 | 0.00403 | MV
NA2XS2Y 1x185 RM/25 6/10 kV | 406 | 0.161 | 0.11 | 0.358 | cs | 185 | 0.00403 | MV
NA2XS2Y 1x240 RM/25 6/10 kV | 456 | 0.122 | 0.105 | 0.416 | cs | 240 | 0.00403 | MV
NA2XS2Y 1x150 RM/25 12/20 kV | 250 | 0.206 | 0.116 | 0.319 | cs | 150 | 0.00403 | MV
NA2XS2Y 1x120 RM/25 12/20 kV | 230 | 0.253 | 0.119 | 0.283 | cs | 120 | 0.00403 | MV
NA2XS2Y 1x70 RM/25 12/20 kV | 190 | 0.443 | 0.132 | 0.22 | cs | 70 | 0.00403 | MV
NA2XS2Y 1x150 RM/25 6/10 kV | 360 | 0.206 | 0.11 | 0.315 | cs | 150 | 0.00403 | MV
NA2XS2Y 1x120 RM/25 6/10 kV | 340 | 0.253 | 0.113 | 0.28 | cs | 120 | 0.00403 | MV
NA2XS2Y 1x70 RM/25 6/10 kV | 280 | 0.443 | 0.123 | 0.217 | cs | 70 | 0.00403 | MV
N2XS(FL)2Y 1x120 RM/35 64/110 kV | 112 | 0.153 | 0.166 | 0.366 | cs | 120 | 0.00393 | HV
N2XS(FL)2Y 1x185 RM/35 64/110 kV | 125 | 0.099 | 0.156 | 0.457 | cs | 185 | 0.00393 | HV
N2XS(FL)2Y 1x240 RM/35 64/110 kV | 135 | 0.075 | 0.149 | 0.526 | cs | 240 | 0.00393 | HV
N2XS(FL)2Y 1x300 RM/35 64/110 kV | 144 | 0.06 | 0.144 | 0.588 | cs | 300 | 0.00393 | HV
15-AL1/3-ST1A 0.4 | 11 | 1.8769 | 0.35 | 0.105 | ol | 16 | 0.00403 | LV
24-AL1/4-ST1A 0.4 | 11.25 | 1.2012 | 0.335 | 0.14 | ol | 24 | 0.00403 | LV
48-AL1/8-ST1A 0.4 | 12.2 | 0.5939 | 0.3 | 0.21 | ol | 48 | 0.00403 | LV
94-AL1/15-ST1A 0.4 | 13.2 | 0.306 | 0.29 | 0.35 | ol | 94 | 0.00403 | LV
34-AL1/6-ST1A 10.0 | 9.7 | 0.8342 | 0.36 | 0.17 | ol | 34 | 0.00403 | MV
48-AL1/8-ST1A 10.0 | 10.1 | 0.5939 | 0.35 | 0.21 | ol | 48 | 0.00403 | MV
70-AL1/11-ST1A 10.0 | 10.4 | 0.4132 | 0.339 | 0.29 | ol | 70 | 0.00403 | MV
94-AL1/15-ST1A 10.0 | 10.75 | 0.306 | 0.33 | 0.35 | ol | 94 | 0.00403 | MV
122-AL1/20-ST1A 10.0 | 11.1 | 0.2376 | 0.323 | 0.41 | ol | 122 | 0.00403 | MV
149-AL1/24-ST1A 10.0 | 11.25 | 0.194 | 0.315 | 0.47 | ol | 149 | 0.00403 | MV
34-AL1/6-ST1A 20.0 | 9.15 | 0.8342 | 0.382 | 0.17 | ol | 34 | 0.00403 | MV
48-AL1/8-ST1A 20.0 | 9.5 | 0.5939 | 0.372 | 0.21 | ol | 48 | 0.00403 | MV
70-AL1/11-ST1A 20.0 | 9.7 | 0.4132 | 0.36 | 0.29 | ol | 70 | 0.00403 | MV
94-AL1/15-ST1A 20.0 | 10 | 0.306 | 0.35 | 0.35 | ol | 94 | 0.00403 | MV
122-AL1/20-ST1A 20.0 | 10.3 | 0.2376 | 0.344 | 0.41 | ol | 122 | 0.00403 | MV
149-AL1/24-ST1A 20.0 | 10.5 | 0.194 | 0.337 | 0.47 | ol | 149 | 0.00403 | MV
184-AL1/30-ST1A 20.0 | 10.75 | 0.1571 | 0.33 | 0.535 | ol | 184 | 0.00403 | MV
243-AL1/39-ST1A 20.0 | 11 | 0.1188 | 0.32 | 0.645 | ol | 243 | 0.00403 | MV
48-AL1/8-ST1A 110.0 | 8 | 0.5939 | 0.46 | 0.21 | ol | 48 | 0.00403 | HV
70-AL1/11-ST1A 110.0 | 8.4 | 0.4132 | 0.45 | 0.29 | ol | 70 | 0.00403 | HV
94-AL1/15-ST1A 110.0 | 8.65 | 0.306 | 0.44 | 0.35 | ol | 94 | 0.00403 | HV
122-AL1/20-ST1A 110.0 | 8.5 | 0.2376 | 0.43 | 0.41 | ol | 122 | 0.00403 | HV
149-AL1/24-ST1A 110.0 | 8.75 | 0.194 | 0.41 | 0.47 | ol | 149 | 0.00403 | HV
184-AL1/30-ST1A 110.0 | 8.8 | 0.1571 | 0.4 | 0.535 | ol | 184 | 0.00403 | HV
243-AL1/39-ST1A 110.0 | 9 | 0.1188 | 0.39 | 0.645 | ol | 243 | 0.00403 | HV
305-AL1/39-ST1A 110.0 | 9.2 | 0.0949 | 0.38 | 0.74 | ol | 305 | 0.00403 | HV
490-AL1/64-ST1A 110.0 | 9.75 | 0.059 | 0.37 | 0.96 | ol | 490 | 0.00403 | HV
679-AL1/86-ST1A 110.0 | 9.95 | 0.042 | 0.36 | 1.15 | ol | 679 | 0.00403 | HV
490-AL1/64-ST1A 220.0 | 10 | 0.059 | 0.285 | 0.96 | ol | 490 | 0.00403 | HV
679-AL1/86-ST1A 220.0 | 11.7 | 0.042 | 0.275 | 1.15 | ol | 679 | 0.00403 | HV
490-AL1/64-ST1A 380.0 | 11 | 0.059 | 0.253 | 0.96 | ol | 490 | 0.00403 | HV
679-AL1/86-ST1A 380.0 | 14.6 | 0.042 | 0.25 | 1.15 | ol | 679 | 0.00403 | HV

## trafo_std_types
| i0_percent | pfe_kw | vkr_percent | sn_mva | vn_lv_kv | vn_hv_kv | vk_percent | shift_degree | vector_group | tap_side | tap_neutral | tap_min | tap_max | tap_step_degree | tap_step_percent | tap_phase_shifter
160 MVA 380/110 kV | 0.06 | 60 | 0.25 | 160 | 110 | 380 | 12.2 | 0 | Yy0 | hv | 0 | -9 | 9 | 0 | 1.5 | FALSE
100 MVA 220/110 kV | 0.06 | 55 | 0.26 | 100 | 110 | 220 | 12 | 0 | Yy0 | hv | 0 | -9 | 9 | 0 | 1.5 | FALSE
63 MVA 110/20 kV | 0.04 | 22 | 0.32 | 63 | 20 | 110 | 18 | 150 | YNd5 | hv | 0 | -9 | 9 | 0 | 1.5 | FALSE
40 MVA 110/20 kV | 0.05 | 18 | 0.34 | 40 | 20 | 110 | 16.2 | 150 | YNd5 | hv | 0 | -9 | 9 | 0 | 1.5 | FALSE
25 MVA 110/20 kV | 0.07 | 14 | 0.41 | 25 | 20 | 110 | 12 | 150 | YNd5 | hv | 0 | -9 | 9 | 0 | 1.5 | FALSE
63 MVA 110/10 kV | 0.04 | 22 | 0.32 | 63 | 10 | 110 | 18 | 150 | YNd5 | hv | 0 | -9 | 9 | 0 | 1.5 | FALSE
40 MVA 110/10 kV | 0.05 | 18 | 0.34 | 40 | 10 | 110 | 16.2 | 150 | YNd5 | hv | 0 | -9 | 9 | 0 | 1.5 | FALSE
25 MVA 110/10 kV | 0.07 | 14 | 0.41 | 25 | 10 | 110 | 12 | 150 | YNd5 | hv | 0 | -9 | 9 | 0 | 1.5 | FALSE
0.25 MVA 20/0.4 kV | 0.32 | 0.8 | 1.44 | 0.25 | 0.4 | 20 | 6 | 150 | Yzn5 | hv | 0 | -2 | 2 | 0 | 2.5 | FALSE
0.4 MVA 20/0.4 kV | 0.3375 | 1.35 | 1.425 | 0.4 | 0.4 | 20 | 6 | 150 | Dyn5 | hv | 0 | -2 | 2 | 0 | 2.5 | FALSE
0.63 MVA 20/0.4 kV | 0.2619 | 1.65 | 1.206 | 0.63 | 0.4 | 20 | 6 | 150 | Dyn5 | hv | 0 | -2 | 2 | 0 | 2.5 | FALSE
0.25 MVA 10/0.4 kV | 0.24 | 0.6 | 1.2 | 0.25 | 0.4 | 10 | 4 | 150 | Dyn5 | hv | 0 | -2 | 2 | 0 | 2.5 | FALSE
0.4 MVA 10/0.4 kV | 0.2375 | 0.95 | 1.325 | 0.4 | 0.4 | 10 | 4 | 150 | Dyn5 | hv | 0 | -2 | 2 | 0 | 2.5 | FALSE
0.63 MVA 10/0.4 kV | 0.1873 | 1.18 | 1.0794 | 0.63 | 0.4 | 10 | 4 | 150 | Dyn5 | hv | 0 | -2 | 2 | 0 | 2.5 | FALSE

## trafo3w_std_types
| sn_hv_mva | sn_mv_mva | sn_lv_mva | vn_hv_kv | vn_mv_kv | vn_lv_kv | vk_hv_percent | vk_mv_percent | vk_lv_percent | vkr_hv_percent | vkr_mv_percent | vkr_lv_percent | pfe_kw | i0_percent | shift_mv_degree | shift_lv_degree | vector_group | tap_side | tap_neutral | tap_min | tap_max | tap_step_percent
63/25/38 MVA 110/20/10 kV | 63 | 25 | 38 | 110 | 20 | 10 | 10.4 | 10.4 | 10.4 | 0.28 | 0.32 | 0.35 | 35 | 0.89 | 0 | 0 | YN0yn0yn0 | hv | 0 | -10 | 10 | 1.2
63/25/38 MVA 110/10/10 kV | 63 | 25 | 38 | 110 | 10 | 10 | 10.4 | 10.4 | 10.4 | 0.28 | 0.32 | 0.35 | 35 | 0.89 | 0 | 0 | YN0yn0yn0 | hv | 0 | -10 | 10 | 1.2

## fuse_std_types
| fuse_type | i_rated_a | t_avg | t_min | t_total | x_avg | x_min | x_total
HV 100A | HV 100A | 100 | 0 | [10.0, 3.64, 0.854, 0.281, 0.1, 0.0531, 0.022, 0.01] | [10.0, 4.267, 1.21, 0.403, 0.1, 0.058, 0.022, 0.01] | 0 | [300.0, 350.0, 450.0, 550.0, 700.0, 850.0, 1200.0, 1752.0] | [600.0, 700.0, 900.0, 1150.0, 1665.0, 2000.0, 3000.0, 4313.0]
HV 10A | HV 10A | 10 | 0 | [10.0, 1675.0, 0.344, 0.156, 0.1, 0.0417, 0.0171, 0.01] | [10.0, 1.3, 0.3, 0.155, 0.1, 0.0555, 0.023, 0.01] | 0 | [30.0, 32.0, 35.0, 37.0, 39.0, 50.0, 70.0, 88.0] | [60.0, 70.0, 80.0, 87.0, 94.0, 110.0, 150.0, 216.0]
HV 125A | HV 125A | 125 | 0 | [10.0, 1.82, 0.344, 0.1, 0.0467, 0.0269, 0.01] | [10.0, 2.478, 0.426, 0.1, 0.0427, 0.0211, 0.01] | 0 | [375.0, 500.0, 700.0, 925.0, 1200.0, 1500.0, 2341.0] | [750.0, 1000.0, 1500.0, 2200.0, 3000.0, 4000.0, 5765.0]
HV 160A | HV 160A | 160 | 0 | [10.0, 4.15, 1.03, 0.198, 0.1, 0.051, 0.0172, 0.01] | [10.0, 2.3, 0.734, 0.274, 0.1, 0.046, 0.0177, 0.01] | 0 | [480.0, 550.0, 700.0, 1000.0, 1260.0, 1600.0, 2500.0, 3227.0] | [960.0, 1300.0, 1700.0, 2200.0, 2996.0, 4000.0, 6000.0, 7946.0]
HV 16A | HV 16A | 16 | 0 | [10.0, 0.352, 0.164, 0.1, 0.0649, 0.0342, 0.01] | [10.0, 2.34, 0.722, 0.181, 0.1, 0.055, 0.0296, 0.01] | 0 | [48.0, 60.0, 65.0, 71.0, 80.0, 100.0, 162.0] | [96.0, 110.0, 125.0, 150.0, 168.0, 200.0, 250.0, 398.0]
HV 200A | HV 200A | 200 | 0 | [10.0, 4.267, 1.21, 0.403, 0.1, 0.058, 0.022, 0.01] | [10.0, 3.73, 1.654, 0.328, 0.1, 0.0531, 0.019, 0.01] | 0 | [600.0, 700.0, 900.0, 1150.0, 1665.0, 2000.0, 3000.0, 4313.0] | [1200.0, 1500.0, 1800.0, 2700.0, 3960.0, 5000.0, 7500.0, 10620.0]
HV 20A | HV 20A | 20 | 0 | [10.0, 1.3, 0.3, 0.155, 0.1, 0.0555, 0.023, 0.01] | [10.0, 1.3, 0.161, 0.1, 0.0611, 0.0399, 0.0141, 0.01] | 0 | [60.0, 70.0, 80.0, 87.0, 94.0, 110.0, 150.0, 216.0] | [120.0, 150.0, 200.0, 223.0, 260.0, 300.0, 450.0, 532.0]
HV 25A | HV 25A | 25 | 0 | [10.0, 2.512, 0.833, 0.299, 0.1, 0.0372, 0.0223, 0.01] | [10.0, 3.125, 0.597, 0.198, 0.1, 0.0378, 0.022, 0.01] | 0 | [75.0, 82.0, 90.0, 100.0, 124.0, 170.0, 200.0, 289.0] | [150.0, 170.0, 210.0, 250.0, 294.0, 400.0, 500.0, 711.0]
HV 31.5A | HV 31.5A | 31.5 | 0 | [10.0, 2.34, 0.722, 0.181, 0.1, 0.055, 0.0296, 0.01] | [10.0, 2.84, 0.368, 0.164, 0.1, 0.0621, 0.0378, 0.0195, 0.01] | 0 | [95.0, 110.0, 125.0, 150.0, 165.0, 200.0, 250.0, 390.0] | [189.0, 220.0, 300.0, 350.0, 393.0, 450.0, 530.0, 700.0, 960.0]
HV 40A | HV 40A | 40 | 0 | [10.0, 1.3, 0.161, 0.1, 0.0611, 0.0399, 0.0141, 0.01] | [10.0, 2.05, 0.369, 0.198, 0.1, 0.051, 0.0298, 0.01] | 0 | [120.0, 150.0, 200.0, 223.0, 260.0, 300.0, 450.0, 532.0] | [240.0, 300.0, 400.0, 450.0, 530.0, 650.0, 800.0, 1311.0]
HV 50A | HV 50A | 50 | 0 | [10.0, 3.215, 0.597, 0.198, 0.1, 0.0378, 0.022, 0.01] | [10.0, 3.64, 0.854, 0.281, 0.1, 0.0531, 0.022, 0.01] | 0 | [150.0, 170.0, 210.0, 250.0, 294.0, 400.0, 500.0, 711.0] | [300.0, 350.0, 450.0, 550.0, 700.0, 850.0, 1200.0, 1752.0]
HV 6.3A | HV 6.3A | 6.3 | 0 | [10.0, 1.39, 0.344, 0.168, 0.1, 0.056, 0.0263, 0.01] | [10.0, 1.711, 0.516, 0.198, 0.1, 0.0634, 0.0303, 0.01] | 0 | [19.0, 19.5, 20.4, 20.8, 22.0, 25.0, 32.0, 48.0] | [38.0, 40.0, 43.0, 48.0, 53.0, 60.0, 75.0, 118.0]
HV 63A | HV 63A | 63 | 0 | [10.0, 2.84, 0.368, 0.164, 0.1, 0.0621, 0.0378, 0.0195, 0.01] | [10.0, 1.82, 0.344, 0.1, 0.0467, 0.0269, 0.01] | 0 | [189.0, 220.0, 300.0, 350.0, 393.0, 450.0, 530.0, 700.0, 961.0] | [378.0, 500.0, 700.0, 934.0, 1200.0, 1500.0, 2366.0]
HV 80A | HV 80A | 80 | 0 | [10.0, 2.05, 0.369, 0.198, 0.1, 0.051, 0.0298, 0.01] | [10.0, 4.15, 1.03, 0.198, 0.1, 0.051, 0.0172, 0.01] | 0 | [240.0, 300.0, 400.0, 450.0, 530.0, 650.0, 800.0, 1311.0] | [480.0, 550.0, 700.0, 1000.0, 1260.0, 1600.0, 2500.0, 3227.0]
Siemens NH-1-100 | Siemens NH-1-100 | 100 | [5400.0, 2000.0, 400.0, 20.0, 1.0, 0.2, 0.012, 0.004] | 0 | 0 | [150.0, 190.0, 250.0, 430.0, 900.0, 1250.0, 2700.0, 3600.0] | 0 | 0
Siemens NH-1-125 | Siemens NH-1-125 | 125 | [4800.0, 120.0, 7.0, 0.1, 0.004] | 0 | 0 | [180.0, 400.0, 740.0, 2000.0, 4250.0] | 0 | 0
Siemens NH-1-16 | Siemens NH-1-16 | 16 | [4000.0, 400.0, 2.0, 0.1, 0.04, 0.01] | 0 | 0 | [26.0, 35.0, 75.0, 150.0, 200.0, 300.0] | 0 | 0
Siemens NH-1-160 | Siemens NH-1-160 | 160 | [4800.0, 120.0, 7.0, 0.1, 0.004] | 0 | 0 | [210.0, 500.0, 900.0, 2300.0, 5000.0] | 0 | 0
Siemens NH-1-25 | Siemens NH-1-25 | 25 | [4000.0, 1000.0, 10.0, 0.2, 0.02, 0.01] | 0 | 0 | [40.0, 50.0, 100.0, 210.0, 400.0, 500.0] | 0 | 0
Siemens NH-1-50 | Siemens NH-1-50 | 50 | [4000.0, 40.0, 4.0, 1.0, 0.02, 0.01] | 0 | 0 | [86.0, 200.0, 300.0, 400.0, 1000.0, 1280.0] | 0 | 0
Siemens NH-1-63 | Siemens NH-1-63 | 63 | [4000.0, 100.0, 10.0, 2.0, 0.04, 0.01] | 0 | 0 | [100.0, 200.0, 300.0, 400.0, 1000.0, 1500.0] | 0 | 0
Siemens NH-1-80 | Siemens NH-1-80 | 80 | [4800.0, 120.0, 7.0, 0.1, 0.01] | 0 | 0 | [150.58, 250.0, 450.0, 1150.0, 2470.0] | 0 | 0
Siemens NH-2-1000 | Siemens NH-2-1000 | 1000 | [4800.0, 120.0, 7.0, 0.1, 0.004] | 0 | 0 | [1900.0, 3500.0, 8400.0, 24000.0, 52000.0] | 0 | 0
Siemens NH-2-200 | Siemens NH-2-200 | 200 | [4800.0, 120.0, 7.0, 0.1, 0.004] | 0 | 0 | [280.0, 650.0, 1200.0, 3000.0, 7000.0] | 0 | 0
Siemens NH-2-224 | Siemens NH-2-224 | 224 | [4800.0, 120.0, 7.0, 0.2, 0.04, 0.004] | 0 | 0 | [400.0, 750.0, 1453.0, 3025.0, 4315.0, 7600.0] | 0 | 0
Siemens NH-2-250 | Siemens NH-2-250 | 250 | [4800.0, 120.0, 7.0, 0.1, 0.004] | 0 | 0 | [450.0, 800.0, 1650.0, 4000.0, 8500.0] | 0 | 0
Siemens NH-2-315 | Siemens NH-2-315 | 315 | [4800.0, 120.0, 7.0, 0.1, 0.004] | 0 | 0 | [550.0, 920.0, 1900.0, 5000.0, 11000.0] | 0 | 0
Siemens NH-2-355 | Siemens NH-2-355 | 355 | [4800.0, 120.0, 6.0, 0.1, 0.004] | 0 | 0 | [650.0, 1116.27, 2350.0, 5840.0, 12790.0] | 0 | 0
Siemens NH-2-400 | Siemens NH-2-400 | 400 | [4800.0, 120.0, 7.0, 0.1, 0.004] | 0 | 0 | [720.0, 1350.0, 2800.0, 6500.0, 15000.0] | 0 | 0
Siemens NH-2-425 | Siemens NH-2-425 | 425 | [4800.0, 120.0, 7.0, 0.1, 0.004] | 0 | 0 | [850.0, 1500.0, 3050.0, 7500.0, 16500.0] | 0 | 0
Siemens NH-2-630 | Siemens NH-2-630 | 630 | [4800.0, 120.0, 7.0, 0.1, 0.004] | 0 | 0 | [1200.0, 2000.0, 4800.0, 12000.0, 26000.0] | 0 | 0

## dtypes
| element | column | dtype
0 | bus | name | object
1 | bus | vn_kv | float64
2 | bus | type | object
3 | bus | zone | object
4 | bus | in_service | bool
5 | load | name | object
6 | load | bus | uint32
7 | load | p_mw | float64
8 | load | q_mvar | float64
9 | load | const_z_percent | float64
10 | load | const_i_percent | float64
11 | load | sn_mva | float64
12 | load | scaling | float64
13 | load | in_service | bool
14 | load | type | object
15 | ext_grid | name | object
16 | ext_grid | bus | uint32
17 | ext_grid | vm_pu | float64
18 | ext_grid | va_degree | float64
19 | ext_grid | slack_weight | float64
20 | ext_grid | in_service | bool
21 | line | name | object
22 | line | std_type | object
23 | line | from_bus | uint32
24 | line | to_bus | uint32
25 | line | length_km | float64
26 | line | r_ohm_per_km | float64
27 | line | x_ohm_per_km | float64
28 | line | c_nf_per_km | float64
29 | line | g_us_per_km | float64
30 | line | max_i_ka | float64
31 | line | df | float64
32 | line | parallel | uint32
33 | line | type | object
34 | line | in_service | bool
35 | trafo | name | object
36 | trafo | std_type | object
37 | trafo | hv_bus | uint32
38 | trafo | lv_bus | uint32
39 | trafo | sn_mva | float64
40 | trafo | vn_hv_kv | float64
41 | trafo | vn_lv_kv | float64
42 | trafo | vk_percent | float64
43 | trafo | vkr_percent | float64
44 | trafo | pfe_kw | float64
45 | trafo | i0_percent | float64
46 | trafo | shift_degree | float64
47 | trafo | tap_side | object
48 | trafo | tap_neutral | int32
49 | trafo | tap_min | int32
50 | trafo | tap_max | int32
51 | trafo | tap_step_percent | float64
52 | trafo | tap_step_degree | float64
53 | trafo | tap_pos | int32
54 | trafo | tap_phase_shifter | bool
55 | trafo | parallel | uint32
56 | trafo | df | float64
57 | trafo | in_service | bool
58 | line_geodata | coords | object
59 | bus_geodata | x | float64
60 | bus_geodata | y | float64
61 | bus_geodata | coords | object

## parameters
| version | format_version | converged | OPF_converged | name | f_hz | sn_mva
0 | 2.14.6 | 2.14.0 | FALSE | FALSE |  | 50 | 1