## bus
| name | vn_kv | type | zone | in_service
0 | bus_LV_3237-9_0_5_node_0 | 0.4 | n |  | TRUE
1 | bus_LV_3237-9_0_5_node_1 | 0.4 | n |  | TRUE
2 | bus_LV_3237-9_0_5_node_3 | 0.4 | n |  | TRUE
3 | bus_LV_3237-9_0_5_node_4 | 0.4 | n |  | TRUE
4 | bus_LV_3237-9_0_5_node_2 | 0.4 | n |  | TRUE
5 | bus_LV_3237-9_0_5_node_168 | 0.4 | n |  | TRUE
6 | bus_LV_3237-9_0_5_node_169 | 0.4 | n |  | TRUE
7 | bus_LV_3237-9_0_5_node_167 | 0.4 | n |  | TRUE
8 | bus_LV_3237-9_0_5_node_85 | 0.4 | n |  | TRUE
9 | bus_LV_3237-9_0_5_node_86 | 0.4 | n |  | TRUE
10 | bus_LV_3237-9_0_5_node_5 | 0.4 | n |  | TRUE
11 | bus_LV_3237-9_0_5_node_6 | 0.4 | n |  | TRUE
12 | bus_LV_3237-9_0_5_node_7 | 0.4 | n |  | TRUE
13 | bus_LV_3237-9_0_5_node_9 | 0.4 | n |  | TRUE
14 | bus_LV_3237-9_0_5_node_10 | 0.4 | n |  | TRUE
15 | bus_LV_3237-9_0_5_node_29 | 0.4 | n |  | TRUE
16 | bus_LV_3237-9_0_5_node_30 | 0.4 | n |  | TRUE
17 | bus_LV_3237-9_0_5_node_11 | 0.4 | n |  | TRUE
18 | bus_LV_3237-9_0_5_node_8 | 0.4 | n |  | TRUE
19 | bus_LV_3237-9_0_5_node_17 | 0.4 | n |  | TRUE
20 | bus_LV_3237-9_0_5_node_15 | 0.4 | n |  | TRUE
21 | bus_LV_3237-9_0_5_node_16 | 0.4 | n |  | TRUE
22 | bus_LV_3237-9_0_5_node_37 | 0.4 | n |  | TRUE
23 | bus_LV_3237-9_0_5_node_12 | 0.4 | n |  | TRUE
24 | bus_LV_3237-9_0_5_node_52 | 0.4 | n |  | TRUE
25 | bus_LV_3237-9_0_5_node_50 | 0.4 | n |  | TRUE
26 | bus_LV_3237-9_0_5_node_14 | 0.4 | n |  | TRUE
27 | bus_LV_3237-9_0_5_node_19 | 0.4 | n |  | TRUE
28 | bus_LV_3237-9_0_5_node_20 | 0.4 | n |  | TRUE
29 | bus_LV_3237-9_0_5_node_21 | 0.4 | n |  | TRUE
30 | bus_LV_3237-9_0_5_node_22 | 0.4 | n |  | TRUE
31 | bus_LV_3237-9_0_5_node_31 | 0.4 | n |  | TRUE
32 | bus_LV_3237-9_0_5_node_32 | 0.4 | n |  | TRUE
33 | bus_LV_3237-9_0_5_node_23 | 0.4 | n |  | TRUE
34 | bus_LV_3237-9_0_5_node_24 | 0.4 | n |  | TRUE
35 | bus_LV_3237-9_0_5_node_25 | 0.4 | n |  | TRUE
36 | bus_LV_3237-9_0_5_node_26 | 0.4 | n |  | TRUE
37 | bus_LV_3237-9_0_5_node_27 | 0.4 | n |  | TRUE
38 | bus_LV_3237-9_0_5_node_28 | 0.4 | n |  | TRUE
39 | bus_LV_3237-9_0_5_node_159 | 0.4 | n |  | TRUE
40 | bus_LV_3237-9_0_5_node_92 | 0.4 | n |  | TRUE
41 | bus_LV_3237-9_0_5_node_79 | 0.4 | n |  | TRUE
42 | bus_LV_3237-9_0_5_node_158 | 0.4 | n |  | TRUE
43 | bus_LV_3237-9_0_5_node_93 | 0.4 | n |  | TRUE
44 | bus_LV_3237-9_0_5_node_78 | 0.4 | n |  | TRUE
45 | bus_LV_3237-9_0_5_node_65 | 0.4 | n |  | TRUE
46 | bus_LV_3237-9_0_5_node_66 | 0.4 | n |  | TRUE
47 | bus_LV_3237-9_0_5_node_35 | 0.4 | n |  | TRUE
48 | bus_LV_3237-9_0_5_node_33 | 0.4 | n |  | TRUE
49 | bus_LV_3237-9_0_5_node_67 | 0.4 | n |  | TRUE
50 | bus_LV_3237-9_0_5_node_34 | 0.4 | n |  | TRUE
51 | bus_LV_3237-9_0_5_node_36 | 0.4 | n |  | TRUE
52 | bus_LV_3237-9_0_5_node_38 | 0.4 | n |  | TRUE
53 | bus_LV_3237-9_0_5_node_39 | 0.4 | n |  | TRUE
54 | bus_LV_3237-9_0_5_node_57 | 0.4 | n |  | TRUE
55 | bus_LV_3237-9_0_5_node_58 | 0.4 | n |  | TRUE
56 | bus_LV_3237-9_0_5_node_56 | 0.4 | n |  | TRUE
57 | bus_LV_3237-9_0_5_node_40 | 0.4 | n |  | TRUE
58 | bus_LV_3237-9_0_5_node_41 | 0.4 | n |  | TRUE
59 | bus_LV_3237-9_0_5_node_42 | 0.4 | n |  | TRUE
60 | bus_LV_3237-9_0_5_node_43 | 0.4 | n |  | TRUE
61 | bus_LV_3237-9_0_5_node_44 | 0.4 | n |  | TRUE
62 | bus_LV_3237-9_0_5_node_47 | 0.4 | n |  | TRUE
63 | bus_LV_3237-9_0_5_node_62 | 0.4 | n |  | TRUE
64 | bus_LV_3237-9_0_5_node_82 | 0.4 | n |  | TRUE
65 | bus_LV_3237-9_0_5_node_49 | 0.4 | n |  | TRUE
66 | bus_LV_3237-9_0_5_node_45 | 0.4 | n |  | TRUE
67 | bus_LV_3237-9_0_5_node_60 | 0.4 | n |  | TRUE
68 | bus_LV_3237-9_0_5_node_80 | 0.4 | n |  | TRUE
69 | bus_LV_3237-9_0_5_node_46 | 0.4 | n |  | TRUE
70 | bus_LV_3237-9_0_5_node_48 | 0.4 | n |  | TRUE
71 | bus_LV_3237-9_0_5_node_148 | 0.4 | n |  | TRUE
72 | bus_LV_3237-9_0_5_node_154 | 0.4 | n |  | TRUE
73 | bus_LV_3237-9_0_5_node_150 | 0.4 | n |  | TRUE
74 | bus_LV_3237-9_0_5_node_123 | 0.4 | n |  | TRUE
75 | bus_LV_3237-9_0_5_node_141 | 0.4 | n |  | TRUE
76 | bus_LV_3237-9_0_5_node_51 | 0.4 | n |  | TRUE
77 | bus_LV_3237-9_0_5_node_53 | 0.4 | n |  | TRUE
78 | bus_LV_3237-9_0_5_node_54 | 0.4 | n |  | TRUE
79 | bus_LV_3237-9_0_5_node_55 | 0.4 | n |  | TRUE
80 | bus_LV_3237-9_0_5_node_59 | 0.4 | n |  | TRUE
81 | bus_LV_3237-9_0_5_node_61 | 0.4 | n |  | TRUE
82 | bus_LV_3237-9_0_5_node_63 | 0.4 | n |  | TRUE
83 | bus_LV_3237-9_0_5_node_64 | 0.4 | n |  | TRUE
84 | bus_LV_3237-9_0_5_node_91 | 0.4 | n |  | TRUE
85 | bus_LV_3237-9_0_5_node_95 | 0.4 | n |  | TRUE
86 | bus_LV_3237-9_0_5_node_156 | 0.4 | n |  | TRUE
87 | bus_LV_3237-9_0_5_node_76 | 0.4 | n |  | TRUE
88 | bus_LV_3237-9_0_5_node_90 | 0.4 | n |  | TRUE
89 | bus_LV_3237-9_0_5_node_94 | 0.4 | n |  | TRUE
90 | bus_LV_3237-9_0_5_node_101 | 0.4 | n |  | TRUE
91 | bus_LV_3237-9_0_5_node_75 | 0.4 | n |  | TRUE
92 | bus_LV_3237-9_0_5_node_68 | 0.4 | n |  | TRUE
93 | bus_LV_3237-9_0_5_node_69 | 0.4 | n |  | TRUE
94 | bus_LV_3237-9_0_5_node_70 | 0.4 | n |  | TRUE
95 | bus_LV_3237-9_0_5_node_71 | 0.4 | n |  | TRUE
96 | bus_LV_3237-9_0_5_node_72 | 0.4 | n |  | TRUE
97 | bus_LV_3237-9_0_5_node_74 | 0.4 | n |  | TRUE
98 | bus_LV_3237-9_0_5_node_73 | 0.4 | n |  | TRUE
99 | bus_LV_3237-9_0_5_node_77 | 0.4 | n |  | TRUE
100 | bus_LV_3237-9_0_5_node_81 | 0.4 | n |  | TRUE
101 | bus_LV_3237-9_0_5_node_83 | 0.4 | n |  | TRUE
102 | bus_LV_3237-9_0_5_node_84 | 0.4 | n |  | TRUE
103 | bus_LV_3237-9_0_5_node_137 | 0.4 | n |  | TRUE
104 | bus_LV_3237-9_0_5_node_129 | 0.4 | n |  | TRUE
105 | bus_LV_3237-9_0_5_node_122 | 0.4 | n |  | TRUE
106 | bus_LV_3237-9_0_5_node_135 | 0.4 | n |  | TRUE
107 | bus_LV_3237-9_0_5_node_127 | 0.4 | n |  | TRUE
108 | bus_LV_3237-9_0_5_node_87 | 0.4 | n |  | TRUE
109 | bus_LV_3237-9_0_5_node_88 | 0.4 | n |  | TRUE
110 | bus_LV_3237-9_0_5_node_161 | 0.4 | n |  | TRUE
111 | bus_LV_3237-9_0_5_node_89 | 0.4 | n |  | TRUE
112 | bus_LV_3237-9_0_5_node_160 | 0.4 | n |  | TRUE
113 | bus_LV_3237-9_0_5_node_100 | 0.4 | n |  | TRUE
114 | bus_LV_3237-9_0_5_node_155 | 0.4 | n |  | TRUE
115 | bus_LV_3237-9_0_5_node_98 | 0.4 | n |  | TRUE
116 | bus_LV_3237-9_0_5_node_96 | 0.4 | n |  | TRUE
117 | bus_LV_3237-9_0_5_node_97 | 0.4 | n |  | TRUE
118 | bus_LV_3237-9_0_5_node_99 | 0.4 | n |  | TRUE
119 | bus_LV_3237-9_0_5_node_102 | 0.4 | n |  | TRUE
120 | bus_LV_3237-9_0_5_node_166 | 0.4 | n |  | TRUE
121 | bus_LV_3237-9_0_5_node_164 | 0.4 | n |  | TRUE
122 | bus_LV_3237-9_0_5_node_157 | 0.4 | n |  | TRUE
123 | bus_LV_3237-9_0_5_node_119 | 0.4 | n |  | TRUE
124 | bus_LV_3237-9_0_5_node_103 | 0.4 | n |  | TRUE
125 | bus_LV_3237-9_0_5_node_104 | 0.4 | n |  | TRUE
126 | bus_LV_3237-9_0_5_node_105 | 0.4 | n |  | TRUE
127 | bus_LV_3237-9_0_5_node_106 | 0.4 | n |  | TRUE
128 | bus_LV_3237-9_0_5_node_107 | 0.4 | n |  | TRUE
129 | bus_LV_3237-9_0_5_node_113 | 0.4 | n |  | TRUE
130 | bus_LV_3237-9_0_5_node_115 | 0.4 | n |  | TRUE
131 | bus_LV_3237-9_0_5_node_111 | 0.4 | n |  | TRUE
132 | bus_LV_3237-9_0_5_node_108 | 0.4 | n |  | TRUE
133 | bus_LV_3237-9_0_5_node_109 | 0.4 | n |  | TRUE
134 | bus_LV_3237-9_0_5_node_110 | 0.4 | n |  | TRUE
135 | bus_LV_3237-9_0_5_node_116 | 0.4 | n |  | TRUE
136 | bus_LV_3237-9_0_5_node_162 | 0.4 | n |  | TRUE
137 | bus_LV_3237-9_0_5_node_117 | 0.4 | n |  | TRUE
138 | bus_LV_3237-9_0_5_node_118 | 0.4 | n |  | TRUE
139 | bus_LV_3237-9_0_5_node_112 | 0.4 | n |  | TRUE
140 | bus_LV_3237-9_0_5_node_114 | 0.4 | n |  | TRUE
141 | bus_LV_3237-9_0_5_node_165 | 0.4 | n |  | TRUE
142 | bus_LV_3237-9_0_5_node_163 | 0.4 | n |  | TRUE
143 | bus_LV_3237-9_0_5_node_120 | 0.4 | n |  | TRUE
144 | bus_LV_3237-9_0_5_node_121 | 0.4 | n |  | TRUE
145 | bus_LV_3237-9_0_5_node_142 | 0.4 | n |  | TRUE
146 | bus_LV_3237-9_0_5_node_124 | 0.4 | n |  | TRUE
147 | bus_LV_3237-9_0_5_node_139 | 0.4 | n |  | TRUE
148 | bus_LV_3237-9_0_5_node_140 | 0.4 | n |  | TRUE
149 | bus_LV_3237-9_0_5_node_149 | 0.4 | n |  | TRUE
150 | bus_LV_3237-9_0_5_node_151 | 0.4 | n |  | TRUE
151 | bus_LV_3237-9_0_5_node_143 | 0.4 | n |  | TRUE
152 | bus_LV_3237-9_0_5_node_145 | 0.4 | n |  | TRUE
153 | bus_LV_3237-9_0_5_node_153 | 0.4 | n |  | TRUE
154 | bus_LV_3237-9_0_5_node_152 | 0.4 | n |  | TRUE
155 | bus_LV_3237-9_0_5_node_132 | 0.4 | n |  | TRUE
156 | bus_LV_3237-9_0_5_node_133 | 0.4 | n |  | TRUE
157 | bus_LV_3237-9_0_5_node_130 | 0.4 | n |  | TRUE
158 | bus_LV_3237-9_0_5_node_125 | 0.4 | n |  | TRUE
159 | bus_LV_3237-9_0_5_node_126 | 0.4 | n |  | TRUE
160 | bus_LV_3237-9_0_5_node_128 | 0.4 | n |  | TRUE
161 | bus_LV_3237-9_0_5_node_131 | 0.4 | n |  | TRUE
162 | bus_LV_3237-9_0_5_node_144 | 0.4 | n |  | TRUE
163 | bus_LV_3237-9_0_5_node_134 | 0.4 | n |  | TRUE
164 | bus_LV_3237-9_0_5_node_136 | 0.4 | n |  | TRUE
165 | bus_LV_3237-9_0_5_node_138 | 0.4 | n |  | TRUE
166 | bus_LV_3237-9_0_5_node_146 | 0.4 | n |  | TRUE
167 | bus_MV_45_0_node_117 | 20 | n |  | TRUE

## load
| name | bus | p_mw | q_mvar | const_z_percent | const_i_percent | sn_mva | scaling | in_service | type
0 | LV_3237-9_0_5_load_0 | 0 | 0.010869 | 0.0027241 | 0 | 0 |  | 1 | TRUE | wye
1 | LV_3237-9_0_5_load_1 | 1 | 0.0015953 | 0.00039983 | 0 | 0 |  | 1 | TRUE | wye
2 | LV_3237-9_0_5_load_4 | 3 | 0.0037394 | 0.00093718 | 0 | 0 |  | 1 | TRUE | wye
3 | LV_3237-9_0_5_load_2 | 4 | 0.015732 | 0.0039428 | 0 | 0 |  | 1 | TRUE | wye
4 | LV_3237-9_0_5_load_168 | 5 | 0.016772 | 0.0042035 | 0 | 0 |  | 1 | TRUE | wye
5 | LV_3237-9_0_5_load_167 | 7 | 0.019196 | 0.004811 | 0 | 0 |  | 1 | TRUE | wye
6 | LV_3237-9_0_5_load_85 | 8 | 0.00165 | 0.00041352 | 0 | 0 |  | 1 | TRUE | wye
7 | LV_3237-9_0_5_load_86 | 9 | 0.0027093 | 0.00067901 | 0 | 0 |  | 1 | TRUE | wye
8 | LV_3237-9_0_5_load_5 | 10 | 0.0083965 | 0.0021044 | 0 | 0 |  | 1 | TRUE | wye
9 | LV_3237-9_0_5_load_29 | 15 | 0.00047921 | 0.0001201 | 0 | 0 |  | 1 | TRUE | wye
10 | LV_3237-9_0_5_load_30 | 16 | 0.00020811 | 5.2158e-05 | 0 | 0 |  | 1 | TRUE | wye
11 | LV_3237-9_0_5_load_11 | 17 | 0.0064363 | 0.0016131 | 0 | 0 |  | 1 | TRUE | wye
12 | LV_3237-9_0_5_load_17 | 19 | 0.0043016 | 0.0010781 | 0 | 0 |  | 1 | TRUE | wye
13 | LV_3237-9_0_5_load_16 | 21 | 0.0091815 | 0.0023011 | 0 | 0 |  | 1 | TRUE | wye
14 | LV_3237-9_0_5_load_37 | 22 | 0.00028819 | 7.2226e-05 | 0 | 0 |  | 1 | TRUE | wye
15 | LV_3237-9_0_5_load_52 | 24 | 0.0010314 | 0.00025849 | 0 | 0 |  | 1 | TRUE | wye
16 | LV_3237-9_0_5_load_14 | 26 | 0.022716 | 0.0056932 | 0 | 0 |  | 1 | TRUE | wye
17 | LV_3237-9_0_5_load_19 | 27 | 0.0090464 | 0.0022672 | 0 | 0 |  | 1 | TRUE | wye
18 | LV_3237-9_0_5_load_20 | 28 | 0.0019385 | 0.00048584 | 0 | 0 |  | 1 | TRUE | wye
19 | LV_3237-9_0_5_load_21 | 29 | 0.00055138 | 0.00013819 | 0 | 0 |  | 1 | TRUE | wye
20 | LV_3237-9_0_5_load_22 | 30 | 0.00094692 | 0.00023732 | 0 | 0 |  | 1 | TRUE | wye
21 | LV_3237-9_0_5_load_31 | 31 | 0.0013246 | 0.00033197 | 0 | 0 |  | 1 | TRUE | wye
22 | LV_3237-9_0_5_load_32 | 32 | 0.00096592 | 0.00024208 | 0 | 0 |  | 1 | TRUE | wye
23 | LV_3237-9_0_5_load_23 | 33 | 0.0026916 | 0.00067458 | 0 | 0 |  | 1 | TRUE | wye
24 | LV_3237-9_0_5_load_24 | 34 | 0.0011046 | 0.00027684 | 0 | 0 |  | 1 | TRUE | wye
25 | LV_3237-9_0_5_load_26 | 36 | 0.00078231 | 0.00019606 | 0 | 0 |  | 1 | TRUE | wye
26 | LV_3237-9_0_5_load_27 | 37 | 0.00069683 | 0.00017464 | 0 | 0 |  | 1 | TRUE | wye
27 | LV_3237-9_0_5_load_28 | 38 | 0.0014316 | 0.0003588 | 0 | 0 |  | 1 | TRUE | wye
28 | LV_3237-9_0_5_load_92 | 40 | 0.00091774 | 0.00023001 | 0 | 0 |  | 1 | TRUE | wye
29 | LV_3237-9_0_5_load_79 | 41 | 0.0015136 | 0.00037933 | 0 | 0 |  | 1 | TRUE | wye
30 | LV_3237-9_0_5_load_158 | 42 | 0.00044351 | 0.00011115 | 0 | 0 |  | 1 | TRUE | wye
31 | LV_3237-9_0_5_load_93 | 43 | 0.0028413 | 0.00071209 | 0 | 0 |  | 1 | TRUE | wye
32 | LV_3237-9_0_5_load_78 | 44 | 0.0019957 | 0.00050016 | 0 | 0 |  | 1 | TRUE | wye
33 | LV_3237-9_0_5_load_65 | 45 | 0.00023673 | 5.9329e-05 | 0 | 0 |  | 1 | TRUE | wye
34 | LV_3237-9_0_5_load_66 | 46 | 0.00044185 | 0.00011074 | 0 | 0 |  | 1 | TRUE | wye
35 | LV_3237-9_0_5_load_33 | 48 | 0.0015691 | 0.00039325 | 0 | 0 |  | 1 | TRUE | wye
36 | LV_3237-9_0_5_load_67 | 49 | 0.0020845 | 0.00052242 | 0 | 0 |  | 1 | TRUE | wye
37 | LV_3237-9_0_5_load_34 | 50 | 0.00029659 | 7.4333e-05 | 0 | 0 |  | 1 | TRUE | wye
38 | LV_3237-9_0_5_load_38 | 52 | 0.00077079 | 0.00019318 | 0 | 0 |  | 1 | TRUE | wye
39 | LV_3237-9_0_5_load_39 | 53 | 0.00038664 | 9.6901e-05 | 0 | 0 |  | 1 | TRUE | wye
40 | LV_3237-9_0_5_load_56 | 56 | 0.00033526 | 8.4024e-05 | 0 | 0 |  | 1 | TRUE | wye
41 | LV_3237-9_0_5_load_40 | 57 | 0.00073007 | 0.00018297 | 0 | 0 |  | 1 | TRUE | wye
42 | LV_3237-9_0_5_load_41 | 58 | 0.00096147 | 0.00024097 | 0 | 0 |  | 1 | TRUE | wye
43 | LV_3237-9_0_5_load_42 | 59 | 0.00055899 | 0.0001401 | 0 | 0 |  | 1 | TRUE | wye
44 | LV_3237-9_0_5_load_43 | 60 | 0.00084878 | 0.00021272 | 0 | 0 |  | 1 | TRUE | wye
45 | LV_3237-9_0_5_load_62 | 63 | 0.00032827 | 8.2271e-05 | 0 | 0 |  | 1 | TRUE | wye
46 | LV_3237-9_0_5_load_82 | 64 | 0.00055413 | 0.00013888 | 0 | 0 |  | 1 | TRUE | wye
47 | LV_3237-9_0_5_load_49 | 65 | 0.0017056 | 0.00042746 | 0 | 0 |  | 1 | TRUE | wye
48 | LV_3237-9_0_5_load_45 | 66 | 0.00087079 | 0.00021824 | 0 | 0 |  | 1 | TRUE | wye
49 | LV_3237-9_0_5_load_60 | 67 | 0.00078292 | 0.00019622 | 0 | 0 |  | 1 | TRUE | wye
50 | LV_3237-9_0_5_load_80 | 68 | 0.00050184 | 0.00012577 | 0 | 0 |  | 1 | TRUE | wye
51 | LV_3237-9_0_5_load_48 | 70 | 0.0004871 | 0.00012208 | 0 | 0 |  | 1 | TRUE | wye
52 | LV_3237-9_0_5_load_154 | 72 | 0.0015839 | 0.00039696 | 0 | 0 |  | 1 | TRUE | wye
53 | LV_3237-9_0_5_load_150 | 73 | 0.001074 | 0.00026916 | 0 | 0 |  | 1 | TRUE | wye
54 | LV_3237-9_0_5_load_123 | 74 | 0.0016277 | 0.00040793 | 0 | 0 |  | 1 | TRUE | wye
55 | LV_3237-9_0_5_load_51 | 76 | 0.0004173 | 0.00010459 | 0 | 0 |  | 1 | TRUE | wye
56 | LV_3237-9_0_5_load_53 | 77 | 0.00032152 | 8.0581e-05 | 0 | 0 |  | 1 | TRUE | wye
57 | LV_3237-9_0_5_load_54 | 78 | 0.00029487 | 7.3901e-05 | 0 | 0 |  | 1 | TRUE | wye
58 | LV_3237-9_0_5_load_55 | 79 | 0.00022199 | 5.5637e-05 | 0 | 0 |  | 1 | TRUE | wye
59 | LV_3237-9_0_5_load_59 | 80 | 0.00033117 | 8.2998e-05 | 0 | 0 |  | 1 | TRUE | wye
60 | LV_3237-9_0_5_load_64 | 83 | 0.0015218 | 0.00038139 | 0 | 0 |  | 1 | TRUE | wye
61 | LV_3237-9_0_5_load_95 | 85 | 0.0015063 | 0.00037751 | 0 | 0 |  | 1 | TRUE | wye
62 | LV_3237-9_0_5_load_156 | 86 | 0.0024327 | 0.00060968 | 0 | 0 |  | 1 | TRUE | wye
63 | LV_3237-9_0_5_load_76 | 87 | 0.00037251 | 9.3359e-05 | 0 | 0 |  | 1 | TRUE | wye
64 | LV_3237-9_0_5_load_90 | 88 | 0.0012159 | 0.00030474 | 0 | 0 |  | 1 | TRUE | wye
65 | LV_3237-9_0_5_load_94 | 89 | 0.00050654 | 0.00012695 | 0 | 0 |  | 1 | TRUE | wye
66 | LV_3237-9_0_5_load_68 | 92 | 0.0010752 | 0.00026948 | 0 | 0 |  | 1 | TRUE | wye
67 | LV_3237-9_0_5_load_69 | 93 | 0.00033953 | 8.5095e-05 | 0 | 0 |  | 1 | TRUE | wye
68 | LV_3237-9_0_5_load_70 | 94 | 0.00031287 | 7.8412e-05 | 0 | 0 |  | 1 | TRUE | wye
69 | LV_3237-9_0_5_load_71 | 95 | 0.002041 | 0.00051153 | 0 | 0 |  | 1 | TRUE | wye
70 | LV_3237-9_0_5_load_72 | 96 | 0.00034629 | 8.6788e-05 | 0 | 0 |  | 1 | TRUE | wye
71 | LV_3237-9_0_5_load_74 | 97 | 0.0010168 | 0.00025484 | 0 | 0 |  | 1 | TRUE | wye
72 | LV_3237-9_0_5_load_73 | 98 | 0.001064 | 0.00026666 | 0 | 0 |  | 1 | TRUE | wye
73 | LV_3237-9_0_5_load_77 | 99 | 0.00076965 | 0.00019289 | 0 | 0 |  | 1 | TRUE | wye
74 | LV_3237-9_0_5_load_81 | 100 | 0.00053417 | 0.00013388 | 0 | 0 |  | 1 | TRUE | wye
75 | LV_3237-9_0_5_load_83 | 101 | 0.00042909 | 0.00010754 | 0 | 0 |  | 1 | TRUE | wye
76 | LV_3237-9_0_5_load_137 | 103 | 0.0010702 | 0.00026822 | 0 | 0 |  | 1 | TRUE | wye
77 | LV_3237-9_0_5_load_129 | 104 | 0.0010287 | 0.00025781 | 0 | 0 |  | 1 | TRUE | wye
78 | LV_3237-9_0_5_load_122 | 105 | 0.00099413 | 0.00024915 | 0 | 0 |  | 1 | TRUE | wye
79 | LV_3237-9_0_5_load_135 | 106 | 0.00045368 | 0.0001137 | 0 | 0 |  | 1 | TRUE | wye
80 | LV_3237-9_0_5_load_127 | 107 | 0.0010299 | 0.00025811 | 0 | 0 |  | 1 | TRUE | wye
81 | LV_3237-9_0_5_load_161 | 110 | 0.00042948 | 0.00010764 | 0 | 0 |  | 1 | TRUE | wye
82 | LV_3237-9_0_5_load_160 | 112 | 0.0017073 | 0.00042789 | 0 | 0 |  | 1 | TRUE | wye
83 | LV_3237-9_0_5_load_155 | 114 | 0.0011997 | 0.00030067 | 0 | 0 |  | 1 | TRUE | wye
84 | LV_3237-9_0_5_load_96 | 116 | 0.00053777 | 0.00013478 | 0 | 0 |  | 1 | TRUE | wye
85 | LV_3237-9_0_5_load_97 | 117 | 0.0040009 | 0.0010027 | 0 | 0 |  | 1 | TRUE | wye
86 | LV_3237-9_0_5_load_166 | 120 | 0.00101 | 0.00025314 | 0 | 0 |  | 1 | TRUE | wye
87 | LV_3237-9_0_5_load_164 | 121 | 0.0013488 | 0.00033804 | 0 | 0 |  | 1 | TRUE | wye
88 | LV_3237-9_0_5_load_157 | 122 | 0.0018377 | 0.00046057 | 0 | 0 |  | 1 | TRUE | wye
89 | LV_3237-9_0_5_load_103 | 124 | 0.00089552 | 0.00022444 | 0 | 0 |  | 1 | TRUE | wye
90 | LV_3237-9_0_5_load_104 | 125 | 0.0018977 | 0.00047562 | 0 | 0 |  | 1 | TRUE | wye
91 | LV_3237-9_0_5_load_105 | 126 | 0.00054406 | 0.00013635 | 0 | 0 |  | 1 | TRUE | wye
92 | LV_3237-9_0_5_load_107 | 128 | 0.0039538 | 0.00099092 | 0 | 0 |  | 1 | TRUE | wye
93 | LV_3237-9_0_5_load_115 | 130 | 0.0012009 | 0.00030098 | 0 | 0 |  | 1 | TRUE | wye
94 | LV_3237-9_0_5_load_111 | 131 | 0.0015153 | 0.00037977 | 0 | 0 |  | 1 | TRUE | wye
95 | LV_3237-9_0_5_load_108 | 132 | 0.00056133 | 0.00014068 | 0 | 0 |  | 1 | TRUE | wye
96 | LV_3237-9_0_5_load_109 | 133 | 0.0010911 | 0.00027346 | 0 | 0 |  | 1 | TRUE | wye
97 | LV_3237-9_0_5_load_162 | 136 | 0.0018376 | 0.00046056 | 0 | 0 |  | 1 | TRUE | wye
98 | LV_3237-9_0_5_load_118 | 138 | 0.0010019 | 0.00025111 | 0 | 0 |  | 1 | TRUE | wye
99 | LV_3237-9_0_5_load_112 | 139 | 0.0011234 | 0.00028156 | 0 | 0 |  | 1 | TRUE | wye
100 | LV_3237-9_0_5_load_165 | 141 | 0.00092927 | 0.0002329 | 0 | 0 |  | 1 | TRUE | wye
101 | LV_3237-9_0_5_load_163 | 142 | 0.0023714 | 0.00059432 | 0 | 0 |  | 1 | TRUE | wye
102 | LV_3237-9_0_5_load_120 | 143 | 0.00027275 | 6.8359e-05 | 0 | 0 |  | 1 | TRUE | wye
103 | LV_3237-9_0_5_load_121 | 144 | 0.00026131 | 6.5491e-05 | 0 | 0 |  | 1 | TRUE | wye
104 | LV_3237-9_0_5_load_142 | 145 | 0.001009 | 0.00025288 | 0 | 0 |  | 1 | TRUE | wye
105 | LV_3237-9_0_5_load_124 | 146 | 0.00029929 | 7.5009e-05 | 0 | 0 |  | 1 | TRUE | wye
106 | LV_3237-9_0_5_load_139 | 147 | 0.00058168 | 0.00014578 | 0 | 0 |  | 1 | TRUE | wye
107 | LV_3237-9_0_5_load_140 | 148 | 0.0016845 | 0.00042219 | 0 | 0 |  | 1 | TRUE | wye
108 | LV_3237-9_0_5_load_149 | 149 | 0.0017829 | 0.00044684 | 0 | 0 |  | 1 | TRUE | wye
109 | LV_3237-9_0_5_load_151 | 150 | 0.0007535 | 0.00018884 | 0 | 0 |  | 1 | TRUE | wye
110 | LV_3237-9_0_5_load_145 | 152 | 0.0011385 | 0.00028533 | 0 | 0 |  | 1 | TRUE | wye
111 | LV_3237-9_0_5_load_153 | 153 | 0.00086574 | 0.00021697 | 0 | 0 |  | 1 | TRUE | wye
112 | LV_3237-9_0_5_load_152 | 154 | 0.00096176 | 0.00024104 | 0 | 0 |  | 1 | TRUE | wye
113 | LV_3237-9_0_5_load_133 | 156 | 0.00028263 | 7.0834e-05 | 0 | 0 |  | 1 | TRUE | wye
114 | LV_3237-9_0_5_load_130 | 157 | 0.00049337 | 0.00012365 | 0 | 0 |  | 1 | TRUE | wye
115 | LV_3237-9_0_5_load_125 | 158 | 0.00051247 | 0.00012844 | 0 | 0 |  | 1 | TRUE | wye
116 | LV_3237-9_0_5_load_126 | 159 | 0.00042162 | 0.00010567 | 0 | 0 |  | 1 | TRUE | wye
117 | LV_3237-9_0_5_load_144 | 162 | 0.00037916 | 9.5027e-05 | 0 | 0 |  | 1 | TRUE | wye
118 | LV_3237-9_0_5_load_134 | 163 | 0.0009818 | 0.00024606 | 0 | 0 |  | 1 | TRUE | wye
119 | LV_3237-9_0_5_load_136 | 164 | 0.0016894 | 0.0004234 | 0 | 0 |  | 1 | TRUE | wye
120 | LV_3237-9_0_5_load_138 | 165 | 0.00084238 | 0.00021112 | 0 | 0 |  | 1 | TRUE | wye
121 | LV_3237-9_0_5_load_146 | 166 | 0.00033649 | 8.4332e-05 | 0 | 0 |  | 1 | TRUE | wye

## ext_grid
| name | bus | vm_pu | va_degree | slack_weight | in_service
0 |  | 28 | 1 | 0 | 1 | TRUE

## line
| name | std_type | from_bus | to_bus | length_km | r_ohm_per_km | x_ohm_per_km | c_nf_per_km | g_us_per_km | max_i_ka | df | parallel | type | in_service
0 | LV_3237-9_0_5_line_0 |  | 0 | 1 | 0.071511 | 0.125 | 0.08 | 261 | 0 | 0.364 | 1 | 1 | cs | TRUE
1 | LV_3237-9_0_5_line_1 |  | 1 | 2 | 0.029038 | 0.125 | 0.08 | 261 | 0 | 0.364 | 1 | 1 | cs | TRUE
2 | LV_3237-9_0_5_line_2 |  | 2 | 3 | 0.01128 | 0.125 | 0.08 | 261 | 0 | 0.364 | 1 | 5 | cs | TRUE
3 | LV_3237-9_0_5_line_3 |  | 2 | 4 | 0.071826 | 0.125 | 0.08 | 261 | 0 | 0.364 | 1 | 5 | cs | TRUE
4 | LV_3237-9_0_5_line_4 |  | 3 | 8 | 0.0011935 | 0.125 | 0.08 | 261 | 0 | 0.364 | 1 | 5 | cs | TRUE
5 | LV_3237-9_0_5_line_5 |  | 4 | 5 | 0.089818 | 0.125 | 0.08 | 261 | 0 | 0.364 | 1 | 5 | cs | TRUE
6 | LV_3237-9_0_5_line_6 |  | 5 | 6 | 0.10766 | 0.125 | 0.08 | 261 | 0 | 0.364 | 1 | 5 | cs | TRUE
7 | LV_3237-9_0_5_line_7 |  | 6 | 7 | 0.32895 | 0.125 | 0.08 | 261 | 0 | 0.364 | 1 | 5 | cs | TRUE
8 | LV_3237-9_0_5_line_8 |  | 7 | 14 | 0.037715 | 0.125 | 0.08 | 261 | 0 | 0.364 | 1 | 5 | cs | TRUE
9 | LV_3237-9_0_5_line_9 |  | 8 | 9 | 0.036583 | 0.125 | 0.08 | 261 | 0 | 0.364 | 1 | 5 | cs | TRUE
10 | LV_3237-9_0_5_line_10 |  | 9 | 108 | 0.03818 | 0.125 | 0.08 | 261 | 0 | 0.364 | 1 | 5 | cs | TRUE
11 | LV_3237-9_0_5_line_11 |  | 10 | 11 | 0.095701 | 0.125 | 0.08 | 261 | 0 | 0.364 | 1 | 1 | cs | TRUE
12 | LV_3237-9_0_5_line_12 |  | 11 | 12 | 0.079738 | 0.125 | 0.08 | 261 | 0 | 0.364 | 1 | 5 | cs | TRUE
13 | LV_3237-9_0_5_line_13 |  | 11 | 13 | 0.02169 | 0.125 | 0.08 | 261 | 0 | 0.364 | 1 | 5 | cs | TRUE
14 | LV_3237-9_0_5_line_14 |  | 12 | 14 | 0.082296 | 0.125 | 0.08 | 261 | 0 | 0.364 | 1 | 5 | cs | TRUE
15 | LV_3237-9_0_5_line_15 |  | 13 | 20 | 0.062587 | 0.125 | 0.08 | 261 | 0 | 0.364 | 1 | 5 | cs | TRUE
16 | LV_3237-9_0_5_line_16 |  | 13 | 21 | 0.092 | 0.125 | 0.08 | 261 | 0 | 0.364 | 1 | 1 | cs | TRUE
17 | LV_3237-9_0_5_line_17 |  | 13 | 18 | 0.018733 | 0.125 | 0.08 | 261 | 0 | 0.364 | 1 | 1 | cs | TRUE
18 | LV_3237-9_0_5_line_18 |  | 15 | 16 | 0.031292 | 0.125 | 0.08 | 261 | 0 | 0.364 | 1 | 5 | cs | TRUE
19 | LV_3237-9_0_5_line_19 |  | 15 | 17 | 0.21781 | 0.125 | 0.08 | 261 | 0 | 0.364 | 1 | 5 | cs | TRUE
20 | LV_3237-9_0_5_line_20 |  | 16 | 22 | 0.052899 | 0.125 | 0.08 | 261 | 0 | 0.364 | 1 | 5 | cs | TRUE
21 | LV_3237-9_0_5_line_21 |  | 17 | 23 | 0.06835 | 0.125 | 0.08 | 261 | 0 | 0.364 | 1 | 5 | cs | TRUE
22 | LV_3237-9_0_5_line_22 |  | 18 | 19 | 0.026158 | 0.125 | 0.08 | 261 | 0 | 0.364 | 1 | 1 | cs | TRUE
23 | LV_3237-9_0_5_line_23 |  | 20 | 23 | 0.035306 | 0.125 | 0.08 | 261 | 0 | 0.364 | 1 | 5 | cs | TRUE
24 | LV_3237-9_0_5_line_24 |  | 22 | 47 | 0.048839 | 0.125 | 0.08 | 261 | 0 | 0.364 | 1 | 5 | cs | TRUE
25 | LV_3237-9_0_5_line_25 |  | 22 | 45 | 0.013474 | 0.125 | 0.08 | 261 | 0 | 0.364 | 1 | 1 | cs | TRUE
26 | LV_3237-9_0_5_line_26 |  | 23 | 26 | 0.030501 | 0.125 | 0.08 | 261 | 0 | 0.364 | 1 | 2 | cs | TRUE
27 | LV_3237-9_0_5_line_27 |  | 24 | 25 | 0.036759 | 0.125 | 0.08 | 261 | 0 | 0.364 | 1 | 1 | cs | TRUE
28 | LV_3237-9_0_5_line_28 |  | 25 | 76 | 0.029876 | 0.125 | 0.08 | 261 | 0 | 0.364 | 1 | 3 | cs | TRUE
29 | LV_3237-9_0_5_line_29 |  | 27 | 28 | 0.083136 | 0.125 | 0.08 | 261 | 0 | 0.364 | 1 | 5 | cs | TRUE
30 | LV_3237-9_0_5_line_30 |  | 27 | 29 | 0.039628 | 0.125 | 0.08 | 261 | 0 | 0.364 | 1 | 5 | cs | TRUE
31 | LV_3237-9_0_5_line_31 |  | 29 | 30 | 0.010346 | 0.125 | 0.08 | 261 | 0 | 0.364 | 1 | 5 | cs | TRUE
32 | LV_3237-9_0_5_line_32 |  | 30 | 31 | 0.017364 | 0.125 | 0.08 | 261 | 0 | 0.364 | 1 | 5 | cs | TRUE
33 | LV_3237-9_0_5_line_33 |  | 31 | 32 | 0.020848 | 0.125 | 0.08 | 261 | 0 | 0.364 | 1 | 5 | cs | TRUE
34 | LV_3237-9_0_5_line_34 |  | 32 | 48 | 0.0082001 | 0.125 | 0.08 | 261 | 0 | 0.364 | 1 | 5 | cs | TRUE
35 | LV_3237-9_0_5_line_35 |  | 33 | 34 | 0.01782 | 0.125 | 0.08 | 261 | 0 | 0.364 | 1 | 5 | cs | TRUE
36 | LV_3237-9_0_5_line_36 |  | 33 | 35 | 0.0060247 | 0.125 | 0.08 | 261 | 0 | 0.364 | 1 | 5 | cs | TRUE
37 | LV_3237-9_0_5_line_37 |  | 34 | 36 | 0.026959 | 0.125 | 0.08 | 261 | 0 | 0.364 | 1 | 5 | cs | TRUE
38 | LV_3237-9_0_5_line_38 |  | 35 | 37 | 0.011861 | 0.125 | 0.08 | 261 | 0 | 0.364 | 1 | 5 | cs | TRUE
39 | LV_3237-9_0_5_line_39 |  | 35 | 38 | 0.0089723 | 0.125 | 0.08 | 261 | 0 | 0.364 | 1 | 5 | cs | TRUE
40 | LV_3237-9_0_5_line_40 |  | 36 | 39 | 0.0070354 | 0.125 | 0.08 | 261 | 0 | 0.364 | 1 | 5 | cs | TRUE
41 | LV_3237-9_0_5_line_41 |  | 37 | 40 | 0.019925 | 0.125 | 0.08 | 261 | 0 | 0.364 | 1 | 5 | cs | TRUE
42 | LV_3237-9_0_5_line_42 |  | 38 | 41 | 0.0065634 | 0.125 | 0.08 | 261 | 0 | 0.364 | 1 | 5 | cs | TRUE
43 | LV_3237-9_0_5_line_43 |  | 39 | 42 | 0.0068444 | 0.125 | 0.08 | 261 | 0 | 0.364 | 1 | 5 | cs | TRUE
44 | LV_3237-9_0_5_line_44 |  | 40 | 43 | 0.012043 | 0.125 | 0.08 | 261 | 0 | 0.364 | 1 | 5 | cs | TRUE
45 | LV_3237-9_0_5_line_45 |  | 41 | 44 | 0.013398 | 0.125 | 0.08 | 261 | 0 | 0.364 | 1 | 5 | cs | TRUE
46 | LV_3237-9_0_5_line_46 |  | 42 | 111 | 0.014697 | 0.125 | 0.08 | 261 | 0 | 0.364 | 1 | 5 | cs | TRUE
47 | LV_3237-9_0_5_line_47 |  | 43 | 110 | 0.012569 | 0.125 | 0.08 | 261 | 0 | 0.364 | 1 | 5 | cs | TRUE
48 | LV_3237-9_0_5_line_48 |  | 44 | 49 | 0.010819 | 0.125 | 0.08 | 261 | 0 | 0.364 | 1 | 5 | cs | TRUE
49 | LV_3237-9_0_5_line_49 |  | 45 | 46 | 0.040582 | 0.125 | 0.08 | 261 | 0 | 0.364 | 1 | 1 | cs | TRUE
50 | LV_3237-9_0_5_line_50 |  | 47 | 52 | 0.020015 | 0.125 | 0.08 | 261 | 0 | 0.364 | 1 | 1 | cs | TRUE
51 | LV_3237-9_0_5_line_51 |  | 47 | 50 | 0.028887 | 0.125 | 0.08 | 261 | 0 | 0.364 | 1 | 5 | cs | TRUE
52 | LV_3237-9_0_5_line_52 |  | 48 | 49 | 0.013527 | 0.125 | 0.08 | 261 | 0 | 0.364 | 1 | 5 | cs | TRUE
53 | LV_3237-9_0_5_line_53 |  | 50 | 51 | 0.0058904 | 0.125 | 0.08 | 261 | 0 | 0.364 | 1 | 5 | cs | TRUE
54 | LV_3237-9_0_5_line_54 |  | 51 | 53 | 0.01856 | 0.125 | 0.08 | 261 | 0 | 0.364 | 1 | 5 | cs | TRUE
55 | LV_3237-9_0_5_line_55 |  | 53 | 54 | 0.026843 | 0.125 | 0.08 | 261 | 0 | 0.364 | 1 | 5 | cs | TRUE
56 | LV_3237-9_0_5_line_56 |  | 54 | 55 | 0.038954 | 0.125 | 0.08 | 261 | 0 | 0.364 | 1 | 5 | cs | TRUE
57 | LV_3237-9_0_5_line_57 |  | 54 | 56 | 0.028333 | 0.125 | 0.08 | 261 | 0 | 0.364 | 1 | 1 | cs | TRUE
58 | LV_3237-9_0_5_line_58 |  | 55 | 76 | 0.014442 | 0.125 | 0.08 | 261 | 0 | 0.364 | 1 | 5 | cs | TRUE
59 | LV_3237-9_0_5_line_59 |  | 56 | 79 | 0.016305 | 0.125 | 0.08 | 261 | 0 | 0.364 | 1 | 1 | cs | TRUE
60 | LV_3237-9_0_5_line_60 |  | 57 | 58 | 0.0031859 | 0.125 | 0.08 | 261 | 0 | 0.364 | 1 | 5 | cs | TRUE
61 | LV_3237-9_0_5_line_61 |  | 57 | 59 | 0.032488 | 0.125 | 0.08 | 261 | 0 | 0.364 | 1 | 5 | cs | TRUE
62 | LV_3237-9_0_5_line_62 |  | 58 | 60 | 0.049514 | 0.125 | 0.08 | 261 | 0 | 0.364 | 1 | 5 | cs | TRUE
63 | LV_3237-9_0_5_line_63 |  | 59 | 61 | 0.018033 | 0.125 | 0.08 | 261 | 0 | 0.364 | 1 | 5 | cs | TRUE
64 | LV_3237-9_0_5_line_64 |  | 60 | 62 | 0.047121 | 0.125 | 0.08 | 261 | 0 | 0.364 | 1 | 5 | cs | TRUE
65 | LV_3237-9_0_5_line_65 |  | 61 | 63 | 0.0025354 | 0.125 | 0.08 | 261 | 0 | 0.364 | 1 | 5 | cs | TRUE
66 | LV_3237-9_0_5_line_66 |  | 61 | 64 | 0.022809 | 0.125 | 0.08 | 261 | 0 | 0.364 | 1 | 1 | cs | TRUE
67 | LV_3237-9_0_5_line_67 |  | 62 | 65 | 0.024083 | 0.125 | 0.08 | 261 | 0 | 0.364 | 1 | 1 | cs | TRUE
68 | LV_3237-9_0_5_line_68 |  | 62 | 66 | 0.032263 | 0.125 | 0.08 | 261 | 0 | 0.364 | 1 | 5 | cs | TRUE
69 | LV_3237-9_0_5_line_69 |  | 63 | 67 | 0.003671 | 0.125 | 0.08 | 261 | 0 | 0.364 | 1 | 5 | cs | TRUE
70 | LV_3237-9_0_5_line_70 |  | 64 | 68 | 0.015581 | 0.125 | 0.08 | 261 | 0 | 0.364 | 1 | 1 | cs | TRUE
71 | LV_3237-9_0_5_line_71 |  | 66 | 69 | 0.030465 | 0.125 | 0.08 | 261 | 0 | 0.364 | 1 | 5 | cs | TRUE
72 | LV_3237-9_0_5_line_72 |  | 67 | 80 | 0.017271 | 0.125 | 0.08 | 261 | 0 | 0.364 | 1 | 5 | cs | TRUE
73 | LV_3237-9_0_5_line_73 |  | 68 | 100 | 0.014526 | 0.125 | 0.08 | 261 | 0 | 0.364 | 1 | 1 | cs | TRUE
74 | LV_3237-9_0_5_line_74 |  | 69 | 70 | 0.01779 | 0.125 | 0.08 | 261 | 0 | 0.364 | 1 | 1 | cs | TRUE
75 | LV_3237-9_0_5_line_75 |  | 69 | 71 | 0.13057 | 0.125 | 0.08 | 261 | 0 | 0.364 | 1 | 5 | cs | TRUE
76 | LV_3237-9_0_5_line_76 |  | 71 | 73 | 0.065133 | 0.125 | 0.08 | 261 | 0 | 0.364 | 1 | 5 | cs | TRUE
77 | LV_3237-9_0_5_line_77 |  | 71 | 74 | 0.066727 | 0.125 | 0.08 | 261 | 0 | 0.364 | 1 | 1 | cs | TRUE
78 | LV_3237-9_0_5_line_78 |  | 71 | 72 | 0.02576 | 0.125 | 0.08 | 261 | 0 | 0.364 | 1 | 1 | cs | TRUE
79 | LV_3237-9_0_5_line_79 |  | 73 | 75 | 0.02907 | 0.125 | 0.08 | 261 | 0 | 0.364 | 1 | 5 | cs | TRUE
80 | LV_3237-9_0_5_line_80 |  | 74 | 105 | 0.030081 | 0.125 | 0.08 | 261 | 0 | 0.364 | 1 | 1 | cs | TRUE
81 | LV_3237-9_0_5_line_81 |  | 75 | 149 | 0.0055107 | 0.125 | 0.08 | 261 | 0 | 0.364 | 1 | 5 | cs | TRUE
82 | LV_3237-9_0_5_line_82 |  | 75 | 150 | 0.034343 | 0.125 | 0.08 | 261 | 0 | 0.364 | 1 | 5 | cs | TRUE
83 | LV_3237-9_0_5_line_83 |  | 75 | 148 | 0.010593 | 0.125 | 0.08 | 261 | 0 | 0.364 | 1 | 5 | cs | TRUE
84 | LV_3237-9_0_5_line_84 |  | 77 | 78 | 0.00098314 | 0.125 | 0.08 | 261 | 0 | 0.364 | 1 | 1 | cs | TRUE
85 | LV_3237-9_0_5_line_85 |  | 77 | 79 | 0.017296 | 0.125 | 0.08 | 261 | 0 | 0.364 | 1 | 1 | cs | TRUE
86 | LV_3237-9_0_5_line_86 |  | 80 | 81 | 0.022194 | 0.125 | 0.08 | 261 | 0 | 0.364 | 1 | 5 | cs | TRUE
87 | LV_3237-9_0_5_line_87 |  | 81 | 82 | 0.026538 | 0.125 | 0.08 | 261 | 0 | 0.364 | 1 | 5 | cs | TRUE
88 | LV_3237-9_0_5_line_88 |  | 81 | 83 | 0.019644 | 0.125 | 0.08 | 261 | 0 | 0.364 | 1 | 1 | cs | TRUE
89 | LV_3237-9_0_5_line_89 |  | 82 | 84 | 0.038882 | 0.125 | 0.08 | 261 | 0 | 0.364 | 1 | 1 | cs | TRUE
90 | LV_3237-9_0_5_line_90 |  | 82 | 85 | 0.018879 | 0.125 | 0.08 | 261 | 0 | 0.364 | 1 | 1 | cs | TRUE
91 | LV_3237-9_0_5_line_91 |  | 82 | 86 | 0.0080279 | 0.125 | 0.08 | 261 | 0 | 0.364 | 1 | 5 | cs | TRUE
92 | LV_3237-9_0_5_line_92 |  | 83 | 87 | 0.00042362 | 0.125 | 0.08 | 261 | 0 | 0.364 | 1 | 1 | cs | TRUE
93 | LV_3237-9_0_5_line_93 |  | 84 | 88 | 0.028366 | 0.125 | 0.08 | 261 | 0 | 0.364 | 1 | 1 | cs | TRUE
94 | LV_3237-9_0_5_line_94 |  | 85 | 89 | 0.025584 | 0.125 | 0.08 | 261 | 0 | 0.364 | 1 | 1 | cs | TRUE
95 | LV_3237-9_0_5_line_95 |  | 86 | 90 | 0.01814 | 0.125 | 0.08 | 261 | 0 | 0.364 | 1 | 5 | cs | TRUE
96 | LV_3237-9_0_5_line_96 |  | 87 | 91 | 0.010811 | 0.125 | 0.08 | 261 | 0 | 0.364 | 1 | 1 | cs | TRUE
97 | LV_3237-9_0_5_line_97 |  | 89 | 116 | 0.023465 | 0.125 | 0.08 | 261 | 0 | 0.364 | 1 | 1 | cs | TRUE
98 | LV_3237-9_0_5_line_98 |  | 90 | 115 | 0.009868 | 0.125 | 0.08 | 261 | 0 | 0.364 | 1 | 5 | cs | TRUE
99 | LV_3237-9_0_5_line_99 |  | 91 | 99 | 0.011613 | 0.125 | 0.08 | 261 | 0 | 0.364 | 1 | 1 | cs | TRUE
100 | LV_3237-9_0_5_line_100 |  | 91 | 98 | 0.01223 | 0.125 | 0.08 | 261 | 0 | 0.364 | 1 | 1 | cs | TRUE
101 | LV_3237-9_0_5_line_101 |  | 92 | 93 | 0.0075349 | 0.125 | 0.08 | 261 | 0 | 0.364 | 1 | 1 | cs | TRUE
102 | LV_3237-9_0_5_line_102 |  | 92 | 94 | 0.0001101 | 0.125 | 0.08 | 261 | 0 | 0.364 | 1 | 1 | cs | TRUE
103 | LV_3237-9_0_5_line_103 |  | 93 | 95 | 0.013947 | 0.125 | 0.08 | 261 | 0 | 0.364 | 1 | 1 | cs | TRUE
104 | LV_3237-9_0_5_line_104 |  | 94 | 96 | 0.013354 | 0.125 | 0.08 | 261 | 0 | 0.364 | 1 | 1 | cs | TRUE
105 | LV_3237-9_0_5_line_105 |  | 96 | 97 | 0.0095539 | 0.125 | 0.08 | 261 | 0 | 0.364 | 1 | 1 | cs | TRUE
106 | LV_3237-9_0_5_line_106 |  | 97 | 98 | 8.8735e-05 | 0.125 | 0.08 | 261 | 0 | 0.364 | 1 | 1 | cs | TRUE
107 | LV_3237-9_0_5_line_107 |  | 101 | 102 | 0.035023 | 0.125 | 0.08 | 261 | 0 | 0.364 | 1 | 1 | cs | TRUE
108 | LV_3237-9_0_5_line_108 |  | 102 | 103 | 0.04155 | 0.125 | 0.08 | 261 | 0 | 0.364 | 1 | 1 | cs | TRUE
109 | LV_3237-9_0_5_line_109 |  | 102 | 104 | 0.02793 | 0.125 | 0.08 | 261 | 0 | 0.364 | 1 | 1 | cs | TRUE
110 | LV_3237-9_0_5_line_110 |  | 103 | 106 | 0.0031286 | 0.125 | 0.08 | 261 | 0 | 0.364 | 1 | 1 | cs | TRUE
111 | LV_3237-9_0_5_line_111 |  | 104 | 107 | 0.021974 | 0.125 | 0.08 | 261 | 0 | 0.364 | 1 | 2 | cs | TRUE
112 | LV_3237-9_0_5_line_112 |  | 106 | 163 | 0.034717 | 0.125 | 0.08 | 261 | 0 | 0.364 | 1 | 1 | cs | TRUE
113 | LV_3237-9_0_5_line_113 |  | 107 | 158 | 0.024153 | 0.125 | 0.08 | 261 | 0 | 0.364 | 1 | 5 | cs | TRUE
114 | LV_3237-9_0_5_line_114 |  | 108 | 109 | 0.030925 | 0.125 | 0.08 | 261 | 0 | 0.364 | 1 | 5 | cs | TRUE
115 | LV_3237-9_0_5_line_115 |  | 109 | 110 | 0.020387 | 0.125 | 0.08 | 261 | 0 | 0.364 | 1 | 5 | cs | TRUE
116 | LV_3237-9_0_5_line_116 |  | 111 | 112 | 0.025257 | 0.125 | 0.08 | 261 | 0 | 0.364 | 1 | 1 | cs | TRUE
117 | LV_3237-9_0_5_line_117 |  | 111 | 113 | 0.026339 | 0.125 | 0.08 | 261 | 0 | 0.364 | 1 | 5 | cs | TRUE
118 | LV_3237-9_0_5_line_118 |  | 113 | 114 | 0.017033 | 0.125 | 0.08 | 261 | 0 | 0.364 | 1 | 1 | cs | TRUE
119 | LV_3237-9_0_5_line_119 |  | 113 | 115 | 0.020013 | 0.125 | 0.08 | 261 | 0 | 0.364 | 1 | 5 | cs | TRUE
120 | LV_3237-9_0_5_line_120 |  | 115 | 117 | 0.033579 | 0.125 | 0.08 | 261 | 0 | 0.364 | 1 | 5 | cs | TRUE
121 | LV_3237-9_0_5_line_121 |  | 117 | 118 | 0.013492 | 0.125 | 0.08 | 261 | 0 | 0.364 | 1 | 5 | cs | TRUE
122 | LV_3237-9_0_5_line_122 |  | 118 | 119 | 0.012215 | 0.125 | 0.08 | 261 | 0 | 0.364 | 1 | 5 | cs | TRUE
123 | LV_3237-9_0_5_line_123 |  | 119 | 120 | 0.005602 | 0.125 | 0.08 | 261 | 0 | 0.364 | 1 | 1 | cs | TRUE
124 | LV_3237-9_0_5_line_124 |  | 119 | 121 | 0.018198 | 0.125 | 0.08 | 261 | 0 | 0.364 | 1 | 5 | cs | TRUE
125 | LV_3237-9_0_5_line_125 |  | 120 | 122 | 0.0073904 | 0.125 | 0.08 | 261 | 0 | 0.364 | 1 | 1 | cs | TRUE
126 | LV_3237-9_0_5_line_126 |  | 121 | 123 | 0.03659 | 0.125 | 0.08 | 261 | 0 | 0.364 | 1 | 5 | cs | TRUE
127 | LV_3237-9_0_5_line_127 |  | 123 | 141 | 0.024289 | 0.125 | 0.08 | 261 | 0 | 0.364 | 1 | 5 | cs | TRUE
128 | LV_3237-9_0_5_line_128 |  | 123 | 140 | 0.049408 | 0.125 | 0.08 | 261 | 0 | 0.364 | 1 | 5 | cs | TRUE
129 | LV_3237-9_0_5_line_129 |  | 124 | 125 | 0.040229 | 0.125 | 0.08 | 261 | 0 | 0.364 | 1 | 1 | cs | TRUE
130 | LV_3237-9_0_5_line_130 |  | 125 | 126 | 0.020215 | 0.125 | 0.08 | 261 | 0 | 0.364 | 1 | 1 | cs | TRUE
131 | LV_3237-9_0_5_line_131 |  | 126 | 127 | 0.036473 | 0.125 | 0.08 | 261 | 0 | 0.364 | 1 | 5 | cs | TRUE
132 | LV_3237-9_0_5_line_132 |  | 127 | 128 | 0.046331 | 0.125 | 0.08 | 261 | 0 | 0.364 | 1 | 5 | cs | TRUE
133 | LV_3237-9_0_5_line_133 |  | 128 | 129 | 0.041834 | 0.125 | 0.08 | 261 | 0 | 0.364 | 1 | 5 | cs | TRUE
134 | LV_3237-9_0_5_line_134 |  | 129 | 130 | 0.012451 | 0.125 | 0.08 | 261 | 0 | 0.364 | 1 | 5 | cs | TRUE
135 | LV_3237-9_0_5_line_135 |  | 129 | 131 | 0.013256 | 0.125 | 0.08 | 261 | 0 | 0.364 | 1 | 5 | cs | TRUE
136 | LV_3237-9_0_5_line_136 |  | 130 | 135 | 0.015798 | 0.125 | 0.08 | 261 | 0 | 0.364 | 1 | 5 | cs | TRUE
137 | LV_3237-9_0_5_line_137 |  | 132 | 133 | 0.020762 | 0.125 | 0.08 | 261 | 0 | 0.364 | 1 | 3 | cs | TRUE
138 | LV_3237-9_0_5_line_138 |  | 133 | 134 | 0.094228 | 0.125 | 0.08 | 261 | 0 | 0.364 | 1 | 5 | cs | TRUE
139 | LV_3237-9_0_5_line_139 |  | 134 | 135 | 0.042044 | 0.125 | 0.08 | 261 | 0 | 0.364 | 1 | 5 | cs | TRUE
140 | LV_3237-9_0_5_line_140 |  | 135 | 136 | 0.03255 | 0.125 | 0.08 | 261 | 0 | 0.364 | 1 | 5 | cs | TRUE
141 | LV_3237-9_0_5_line_141 |  | 135 | 137 | 0.059431 | 0.125 | 0.08 | 261 | 0 | 0.364 | 1 | 5 | cs | TRUE
142 | LV_3237-9_0_5_line_142 |  | 136 | 142 | 0.044973 | 0.125 | 0.08 | 261 | 0 | 0.364 | 1 | 2 | cs | TRUE
143 | LV_3237-9_0_5_line_143 |  | 137 | 138 | 0.029395 | 0.125 | 0.08 | 261 | 0 | 0.364 | 1 | 5 | cs | TRUE
144 | LV_3237-9_0_5_line_144 |  | 138 | 140 | 0.012773 | 0.125 | 0.08 | 261 | 0 | 0.364 | 1 | 5 | cs | TRUE
145 | LV_3237-9_0_5_line_145 |  | 139 | 140 | 0.012737 | 0.125 | 0.08 | 261 | 0 | 0.364 | 1 | 4 | cs | TRUE
146 | LV_3237-9_0_5_line_146 |  | 143 | 144 | 0.0089044 | 0.125 | 0.08 | 261 | 0 | 0.364 | 1 | 5 | cs | TRUE
147 | LV_3237-9_0_5_line_147 |  | 143 | 145 | 0.10765 | 0.125 | 0.08 | 261 | 0 | 0.364 | 1 | 5 | cs | TRUE
148 | LV_3237-9_0_5_line_148 |  | 144 | 146 | 0.014993 | 0.125 | 0.08 | 261 | 0 | 0.364 | 1 | 5 | cs | TRUE
149 | LV_3237-9_0_5_line_149 |  | 145 | 151 | 0.0051682 | 0.125 | 0.08 | 261 | 0 | 0.364 | 1 | 5 | cs | TRUE
150 | LV_3237-9_0_5_line_150 |  | 146 | 155 | 0.018222 | 0.125 | 0.08 | 261 | 0 | 0.364 | 1 | 5 | cs | TRUE
151 | LV_3237-9_0_5_line_151 |  | 147 | 148 | 0.0066085 | 0.125 | 0.08 | 261 | 0 | 0.364 | 1 | 4 | cs | TRUE
152 | LV_3237-9_0_5_line_152 |  | 149 | 154 | 0.028172 | 0.125 | 0.08 | 261 | 0 | 0.364 | 1 | 5 | cs | TRUE
153 | LV_3237-9_0_5_line_153 |  | 151 | 152 | 0.025625 | 0.125 | 0.08 | 261 | 0 | 0.364 | 1 | 5 | cs | TRUE
154 | LV_3237-9_0_5_line_154 |  | 152 | 153 | 0.0073837 | 0.125 | 0.08 | 261 | 0 | 0.364 | 1 | 5 | cs | TRUE
155 | LV_3237-9_0_5_line_155 |  | 153 | 154 | 0.014004 | 0.125 | 0.08 | 261 | 0 | 0.364 | 1 | 5 | cs | TRUE
156 | LV_3237-9_0_5_line_156 |  | 155 | 156 | 0.015254 | 0.125 | 0.08 | 261 | 0 | 0.364 | 1 | 5 | cs | TRUE
157 | LV_3237-9_0_5_line_157 |  | 155 | 157 | 0.019566 | 0.125 | 0.08 | 261 | 0 | 0.364 | 1 | 5 | cs | TRUE
158 | LV_3237-9_0_5_line_158 |  | 156 | 162 | 0.0069924 | 0.125 | 0.08 | 261 | 0 | 0.364 | 1 | 5 | cs | TRUE
159 | LV_3237-9_0_5_line_159 |  | 157 | 161 | 0.05452 | 0.125 | 0.08 | 261 | 0 | 0.364 | 1 | 5 | cs | TRUE
160 | LV_3237-9_0_5_line_160 |  | 158 | 159 | 0.0027394 | 0.125 | 0.08 | 261 | 0 | 0.364 | 1 | 5 | cs | TRUE
161 | LV_3237-9_0_5_line_161 |  | 159 | 160 | 0.05853 | 0.125 | 0.08 | 261 | 0 | 0.364 | 1 | 5 | cs | TRUE
162 | LV_3237-9_0_5_line_162 |  | 160 | 161 | 0.039911 | 0.125 | 0.08 | 261 | 0 | 0.364 | 1 | 5 | cs | TRUE
163 | LV_3237-9_0_5_line_163 |  | 163 | 164 | 0.04331 | 0.125 | 0.08 | 261 | 0 | 0.364 | 1 | 1 | cs | TRUE
164 | LV_3237-9_0_5_line_164 |  | 164 | 165 | 0.016732 | 0.125 | 0.08 | 261 | 0 | 0.364 | 1 | 1 | cs | TRUE
165 | LV_3237-9_0_5_line_165 |  | 165 | 166 | 0.00051168 | 0.125 | 0.08 | 261 | 0 | 0.364 | 1 | 1 | cs | TRUE

## trafo
| name | std_type | hv_bus | lv_bus | sn_mva | vn_hv_kv | vn_lv_kv | vk_percent | vkr_percent | pfe_kw | i0_percent | shift_degree | tap_side | tap_neutral | tap_min | tap_max | tap_step_percent | tap_step_degree | tap_pos | tap_phase_shifter | parallel | df | in_service
0 | LV_3237-9_0_5_trafo_20 | 0.63 MVA 20/0.4 kV | 167 | 28 | 0.63 | 20 | 0.4 | 6 | 1.206 | 1.65 | 0.2619 | 150 | hv | 0 | -2 | 2 | 2.5 | 0 | 0 | FALSE | 1 | 1 | TRUE

## line_geodata
| x0 | y0 | x1 | y1 | x2 | y2 | x3 | y3 | x4 | y4 | x5 | y5 | x6 | y6
0 | 2761071.7457 | 1260751.4072 | 2761135.7213 | 1260719.4549
1 | 2761159.7567 | 1260703.7779 | 2761152.3696 | 1260711.14 | 2761135.7213 | 1260719.4549
2 | 2761159.7567 | 1260703.7779 | 2761162.3357 | 1260694.3717 | 2761162.9761 | 1260692.9863
3 | 2761159.7567 | 1260703.7779 | 2761169.3128 | 1260720.578 | 2761160.6261 | 1260744.3551 | 2761136.3955 | 1260756.6776
4 | 2761163.4768 | 1260691.9029 | 2761162.9761 | 1260692.9863
5 | 2761136.3955 | 1260756.6776 | 2761138.3027 | 1260846.4751
6 | 2761133.9185 | 1260932.6579 | 2761110.5947 | 1260867.6882 | 2761111.2103 | 1260860.0414 | 2761114.5637 | 1260855.6948 | 2761138.3027 | 1260846.4751
7 | 2761133.9185 | 1260932.6579 | 2760840.1547 | 1261080.6751
8 | 2760805.0246 | 1261076.794 | 2760816.6917 | 1261073.3853 | 2760825.6309 | 1261073.2392 | 2760833.4201 | 1261075.4533 | 2760840.1547 | 1261080.6751
9 | 2761163.4768 | 1260691.9029 | 2761173.5147 | 1260670.1842 | 2761179.563 | 1260667.1236 | 2761185.4383 | 1260667.3235
10 | 2761220.3629 | 1260676.1 | 2761212.4558 | 1260668.2431 | 2761185.4383 | 1260667.3235
11 | 2760656.8002 | 1261111.3701 | 2760673.336 | 1261166.5656 | 2760709.7789 | 1261155.5128
12 | 2760656.8002 | 1261111.3701 | 2760733.2535 | 1261087.9777
13 | 2760640.8805 | 1261109.2356 | 2760641.6004 | 1261115.2058 | 2760656.8002 | 1261111.3701
14 | 2760733.2535 | 1261087.9777 | 2760742.142 | 1261085.2607 | 2760802.0962 | 1261066.9152 | 2760805.0246 | 1261076.794
15 | 2760629.4176 | 1261047.7046 | 2760631.6872 | 1261060.7465 | 2760640.8805 | 1261109.2356
16 | 2760640.8805 | 1261109.2356 | 2760584.9969 | 1261120.9975 | 2760577.9574 | 1261086.823
17 | 2760640.8805 | 1261109.2356 | 2760641.6004 | 1261115.2058 | 2760643.6268 | 1261127.7628
18 | 2760680.5091 | 1260753.5068 | 2760671.4284 | 1260754.9177 | 2760649.6053 | 1260758.4218
19 | 2760649.6053 | 1260758.4218 | 2760652.3647 | 1260976.2192
20 | 2760663.234 | 1260703.5082 | 2760680.5091 | 1260753.5068
21 | 2760644.0644 | 1261026.2132 | 2760630.4568 | 1260982.8318 | 2760652.3647 | 1260976.2192
22 | 2760643.6268 | 1261127.7628 | 2760640.6724 | 1261140.4736 | 2760643.5349 | 1261153.2658
23 | 2760629.4176 | 1261047.7046 | 2760626.3097 | 1261031.1029 | 2760644.0644 | 1261026.2132
24 | 2760700.4989 | 1260673.0551 | 2760692.3244 | 1260677.5044 | 2760670.0056 | 1260700.7337 | 2760663.234 | 1260703.5082
25 | 2760663.234 | 1260703.5082 | 2760663.234 | 1260703.5082 | 2760652.4599 | 1260702.8928 | 2760649.8104 | 1260702.477
26 | 2760644.0644 | 1261026.2132 | 2760673.1764 | 1261017.1129
27 | 2760854.6651 | 1260747.7999 | 2760845.0572 | 1260737.8616 | 2760832.5283 | 1260718.601
28 | 2760832.5283 | 1260718.601 | 2760809.2236 | 1260727.6103 | 2760804.5565 | 1260729.0701
29 | 2760928.4746 | 1260666.4793 | 2760964.494 | 1260646.2362 | 2760978.7085 | 1260639.3156 | 2761000.4601 | 1260632.2556 | 2761003.5646 | 1260631.7889
30 | 2761042.802 | 1260632.7363 | 2761035.312 | 1260630.9471 | 2761016.6185 | 1260629.8261 | 2761003.5646 | 1260631.7889
31 | 2761042.802 | 1260632.7363 | 2761046.0332 | 1260633.5082 | 2761052.9925 | 1260634.4599
32 | 2761070.298 | 1260634.6521 | 2761058.1215 | 1260635.1612 | 2761052.9925 | 1260634.4599
33 | 2761070.298 | 1260634.6521 | 2761072.1333 | 1260634.5753 | 2761084.3917 | 1260632.7516 | 2761090.9997 | 1260633.102
34 | 2761090.9997 | 1260633.102 | 2761092.5918 | 1260633.1864 | 2761099.0747 | 1260634.4548
35 | 2761155.3932 | 1260645.1873 | 2761165.4654 | 1260638.4986 | 2761168.6274 | 1260633.7204
36 | 2761150.3743 | 1260648.5202 | 2761155.3932 | 1260645.1873
37 | 2761184.6139 | 1260612.0259 | 2761177.8416 | 1260620.7394 | 2761171.6472 | 1260629.1572 | 2761168.6274 | 1260633.7204
38 | 2761150.3743 | 1260648.5202 | 2761159.5218 | 1260656.0705
39 | 2761150.3743 | 1260648.5202 | 2761142.9243 | 1260646.8489 | 2761141.6215 | 1260646.5479
40 | 2761188.9312 | 1260606.471 | 2761184.6139 | 1260612.0259
41 | 2761159.5218 | 1260656.0705 | 2761164.6447 | 1260660.299 | 2761171.1211 | 1260662.8336 | 2761177.4427 | 1260662.5452
42 | 2761141.6215 | 1260646.5479 | 2761135.2267 | 1260645.07
43 | 2761188.9312 | 1260606.471 | 2761194.7733 | 1260602.9049
44 | 2761189.4734 | 1260661.9964 | 2761177.4427 | 1260662.5452
45 | 2761135.2267 | 1260645.07 | 2761122.173 | 1260642.0533
46 | 2761208.7441 | 1260598.6248 | 2761196.7455 | 1260601.7011 | 2761194.7733 | 1260602.9049
47 | 2761202.0294 | 1260661.4237 | 2761189.4734 | 1260661.9964
48 | 2761111.9541 | 1260638.5077 | 2761121.8071 | 1260641.9688 | 2761122.173 | 1260642.0533
49 | 2760612.203 | 1260711.5309 | 2760614.4773 | 1260709.8245 | 2760623.4707 | 1260703.8179 | 2760633.1838 | 1260700.745 | 2760642.0904 | 1260701.2652 | 2760649.8104 | 1260702.477
50 | 2760708.0711 | 1260691.5912 | 2760700.4989 | 1260673.0551
51 | 2760700.4989 | 1260673.0551 | 2760708.0201 | 1260671.5578 | 2760719.4751 | 1260672.3698 | 2760728.687 | 1260675.5169
52 | 2761099.0747 | 1260634.4548 | 2761102.103 | 1260635.0473 | 2761111.9541 | 1260638.5077
53 | 2760734.261 | 1260677.4212 | 2760728.687 | 1260675.5169
54 | 2760734.261 | 1260677.4212 | 2760743.1967 | 1260680.4782 | 2760751.4324 | 1260684.3871
55 | 2760774.2 | 1260698.1056 | 2760767.5334 | 1260692.0292 | 2760751.4324 | 1260684.3871
56 | 2760790.7727 | 1260733.3816 | 2760774.2 | 1260698.1056
57 | 2760774.2 | 1260698.1056 | 2760779.92 | 1260670.3559
58 | 2760790.7727 | 1260733.3816 | 2760804.5565 | 1260729.0701
59 | 2760776.6007 | 1260655.0188 | 2760780.9326 | 1260665.4433 | 2760779.92 | 1260670.3559
60 | 2761053.3514 | 1260562.8767 | 2761050.1912 | 1260562.4731
61 | 2761085.7056 | 1260565.5376 | 2761067.2067 | 1260564.646 | 2761053.3514 | 1260562.8767
62 | 2761050.1912 | 1260562.4731 | 2761047.6081 | 1260562.1433 | 2761029.695 | 1260561.7109 | 2761017.2066 | 1260562.5608 | 2761005.6117 | 1260565.2147 | 2761001.1964 | 1260566.4312
63 | 2761103.6444 | 1260563.826 | 2761086.8553 | 1260565.593 | 2761085.7056 | 1260565.5376
64 | 2760955.6958 | 1260578.5929 | 2760970.3157 | 1260575.3428 | 2760983.0534 | 1260571.4297 | 2761001.1964 | 1260566.4312
65 | 2761103.6444 | 1260563.826 | 2761106.179 | 1260563.8911
66 | 2761103.6444 | 1260563.826 | 2761081.0754 | 1260560.5225
67 | 2760955.6958 | 1260578.5929 | 2760951.6292 | 1260588.9153 | 2760950.4249 | 1260595.4783 | 2760950.464 | 1260601.797
68 | 2760955.6958 | 1260578.5929 | 2760941.9238 | 1260579.5081 | 2760930.9718 | 1260579.5993 | 2760923.4786 | 1260580.0731
69 | 2761106.179 | 1260563.8911 | 2761109.8488 | 1260563.9854
70 | 2761065.6659 | 1260558.2231 | 2761066.8555 | 1260558.4411 | 2761081.0754 | 1260560.5225
71 | 2760895.2378 | 1260589.7603 | 2760903.6508 | 1260584.0387 | 2760911.0562 | 1260581.8155 | 2760919.9053 | 1260580.299 | 2760923.4786 | 1260580.0731
72 | 2761127.1139 | 1260564.4288 | 2761109.8488 | 1260563.9854
73 | 2761065.6659 | 1260558.2231 | 2761051.3778 | 1260555.6046
74 | 2760895.2378 | 1260589.7603 | 2760893.8569 | 1260593.3932 | 2760894.0717 | 1260600.462 | 2760898.3688 | 1260605.7733
75 | 2760895.2378 | 1260589.7603 | 2760845.6933 | 1260468.954
76 | 2760845.6933 | 1260468.954 | 2760844.2571 | 1260464.9219 | 2760839.5563 | 1260460.0335 | 2760826.2213 | 1260450.9727 | 2760806.7909 | 1260438.6651 | 2760797.2401 | 1260431.5982 | 2760794.7715 | 1260429.7769
77 | 2760845.6933 | 1260468.954 | 2760836.2215 | 1260468.4071 | 2760803.425 | 1260462.8767 | 2760794.6695 | 1260460.9479 | 2760785.3943 | 1260459.5499 | 2760779.7678 | 1260459.2586
78 | 2760845.6933 | 1260468.954 | 2760854.6481 | 1260467.4403 | 2760862.2399 | 1260465.022 | 2760866.7123 | 1260462.7857 | 2760869.0772 | 1260459.8469
79 | 2760773.8695 | 1260409.7182 | 2760787.8956 | 1260424.7038 | 2760794.7715 | 1260429.7769
80 | 2760749.8641 | 1260457.3065 | 2760755.34 | 1260458.5545 | 2760764.9493 | 1260459.3164 | 2760776.3427 | 1260459.0813 | 2760779.7678 | 1260459.2586
81 | 2760773.8695 | 1260409.7182 | 2760768.7736 | 1260407.6207
82 | 2760773.8695 | 1260409.7182 | 2760780.242 | 1260412.7612 | 2760787.1978 | 1260413.7623 | 2760795.7191 | 1260413.2155 | 2760800.975 | 1260410.1774 | 2760802.3755 | 1260404.7098
83 | 2760773.8695 | 1260409.7182 | 2760776.0865 | 1260401.9592 | 2760776.0038 | 1260399.437
84 | 2760771.0206 | 1260638.5701 | 2760770.2054 | 1260639.1197
85 | 2760776.6007 | 1260655.0188 | 2760770.0402 | 1260639.2311 | 2760770.2054 | 1260639.1197
86 | 2761149.2539 | 1260563.2118 | 2761131.956 | 1260564.5532 | 2761127.1139 | 1260564.4288
87 | 2761149.2539 | 1260563.2118 | 2761175.1033 | 1260556.887
88 | 2761149.2539 | 1260563.2118 | 2761148.5124 | 1260582.8414
89 | 2761175.1033 | 1260556.887 | 2761149.9506 | 1260555.6339 | 2761143.593 | 1260554.2705 | 2761138.1375 | 1260549.4168
90 | 2761175.1033 | 1260556.887 | 2761167.0243 | 1260539.8242
91 | 2761175.1033 | 1260556.887 | 2761183.099 | 1260556.1676
92 | 2761148.4964 | 1260583.2648 | 2761148.5124 | 1260582.8414
93 | 2761138.1375 | 1260549.4168 | 2761135.2971 | 1260541.8538 | 2761134.3022 | 1260528.5573 | 2761131.7155 | 1260522.1024
94 | 2761167.0243 | 1260539.8242 | 2761161.306 | 1260527.7474 | 2761160.5372 | 1260521.0973 | 2761157.369 | 1260516.5676
95 | 2761201.1945 | 1260554.9735 | 2761192.3693 | 1260555.3334 | 2761183.099 | 1260556.1676
96 | 2761148.0884 | 1260594.0678 | 2761148.4964 | 1260583.2648
97 | 2761150.7228 | 1260494.6691 | 2761150.8655 | 1260502.7147 | 2761152.5837 | 1260508.2895 | 2761155.2315 | 1260513.5115 | 2761157.369 | 1260516.5676
98 | 2761201.1945 | 1260554.9735 | 2761211.0477 | 1260555.9096
99 | 2761148.0884 | 1260594.0678 | 2761149.197 | 1260597.9354 | 2761153.4274 | 1260602.0882 | 2761154.9875 | 1260602.6602
100 | 2761148.0884 | 1260594.0678 | 2761135.8675 | 1260593.6054
101 | 2761112.7772 | 1260592.7317 | 2761105.2477 | 1260592.4468
102 | 2761112.7772 | 1260592.7317 | 2761112.8872 | 1260592.7359
103 | 2761091.3109 | 1260591.9195 | 2761105.2477 | 1260592.4468
104 | 2761126.2317 | 1260593.2408 | 2761112.8872 | 1260592.7359
105 | 2761126.2317 | 1260593.2408 | 2761135.7788 | 1260593.602
106 | 2761135.7788 | 1260593.602 | 2761135.8675 | 1260593.6054
107 | 2760582.5856 | 1260490.3302 | 2760616.3878 | 1260499.4974
108 | 2760582.5856 | 1260490.3302 | 2760550.8464 | 1260517.1442
109 | 2760582.5856 | 1260490.3302 | 2760572.3097 | 1260487.4595 | 2760560.0811 | 1260482.3557 | 2760556.4422 | 1260480.6712
110 | 2760548.4565 | 1260519.1633 | 2760550.8464 | 1260517.1442
111 | 2760536.5207 | 1260471.3998 | 2760537.2622 | 1260471.7922 | 2760556.4422 | 1260480.6712
112 | 2760548.4565 | 1260519.1633 | 2760539.7269 | 1260526.5383 | 2760533.5289 | 1260533.1771 | 2760528.517 | 1260540.293 | 2760525.1986 | 1260544.6835
113 | 2760536.5207 | 1260471.3998 | 2760515.1719 | 1260460.1037
114 | 2761222.3948 | 1260660.4946 | 2761227.0877 | 1260659.021 | 2761231.6312 | 1260672.4255 | 2761220.3629 | 1260676.1
115 | 2761222.3948 | 1260660.4946 | 2761202.0294 | 1260661.4237
116 | 2761208.7441 | 1260598.6248 | 2761213.5771 | 1260623.4146
117 | 2761208.7441 | 1260598.6248 | 2761213.0837 | 1260597.6642 | 2761211.7197 | 1260588.2283 | 2761210.925 | 1260575.8938
118 | 2761210.925 | 1260575.8938 | 2761219.0662 | 1260576.0046 | 2761227.874 | 1260577.2182
119 | 2761211.0477 | 1260555.9096 | 2761210.4729 | 1260565.6485 | 2761210.925 | 1260575.8938
120 | 2761211.0477 | 1260555.9096 | 2761211.8373 | 1260549.0795 | 2761213.8976 | 1260540.1708 | 2761216.465 | 1260532.8553 | 2761219.498 | 1260526.4424 | 2761220.8936 | 1260524.1159
121 | 2761228.8753 | 1260513.3064 | 2761224.1591 | 1260518.6724 | 2761220.8936 | 1260524.1159
122 | 2761223.1522 | 1260502.5058 | 2761228.8753 | 1260513.3064
123 | 2761223.1522 | 1260502.5058 | 2761218.1729 | 1260505.0728
124 | 2761223.1522 | 1260502.5058 | 2761213.5048 | 1260487.0754
125 | 2761218.1729 | 1260505.0728 | 2761219.1294 | 1260512.4011
126 | 2761195.1312 | 1260455.4377 | 2761210.2974 | 1260481.9452 | 2761213.5048 | 1260487.0754
127 | 2761195.1312 | 1260455.4377 | 2761187.4803 | 1260471.079 | 2761188.2666 | 1260477.9186
128 | 2761195.1312 | 1260455.4377 | 2761174.662 | 1260467.1479 | 2761168.1469 | 1260468.5163 | 2761163.23 | 1260454.6902 | 2761159.8883 | 1260451.6849
129 | 2761077.7355 | 1260273.0825 | 2761078.4734 | 1260274.3276 | 2761080.9927 | 1260282.0598 | 2761080.099 | 1260288.8425 | 2761079.4228 | 1260298.7122 | 2761080.9981 | 1260312.5383
130 | 2761080.9981 | 1260312.5383 | 2761081.2546 | 1260314.7899 | 2761083.0451 | 1260332.6496
131 | 2761055.8225 | 1260329.2906 | 2761068.1098 | 1260337.2222 | 2761078.9281 | 1260340.9427 | 2761083.4841 | 1260337.0294 | 2761083.0451 | 1260332.6496
132 | 2761055.8225 | 1260329.2906 | 2761056.9214 | 1260339.3309 | 2761060.0107 | 1260351.6056 | 2761064.5546 | 1260360.0381 | 2761071.7143 | 1260369.8877 | 2761072.9728 | 1260371.1993
133 | 2761110.4674 | 1260387.639 | 2761093.0231 | 1260382.9925 | 2761084.7182 | 1260380.575 | 2761077.566 | 1260375.9867 | 2761072.9728 | 1260371.1993
134 | 2761110.4674 | 1260387.639 | 2761120.734 | 1260380.5946
135 | 2761110.4674 | 1260387.639 | 2761109.9432 | 1260394.6987 | 2761112.6869 | 1260400.233
136 | 2761133.7604 | 1260371.6565 | 2761120.734 | 1260380.5946
137 | 2761135.4546 | 1260238.9362 | 2761142.7944 | 1260258.3576
138 | 2761168.9315 | 1260348.468 | 2761162.0576 | 1260309.3288 | 2761142.7944 | 1260258.3576
139 | 2761168.9315 | 1260348.468 | 2761133.7604 | 1260371.6565
140 | 2761133.7604 | 1260371.6565 | 2761114.2328 | 1260345.6144
141 | 2761168.9041 | 1260418.8963 | 2761160.886 | 1260412.0485 | 2761154.6641 | 1260404.8716 | 2761148.746 | 1260391.8079 | 2761133.7604 | 1260371.6565
142 | 2761101.3828 | 1260303.426 | 2761105.0488 | 1260328.5743 | 2761107.16 | 1260335.2276 | 2761110.4822 | 1260340.6125 | 2761114.2328 | 1260345.6144
143 | 2761168.9041 | 1260418.8963 | 2761175.2262 | 1260434.8407 | 2761174.6331 | 1260442.21 | 2761170.8398 | 1260445.2325
144 | 2761159.8883 | 1260451.6849 | 2761167.5335 | 1260447.867 | 2761170.8398 | 1260445.2325
145 | 2761159.8883 | 1260451.6849 | 2761149.5334 | 1260455.0398 | 2761147.6833 | 1260455.1292
146 | 2760593.7516 | 1260430.6209 | 2760601.7763 | 1260434.4802
147 | 2760601.7763 | 1260434.4802 | 2760694.0804 | 1260379.0904
148 | 2760593.7516 | 1260430.6209 | 2760580.2397 | 1260424.1227
149 | 2760699.2479 | 1260379.0036 | 2760694.0804 | 1260379.0904
150 | 2760566.6768 | 1260412.2172 | 2760571.3139 | 1260417.7933 | 2760578.7628 | 1260423.4124 | 2760580.2397 | 1260424.1227
151 | 2760775.4023 | 1260392.8786 | 2760775.8598 | 1260395.0459 | 2760776.0038 | 1260399.437
152 | 2760742.7217 | 1260396.8976 | 2760768.7736 | 1260407.6207
153 | 2760699.2479 | 1260379.0036 | 2760722.944 | 1260388.757
154 | 2760729.7719 | 1260391.5674 | 2760722.944 | 1260388.757
155 | 2760742.7217 | 1260396.8976 | 2760729.7719 | 1260391.5674
156 | 2760566.6768 | 1260412.2172 | 2760570.2561 | 1260408.1545 | 2760574.1718 | 1260402.5327 | 2760576.0924 | 1260400.2434
157 | 2760566.6768 | 1260412.2172 | 2760563.1296 | 1260414.5456 | 2760557.4621 | 1260416.0823 | 2760550.3495 | 1260416.4119 | 2760548.0246 | 1260416.2448
158 | 2760576.0924 | 1260400.2434 | 2760578.3959 | 1260397.4977 | 2760580.7569 | 1260395.0396
159 | 2760493.6453 | 1260412.3361 | 2760548.0246 | 1260416.2448
160 | 2760512.7505 | 1260458.8225 | 2760515.1719 | 1260460.1037
161 | 2760461.0164 | 1260431.4488 | 2760512.7505 | 1260458.8225
162 | 2760461.0164 | 1260431.4488 | 2760464.5728 | 1260425.4501 | 2760471.1018 | 1260418.8425 | 2760479.6333 | 1260414.5806 | 2760493.6453 | 1260412.3361
163 | 2760490.1894 | 1260568.8424 | 2760503.1499 | 1260563.3177 | 2760513.3093 | 1260557.4205 | 2760521.5397 | 1260549.5244 | 2760525.1986 | 1260544.6835
164 | 2760490.1894 | 1260568.8424 | 2760474.7974 | 1260575.4036
165 | 2760474.3267 | 1260575.6043 | 2760474.7974 | 1260575.4036

## bus_geodata
| x | y | coords
0 | 2761071.7457 | 1260751.4072
1 | 2761135.7213 | 1260719.4549
2 | 2761159.7567 | 1260703.7779
3 | 2761162.9761 | 1260692.9863
4 | 2761136.3955 | 1260756.6776
5 | 2761138.3027 | 1260846.4751
6 | 2761133.9185 | 1260932.6579
7 | 2760840.1547 | 1261080.6751
8 | 2761163.4768 | 1260691.9029
9 | 2761185.4383 | 1260667.3235
10 | 2760709.7789 | 1261155.5128
11 | 2760656.8002 | 1261111.3701
12 | 2760733.2535 | 1261087.9777
13 | 2760640.8805 | 1261109.2356
14 | 2760805.0246 | 1261076.794
15 | 2760649.6053 | 1260758.4218
16 | 2760680.5091 | 1260753.5068
17 | 2760652.3647 | 1260976.2192
18 | 2760643.6268 | 1261127.7628
19 | 2760643.5349 | 1261153.2658
20 | 2760629.4176 | 1261047.7046
21 | 2760577.9574 | 1261086.823
22 | 2760663.234 | 1260703.5082
23 | 2760644.0644 | 1261026.2132
24 | 2760854.6651 | 1260747.7999
25 | 2760832.5283 | 1260718.601
26 | 2760673.1764 | 1261017.1129
27 | 2761003.5646 | 1260631.7889
28 | 2760928.4746 | 1260666.4793
29 | 2761042.802 | 1260632.7363
30 | 2761052.9925 | 1260634.4599
31 | 2761070.298 | 1260634.6521
32 | 2761090.9997 | 1260633.102
33 | 2761155.3932 | 1260645.1873
34 | 2761168.6274 | 1260633.7204
35 | 2761150.3743 | 1260648.5202
36 | 2761184.6139 | 1260612.0259
37 | 2761159.5218 | 1260656.0705
38 | 2761141.6215 | 1260646.5479
39 | 2761188.9312 | 1260606.471
40 | 2761177.4427 | 1260662.5452
41 | 2761135.2267 | 1260645.07
42 | 2761194.7733 | 1260602.9049
43 | 2761189.4734 | 1260661.9964
44 | 2761122.173 | 1260642.0533
45 | 2760649.8104 | 1260702.477
46 | 2760612.203 | 1260711.5309
47 | 2760700.4989 | 1260673.0551
48 | 2761099.0747 | 1260634.4548
49 | 2761111.9541 | 1260638.5077
50 | 2760728.687 | 1260675.5169
51 | 2760734.261 | 1260677.4212
52 | 2760708.0711 | 1260691.5912
53 | 2760751.4324 | 1260684.3871
54 | 2760774.2 | 1260698.1056
55 | 2760790.7727 | 1260733.3816
56 | 2760779.92 | 1260670.3559
57 | 2761053.3514 | 1260562.8767
58 | 2761050.1912 | 1260562.4731
59 | 2761085.7056 | 1260565.5376
60 | 2761001.1964 | 1260566.4312
61 | 2761103.6444 | 1260563.826
62 | 2760955.6958 | 1260578.5929
63 | 2761106.179 | 1260563.8911
64 | 2761081.0754 | 1260560.5225
65 | 2760950.464 | 1260601.797
66 | 2760923.4786 | 1260580.0731
67 | 2761109.8488 | 1260563.9854
68 | 2761065.6659 | 1260558.2231
69 | 2760895.2378 | 1260589.7603
70 | 2760898.3688 | 1260605.7733
71 | 2760845.6933 | 1260468.954
72 | 2760869.0772 | 1260459.8469
73 | 2760794.7715 | 1260429.7769
74 | 2760779.7678 | 1260459.2586
75 | 2760773.8695 | 1260409.7182
76 | 2760804.5565 | 1260729.0701
77 | 2760770.2054 | 1260639.1197
78 | 2760771.0206 | 1260638.5701
79 | 2760776.6007 | 1260655.0188
80 | 2761127.1139 | 1260564.4288
81 | 2761149.2539 | 1260563.2118
82 | 2761175.1033 | 1260556.887
83 | 2761148.5124 | 1260582.8414
84 | 2761138.1375 | 1260549.4168
85 | 2761167.0243 | 1260539.8242
86 | 2761183.099 | 1260556.1676
87 | 2761148.4964 | 1260583.2648
88 | 2761131.7155 | 1260522.1024
89 | 2761157.369 | 1260516.5676
90 | 2761201.1945 | 1260554.9735
91 | 2761148.0884 | 1260594.0678
92 | 2761112.7772 | 1260592.7317
93 | 2761105.2477 | 1260592.4468
94 | 2761112.8872 | 1260592.7359
95 | 2761091.3109 | 1260591.9195
96 | 2761126.2317 | 1260593.2408
97 | 2761135.7788 | 1260593.602
98 | 2761135.8675 | 1260593.6054
99 | 2761154.9875 | 1260602.6602
100 | 2761051.3778 | 1260555.6046
101 | 2760616.3878 | 1260499.4974
102 | 2760582.5856 | 1260490.3302
103 | 2760550.8464 | 1260517.1442
104 | 2760556.4422 | 1260480.6712
105 | 2760749.8641 | 1260457.3065
106 | 2760548.4565 | 1260519.1633
107 | 2760536.5207 | 1260471.3998
108 | 2761220.3629 | 1260676.1
109 | 2761222.3948 | 1260660.4946
110 | 2761202.0294 | 1260661.4237
111 | 2761208.7441 | 1260598.6248
112 | 2761213.5771 | 1260623.4146
113 | 2761210.925 | 1260575.8938
114 | 2761227.874 | 1260577.2182
115 | 2761211.0477 | 1260555.9096
116 | 2761150.7228 | 1260494.6691
117 | 2761220.8936 | 1260524.1159
118 | 2761228.8753 | 1260513.3064
119 | 2761223.1522 | 1260502.5058
120 | 2761218.1729 | 1260505.0728
121 | 2761213.5048 | 1260487.0754
122 | 2761219.1294 | 1260512.4011
123 | 2761195.1312 | 1260455.4377
124 | 2761077.7355 | 1260273.0825
125 | 2761080.9981 | 1260312.5383
126 | 2761083.0451 | 1260332.6496
127 | 2761055.8225 | 1260329.2906
128 | 2761072.9728 | 1260371.1993
129 | 2761110.4674 | 1260387.639
130 | 2761120.734 | 1260380.5946
131 | 2761112.6869 | 1260400.233
132 | 2761135.4546 | 1260238.9362
133 | 2761142.7944 | 1260258.3576
134 | 2761168.9315 | 1260348.468
135 | 2761133.7604 | 1260371.6565
136 | 2761114.2328 | 1260345.6144
137 | 2761168.9041 | 1260418.8963
138 | 2761170.8398 | 1260445.2325
139 | 2761147.6833 | 1260455.1292
140 | 2761159.8883 | 1260451.6849
141 | 2761188.2666 | 1260477.9186
142 | 2761101.3828 | 1260303.426
143 | 2760601.7763 | 1260434.4802
144 | 2760593.7516 | 1260430.6209
145 | 2760694.0804 | 1260379.0904
146 | 2760580.2397 | 1260424.1227
147 | 2760775.4023 | 1260392.8786
148 | 2760776.0038 | 1260399.437
149 | 2760768.7736 | 1260407.6207
150 | 2760802.3755 | 1260404.7098
151 | 2760699.2479 | 1260379.0036
152 | 2760722.944 | 1260388.757
153 | 2760729.7719 | 1260391.5674
154 | 2760742.7217 | 1260396.8976
155 | 2760566.6768 | 1260412.2172
156 | 2760576.0924 | 1260400.2434
157 | 2760548.0246 | 1260416.2448
158 | 2760515.1719 | 1260460.1037
159 | 2760512.7505 | 1260458.8225
160 | 2760461.0164 | 1260431.4488
161 | 2760493.6453 | 1260412.3361
162 | 2760580.7569 | 1260395.0396
163 | 2760525.1986 | 1260544.6835
164 | 2760490.1894 | 1260568.8424
165 | 2760474.7974 | 1260575.4036
166 | 2760474.3267 | 1260575.6043
167 | 2760832.5283 | 1260718.601

## line_std_types
| c_nf_per_km | r_ohm_per_km | x_ohm_per_km | max_i_ka | type | q_mm2 | alpha | voltage_rating
NAYY 4x50 SE | 210 | 0.642 | 0.083 | 0.142 | cs | 50 | 0.00403 | LV
NAYY 4x120 SE | 264 | 0.225 | 0.08 | 0.242 | cs | 120 | 0.00403 | LV
NAYY 4x150 SE | 261 | 0.208 | 0.08 | 0.27 | cs | 150 | 0.00403 | LV
NA2XS2Y 1x95 RM/25 12/20 kV | 216 | 0.313 | 0.132 | 0.252 | cs | 95 | 0.00403 | MV
NA2XS2Y 1x185 RM/25 12/20 kV | 273 | 0.161 | 0.117 | 0.362 | cs | 185 | 0.00403 | MV
NA2XS2Y 1x240 RM/25 12/20 kV | 304 | 0.122 | 0.112 | 0.421 | cs | 240 | 0.00403 | MV
NA2XS2Y 1x95 RM/25 6/10 kV | 315 | 0.313 | 0.123 | 0.249 | cs | 95 | 0.00403 | MV
NA2XS2Y 1x185 RM/25 6/10 kV | 406 | 0.161 | 0.11 | 0.358 | cs | 185 | 0.00403 | MV
NA2XS2Y 1x240 RM/25 6/10 kV | 456 | 0.122 | 0.105 | 0.416 | cs | 240 | 0.00403 | MV
NA2XS2Y 1x150 RM/25 12/20 kV | 250 | 0.206 | 0.116 | 0.319 | cs | 150 | 0.00403 | MV
NA2XS2Y 1x120 RM/25 12/20 kV | 230 | 0.253 | 0.119 | 0.283 | cs | 120 | 0.00403 | MV
NA2XS2Y 1x70 RM/25 12/20 kV | 190 | 0.443 | 0.132 | 0.22 | cs | 70 | 0.00403 | MV
NA2XS2Y 1x150 RM/25 6/10 kV | 360 | 0.206 | 0.11 | 0.315 | cs | 150 | 0.00403 | MV
NA2XS2Y 1x120 RM/25 6/10 kV | 340 | 0.253 | 0.113 | 0.28 | cs | 120 | 0.00403 | MV
NA2XS2Y 1x70 RM/25 6/10 kV | 280 | 0.443 | 0.123 | 0.217 | cs | 70 | 0.00403 | MV
N2XS(FL)2Y 1x120 RM/35 64/110 kV | 112 | 0.153 | 0.166 | 0.366 | cs | 120 | 0.00393 | HV
N2XS(FL)2Y 1x185 RM/35 64/110 kV | 125 | 0.099 | 0.156 | 0.457 | cs | 185 | 0.00393 | HV
N2XS(FL)2Y 1x240 RM/35 64/110 kV | 135 | 0.075 | 0.149 | 0.526 | cs | 240 | 0.00393 | HV
N2XS(FL)2Y 1x300 RM/35 64/110 kV | 144 | 0.06 | 0.144 | 0.588 | cs | 300 | 0.00393 | HV
15-AL1/3-ST1A 0.4 | 11 | 1.8769 | 0.35 | 0.105 | ol | 16 | 0.00403 | LV
24-AL1/4-ST1A 0.4 | 11.25 | 1.2012 | 0.335 | 0.14 | ol | 24 | 0.00403 | LV
48-AL1/8-ST1A 0.4 | 12.2 | 0.5939 | 0.3 | 0.21 | ol | 48 | 0.00403 | LV
94-AL1/15-ST1A 0.4 | 13.2 | 0.306 | 0.29 | 0.35 | ol | 94 | 0.00403 | LV
34-AL1/6-ST1A 10.0 | 9.7 | 0.8342 | 0.36 | 0.17 | ol | 34 | 0.00403 | MV
48-AL1/8-ST1A 10.0 | 10.1 | 0.5939 | 0.35 | 0.21 | ol | 48 | 0.00403 | MV
70-AL1/11-ST1A 10.0 | 10.4 | 0.4132 | 0.339 | 0.29 | ol | 70 | 0.00403 | MV
94-AL1/15-ST1A 10.0 | 10.75 | 0.306 | 0.33 | 0.35 | ol | 94 | 0.00403 | MV
122-AL1/20-ST1A 10.0 | 11.1 | 0.2376 | 0.323 | 0.41 | ol | 122 | 0.00403 | MV
149-AL1/24-ST1A 10.0 | 11.25 | 0.194 | 0.315 | 0.47 | ol | 149 | 0.00403 | MV
34-AL1/6-ST1A 20.0 | 9.15 | 0.8342 | 0.382 | 0.17 | ol | 34 | 0.00403 | MV
48-AL1/8-ST1A 20.0 | 9.5 | 0.5939 | 0.372 | 0.21 | ol | 48 | 0.00403 | MV
70-AL1/11-ST1A 20.0 | 9.7 | 0.4132 | 0.36 | 0.29 | ol | 70 | 0.00403 | MV
94-AL1/15-ST1A 20.0 | 10 | 0.306 | 0.35 | 0.35 | ol | 94 | 0.00403 | MV
122-AL1/20-ST1A 20.0 | 10.3 | 0.2376 | 0.344 | 0.41 | ol | 122 | 0.00403 | MV
149-AL1/24-ST1A 20.0 | 10.5 | 0.194 | 0.337 | 0.47 | ol | 149 | 0.00403 | MV
184-AL1/30-ST1A 20.0 | 10.75 | 0.1571 | 0.33 | 0.535 | ol | 184 | 0.00403 | MV
243-AL1/39-ST1A 20.0 | 11 | 0.1188 | 0.32 | 0.645 | ol | 243 | 0.00403 | MV
48-AL1/8-ST1A 110.0 | 8 | 0.5939 | 0.46 | 0.21 | ol | 48 | 0.00403 | HV
70-AL1/11-ST1A 110.0 | 8.4 | 0.4132 | 0.45 | 0.29 | ol | 70 | 0.00403 | HV
94-AL1/15-ST1A 110.0 | 8.65 | 0.306 | 0.44 | 0.35 | ol | 94 | 0.00403 | HV
122-AL1/20-ST1A 110.0 | 8.5 | 0.2376 | 0.43 | 0.41 | ol | 122 | 0.00403 | HV
149-AL1/24-ST1A 110.0 | 8.75 | 0.194 | 0.41 | 0.47 | ol | 149 | 0.00403 | HV
184-AL1/30-ST1A 110.0 | 8.8 | 0.1571 | 0.4 | 0.535 | ol | 184 | 0.00403 | HV
243-AL1/39-ST1A 110.0 | 9 | 0.1188 | 0.39 | 0.645 | ol | 243 | 0.00403 | HV
305-AL1/39-ST1A 110.0 | 9.2 | 0.0949 | 0.38 | 0.74 | ol | 305 | 0.00403 | HV
490-AL1/64-ST1A 110.0 | 9.75 | 0.059 | 0.37 | 0.96 | ol | 490 | 0.00403 | HV
679-AL1/86-ST1A 110.0 | 9.95 | 0.042 | 0.36 | 1.15 | ol | 679 | 0.00403 | HV
490-AL1/64-ST1A 220.0 | 10 | 0.059 | 0.285 | 0.96 | ol | 490 | 0.00403 | HV
679-AL1/86-ST1A 220.0 | 11.7 | 0.042 | 0.275 | 1.15 | ol | 679 | 0.00403 | HV
490-AL1/64-ST1A 380.0 | 11 | 0.059 | 0.253 | 0.96 | ol | 490 | 0.00403 | HV
679-AL1/86-ST1A 380.0 | 14.6 | 0.042 | 0.25 | 1.15 | ol | 679 | 0.00403 | HV

## trafo_std_types
| i0_percent | pfe_kw | vkr_percent | sn_mva | vn_lv_kv | vn_hv_kv | vk_percent | shift_degree | vector_group | tap_side | tap_neutral | tap_min | tap_max | tap_step_degree | tap_step_percent | tap_phase_shifter
160 MVA 380/110 kV | 0.06 | 60 | 0.25 | 160 | 110 | 380 | 12.2 | 0 | Yy0 | hv | 0 | -9 | 9 | 0 | 1.5 | FALSE
100 MVA 220/110 kV | 0.06 | 55 | 0.26 | 100 | 110 | 220 | 12 | 0 | Yy0 | hv | 0 | -9 | 9 | 0 | 1.5 | FALSE
63 MVA 110/20 kV | 0.04 | 22 | 0.32 | 63 | 20 | 110 | 18 | 150 | YNd5 | hv | 0 | -9 | 9 | 0 | 1.5 | FALSE
40 MVA 110/20 kV | 0.05 | 18 | 0.34 | 40 | 20 | 110 | 16.2 | 150 | YNd5 | hv | 0 | -9 | 9 | 0 | 1.5 | FALSE
25 MVA 110/20 kV | 0.07 | 14 | 0.41 | 25 | 20 | 110 | 12 | 150 | YNd5 | hv | 0 | -9 | 9 | 0 | 1.5 | FALSE
63 MVA 110/10 kV | 0.04 | 22 | 0.32 | 63 | 10 | 110 | 18 | 150 | YNd5 | hv | 0 | -9 | 9 | 0 | 1.5 | FALSE
40 MVA 110/10 kV | 0.05 | 18 | 0.34 | 40 | 10 | 110 | 16.2 | 150 | YNd5 | hv | 0 | -9 | 9 | 0 | 1.5 | FALSE
25 MVA 110/10 kV | 0.07 | 14 | 0.41 | 25 | 10 | 110 | 12 | 150 | YNd5 | hv | 0 | -9 | 9 | 0 | 1.5 | FALSE
0.25 MVA 20/0.4 kV | 0.32 | 0.8 | 1.44 | 0.25 | 0.4 | 20 | 6 | 150 | Yzn5 | hv | 0 | -2 | 2 | 0 | 2.5 | FALSE
0.4 MVA 20/0.4 kV | 0.3375 | 1.35 | 1.425 | 0.4 | 0.4 | 20 | 6 | 150 | Dyn5 | hv | 0 | -2 | 2 | 0 | 2.5 | FALSE
0.63 MVA 20/0.4 kV | 0.2619 | 1.65 | 1.206 | 0.63 | 0.4 | 20 | 6 | 150 | Dyn5 | hv | 0 | -2 | 2 | 0 | 2.5 | FALSE
0.25 MVA 10/0.4 kV | 0.24 | 0.6 | 1.2 | 0.25 | 0.4 | 10 | 4 | 150 | Dyn5 | hv | 0 | -2 | 2 | 0 | 2.5 | FALSE
0.4 MVA 10/0.4 kV | 0.2375 | 0.95 | 1.325 | 0.4 | 0.4 | 10 | 4 | 150 | Dyn5 | hv | 0 | -2 | 2 | 0 | 2.5 | FALSE
0.63 MVA 10/0.4 kV | 0.1873 | 1.18 | 1.0794 | 0.63 | 0.4 | 10 | 4 | 150 | Dyn5 | hv | 0 | -2 | 2 | 0 | 2.5 | FALSE

## trafo3w_std_types
| sn_hv_mva | sn_mv_mva | sn_lv_mva | vn_hv_kv | vn_mv_kv | vn_lv_kv | vk_hv_percent | vk_mv_percent | vk_lv_percent | vkr_hv_percent | vkr_mv_percent | vkr_lv_percent | pfe_kw | i0_percent | shift_mv_degree | shift_lv_degree | vector_group | tap_side | tap_neutral | tap_min | tap_max | tap_step_percent
63/25/38 MVA 110/20/10 kV | 63 | 25 | 38 | 110 | 20 | 10 | 10.4 | 10.4 | 10.4 | 0.28 | 0.32 | 0.35 | 35 | 0.89 | 0 | 0 | YN0yn0yn0 | hv | 0 | -10 | 10 | 1.2
63/25/38 MVA 110/10/10 kV | 63 | 25 | 38 | 110 | 10 | 10 | 10.4 | 10.4 | 10.4 | 0.28 | 0.32 | 0.35 | 35 | 0.89 | 0 | 0 | YN0yn0yn0 | hv | 0 | -10 | 10 | 1.2

## fuse_std_types
| fuse_type | i_rated_a | t_avg | t_min | t_total | x_avg | x_min | x_total
HV 100A | HV 100A | 100 | 0 | [10.0, 3.64, 0.854, 0.281, 0.1, 0.0531, 0.022, 0.01] | [10.0, 4.267, 1.21, 0.403, 0.1, 0.058, 0.022, 0.01] | 0 | [300.0, 350.0, 450.0, 550.0, 700.0, 850.0, 1200.0, 1752.0] | [600.0, 700.0, 900.0, 1150.0, 1665.0, 2000.0, 3000.0, 4313.0]
HV 10A | HV 10A | 10 | 0 | [10.0, 1675.0, 0.344, 0.156, 0.1, 0.0417, 0.0171, 0.01] | [10.0, 1.3, 0.3, 0.155, 0.1, 0.0555, 0.023, 0.01] | 0 | [30.0, 32.0, 35.0, 37.0, 39.0, 50.0, 70.0, 88.0] | [60.0, 70.0, 80.0, 87.0, 94.0, 110.0, 150.0, 216.0]
HV 125A | HV 125A | 125 | 0 | [10.0, 1.82, 0.344, 0.1, 0.0467, 0.0269, 0.01] | [10.0, 2.478, 0.426, 0.1, 0.0427, 0.0211, 0.01] | 0 | [375.0, 500.0, 700.0, 925.0, 1200.0, 1500.0, 2341.0] | [750.0, 1000.0, 1500.0, 2200.0, 3000.0, 4000.0, 5765.0]
HV 160A | HV 160A | 160 | 0 | [10.0, 4.15, 1.03, 0.198, 0.1, 0.051, 0.0172, 0.01] | [10.0, 2.3, 0.734, 0.274, 0.1, 0.046, 0.0177, 0.01] | 0 | [480.0, 550.0, 700.0, 1000.0, 1260.0, 1600.0, 2500.0, 3227.0] | [960.0, 1300.0, 1700.0, 2200.0, 2996.0, 4000.0, 6000.0, 7946.0]
HV 16A | HV 16A | 16 | 0 | [10.0, 0.352, 0.164, 0.1, 0.0649, 0.0342, 0.01] | [10.0, 2.34, 0.722, 0.181, 0.1, 0.055, 0.0296, 0.01] | 0 | [48.0, 60.0, 65.0, 71.0, 80.0, 100.0, 162.0] | [96.0, 110.0, 125.0, 150.0, 168.0, 200.0, 250.0, 398.0]
HV 200A | HV 200A | 200 | 0 | [10.0, 4.267, 1.21, 0.403, 0.1, 0.058, 0.022, 0.01] | [10.0, 3.73, 1.654, 0.328, 0.1, 0.0531, 0.019, 0.01] | 0 | [600.0, 700.0, 900.0, 1150.0, 1665.0, 2000.0, 3000.0, 4313.0] | [1200.0, 1500.0, 1800.0, 2700.0, 3960.0, 5000.0, 7500.0, 10620.0]
HV 20A | HV 20A | 20 | 0 | [10.0, 1.3, 0.3, 0.155, 0.1, 0.0555, 0.023, 0.01] | [10.0, 1.3, 0.161, 0.1, 0.0611, 0.0399, 0.0141, 0.01] | 0 | [60.0, 70.0, 80.0, 87.0, 94.0, 110.0, 150.0, 216.0] | [120.0, 150.0, 200.0, 223.0, 260.0, 300.0, 450.0, 532.0]
HV 25A | HV 25A | 25 | 0 | [10.0, 2.512, 0.833, 0.299, 0.1, 0.0372, 0.0223, 0.01] | [10.0, 3.125, 0.597, 0.198, 0.1, 0.0378, 0.022, 0.01] | 0 | [75.0, 82.0, 90.0, 100.0, 124.0, 170.0, 200.0, 289.0] | [150.0, 170.0, 210.0, 250.0, 294.0, 400.0, 500.0, 711.0]
HV 31.5A | HV 31.5A | 31.5 | 0 | [10.0, 2.34, 0.722, 0.181, 0.1, 0.055, 0.0296, 0.01] | [10.0, 2.84, 0.368, 0.164, 0.1, 0.0621, 0.0378, 0.0195, 0.01] | 0 | [95.0, 110.0, 125.0, 150.0, 165.0, 200.0, 250.0, 390.0] | [189.0, 220.0, 300.0, 350.0, 393.0, 450.0, 530.0, 700.0, 960.0]
HV 40A | HV 40A | 40 | 0 | [10.0, 1.3, 0.161, 0.1, 0.0611, 0.0399, 0.0141, 0.01] | [10.0, 2.05, 0.369, 0.198, 0.1, 0.051, 0.0298, 0.01] | 0 | [120.0, 150.0, 200.0, 223.0, 260.0, 300.0, 450.0, 532.0] | [240.0, 300.0, 400.0, 450.0, 530.0, 650.0, 800.0, 1311.0]
HV 50A | HV 50A | 50 | 0 | [10.0, 3.215, 0.597, 0.198, 0.1, 0.0378, 0.022, 0.01] | [10.0, 3.64, 0.854, 0.281, 0.1, 0.0531, 0.022, 0.01] | 0 | [150.0, 170.0, 210.0, 250.0, 294.0, 400.0, 500.0, 711.0] | [300.0, 350.0, 450.0, 550.0, 700.0, 850.0, 1200.0, 1752.0]
HV 6.3A | HV 6.3A | 6.3 | 0 | [10.0, 1.39, 0.344, 0.168, 0.1, 0.056, 0.0263, 0.01] | [10.0, 1.711, 0.516, 0.198, 0.1, 0.0634, 0.0303, 0.01] | 0 | [19.0, 19.5, 20.4, 20.8, 22.0, 25.0, 32.0, 48.0] | [38.0, 40.0, 43.0, 48.0, 53.0, 60.0, 75.0, 118.0]
HV 63A | HV 63A | 63 | 0 | [10.0, 2.84, 0.368, 0.164, 0.1, 0.0621, 0.0378, 0.0195, 0.01] | [10.0, 1.82, 0.344, 0.1, 0.0467, 0.0269, 0.01] | 0 | [189.0, 220.0, 300.0, 350.0, 393.0, 450.0, 530.0, 700.0, 961.0] | [378.0, 500.0, 700.0, 934.0, 1200.0, 1500.0, 2366.0]
HV 80A | HV 80A | 80 | 0 | [10.0, 2.05, 0.369, 0.198, 0.1, 0.051, 0.0298, 0.01] | [10.0, 4.15, 1.03, 0.198, 0.1, 0.051, 0.0172, 0.01] | 0 | [240.0, 300.0, 400.0, 450.0, 530.0, 650.0, 800.0, 1311.0] | [480.0, 550.0, 700.0, 1000.0, 1260.0, 1600.0, 2500.0, 3227.0]
Siemens NH-1-100 | Siemens NH-1-100 | 100 | [5400.0, 2000.0, 400.0, 20.0, 1.0, 0.2, 0.012, 0.004] | 0 | 0 | [150.0, 190.0, 250.0, 430.0, 900.0, 1250.0, 2700.0, 3600.0] | 0 | 0
Siemens NH-1-125 | Siemens NH-1-125 | 125 | [4800.0, 120.0, 7.0, 0.1, 0.004] | 0 | 0 | [180.0, 400.0, 740.0, 2000.0, 4250.0] | 0 | 0
Siemens NH-1-16 | Siemens NH-1-16 | 16 | [4000.0, 400.0, 2.0, 0.1, 0.04, 0.01] | 0 | 0 | [26.0, 35.0, 75.0, 150.0, 200.0, 300.0] | 0 | 0
Siemens NH-1-160 | Siemens NH-1-160 | 160 | [4800.0, 120.0, 7.0, 0.1, 0.004] | 0 | 0 | [210.0, 500.0, 900.0, 2300.0, 5000.0] | 0 | 0
Siemens NH-1-25 | Siemens NH-1-25 | 25 | [4000.0, 1000.0, 10.0, 0.2, 0.02, 0.01] | 0 | 0 | [40.0, 50.0, 100.0, 210.0, 400.0, 500.0] | 0 | 0
Siemens NH-1-50 | Siemens NH-1-50 | 50 | [4000.0, 40.0, 4.0, 1.0, 0.02, 0.01] | 0 | 0 | [86.0, 200.0, 300.0, 400.0, 1000.0, 1280.0] | 0 | 0
Siemens NH-1-63 | Siemens NH-1-63 | 63 | [4000.0, 100.0, 10.0, 2.0, 0.04, 0.01] | 0 | 0 | [100.0, 200.0, 300.0, 400.0, 1000.0, 1500.0] | 0 | 0
Siemens NH-1-80 | Siemens NH-1-80 | 80 | [4800.0, 120.0, 7.0, 0.1, 0.01] | 0 | 0 | [150.58, 250.0, 450.0, 1150.0, 2470.0] | 0 | 0
Siemens NH-2-1000 | Siemens NH-2-1000 | 1000 | [4800.0, 120.0, 7.0, 0.1, 0.004] | 0 | 0 | [1900.0, 3500.0, 8400.0, 24000.0, 52000.0] | 0 | 0
Siemens NH-2-200 | Siemens NH-2-200 | 200 | [4800.0, 120.0, 7.0, 0.1, 0.004] | 0 | 0 | [280.0, 650.0, 1200.0, 3000.0, 7000.0] | 0 | 0
Siemens NH-2-224 | Siemens NH-2-224 | 224 | [4800.0, 120.0, 7.0, 0.2, 0.04, 0.004] | 0 | 0 | [400.0, 750.0, 1453.0, 3025.0, 4315.0, 7600.0] | 0 | 0
Siemens NH-2-250 | Siemens NH-2-250 | 250 | [4800.0, 120.0, 7.0, 0.1, 0.004] | 0 | 0 | [450.0, 800.0, 1650.0, 4000.0, 8500.0] | 0 | 0
Siemens NH-2-315 | Siemens NH-2-315 | 315 | [4800.0, 120.0, 7.0, 0.1, 0.004] | 0 | 0 | [550.0, 920.0, 1900.0, 5000.0, 11000.0] | 0 | 0
Siemens NH-2-355 | Siemens NH-2-355 | 355 | [4800.0, 120.0, 6.0, 0.1, 0.004] | 0 | 0 | [650.0, 1116.27, 2350.0, 5840.0, 12790.0] | 0 | 0
Siemens NH-2-400 | Siemens NH-2-400 | 400 | [4800.0, 120.0, 7.0, 0.1, 0.004] | 0 | 0 | [720.0, 1350.0, 2800.0, 6500.0, 15000.0] | 0 | 0
Siemens NH-2-425 | Siemens NH-2-425 | 425 | [4800.0, 120.0, 7.0, 0.1, 0.004] | 0 | 0 | [850.0, 1500.0, 3050.0, 7500.0, 16500.0] | 0 | 0
Siemens NH-2-630 | Siemens NH-2-630 | 630 | [4800.0, 120.0, 7.0, 0.1, 0.004] | 0 | 0 | [1200.0, 2000.0, 4800.0, 12000.0, 26000.0] | 0 | 0

## dtypes
| element | column | dtype
0 | bus | name | object
1 | bus | vn_kv | float64
2 | bus | type | object
3 | bus | zone | object
4 | bus | in_service | bool
5 | load | name | object
6 | load | bus | uint32
7 | load | p_mw | float64
8 | load | q_mvar | float64
9 | load | const_z_percent | float64
10 | load | const_i_percent | float64
11 | load | sn_mva | float64
12 | load | scaling | float64
13 | load | in_service | bool
14 | load | type | object
15 | ext_grid | name | object
16 | ext_grid | bus | uint32
17 | ext_grid | vm_pu | float64
18 | ext_grid | va_degree | float64
19 | ext_grid | slack_weight | float64
20 | ext_grid | in_service | bool
21 | line | name | object
22 | line | std_type | object
23 | line | from_bus | uint32
24 | line | to_bus | uint32
25 | line | length_km | float64
26 | line | r_ohm_per_km | float64
27 | line | x_ohm_per_km | float64
28 | line | c_nf_per_km | float64
29 | line | g_us_per_km | float64
30 | line | max_i_ka | float64
31 | line | df | float64
32 | line | parallel | uint32
33 | line | type | object
34 | line | in_service | bool
35 | trafo | name | object
36 | trafo | std_type | object
37 | trafo | hv_bus | uint32
38 | trafo | lv_bus | uint32
39 | trafo | sn_mva | float64
40 | trafo | vn_hv_kv | float64
41 | trafo | vn_lv_kv | float64
42 | trafo | vk_percent | float64
43 | trafo | vkr_percent | float64
44 | trafo | pfe_kw | float64
45 | trafo | i0_percent | float64
46 | trafo | shift_degree | float64
47 | trafo | tap_side | object
48 | trafo | tap_neutral | int32
49 | trafo | tap_min | int32
50 | trafo | tap_max | int32
51 | trafo | tap_step_percent | float64
52 | trafo | tap_step_degree | float64
53 | trafo | tap_pos | int32
54 | trafo | tap_phase_shifter | bool
55 | trafo | parallel | uint32
56 | trafo | df | float64
57 | trafo | in_service | bool
58 | line_geodata | coords | object
59 | bus_geodata | x | float64
60 | bus_geodata | y | float64
61 | bus_geodata | coords | object

## parameters
| version | format_version | converged | OPF_converged | name | f_hz | sn_mva
0 | 2.14.6 | 2.14.0 | FALSE | FALSE |  | 50 | 1