## bus
| name | vn_kv | type | zone | in_service
0 | bus_LV_3293-9_0_2_node_0 | 0.4 | n |  | TRUE
1 | bus_LV_3293-9_0_2_node_1 | 0.4 | n |  | TRUE
2 | bus_LV_3293-9_0_2_node_2 | 0.4 | n |  | TRUE
3 | bus_LV_3293-9_0_2_node_3 | 0.4 | n |  | TRUE
4 | bus_LV_3293-9_0_2_node_4 | 0.4 | n |  | TRUE
5 | bus_LV_3293-9_0_2_node_6 | 0.4 | n |  | TRUE
6 | bus_LV_3293-9_0_2_node_5 | 0.4 | n |  | TRUE
7 | bus_LV_3293-9_0_2_node_7 | 0.4 | n |  | TRUE
8 | bus_LV_3293-9_0_2_node_62 | 0.4 | n |  | TRUE
9 | bus_LV_3293-9_0_2_node_41 | 0.4 | n |  | TRUE
10 | bus_LV_3293-9_0_2_node_51 | 0.4 | n |  | TRUE
11 | bus_LV_3293-9_0_2_node_48 | 0.4 | n |  | TRUE
12 | bus_LV_3293-9_0_2_node_49 | 0.4 | n |  | TRUE
13 | bus_LV_3293-9_0_2_node_30 | 0.4 | n |  | TRUE
14 | bus_LV_3293-9_0_2_node_32 | 0.4 | n |  | TRUE
15 | bus_LV_3293-9_0_2_node_25 | 0.4 | n |  | TRUE
16 | bus_LV_3293-9_0_2_node_69 | 0.4 | n |  | TRUE
17 | bus_LV_3293-9_0_2_node_57 | 0.4 | n |  | TRUE
18 | bus_LV_3293-9_0_2_node_67 | 0.4 | n |  | TRUE
19 | bus_LV_3293-9_0_2_node_64 | 0.4 | n |  | TRUE
20 | bus_LV_3293-9_0_2_node_68 | 0.4 | n |  | TRUE
21 | bus_LV_3293-9_0_2_node_70 | 0.4 | n |  | TRUE
22 | bus_LV_3293-9_0_2_node_190 | 0.4 | n |  | TRUE
23 | bus_LV_3293-9_0_2_node_71 | 0.4 | n |  | TRUE
24 | bus_LV_3293-9_0_2_node_52 | 0.4 | n |  | TRUE
25 | bus_LV_3293-9_0_2_node_8 | 0.4 | n |  | TRUE
26 | bus_LV_3293-9_0_2_node_9 | 0.4 | n |  | TRUE
27 | bus_LV_3293-9_0_2_node_10 | 0.4 | n |  | TRUE
28 | bus_LV_3293-9_0_2_node_11 | 0.4 | n |  | TRUE
29 | bus_LV_3293-9_0_2_node_12 | 0.4 | n |  | TRUE
30 | bus_LV_3293-9_0_2_node_46 | 0.4 | n |  | TRUE
31 | bus_LV_3293-9_0_2_node_47 | 0.4 | n |  | TRUE
32 | bus_LV_3293-9_0_2_node_61 | 0.4 | n |  | TRUE
33 | bus_LV_3293-9_0_2_node_59 | 0.4 | n |  | TRUE
34 | bus_LV_3293-9_0_2_node_13 | 0.4 | n |  | TRUE
35 | bus_LV_3293-9_0_2_node_14 | 0.4 | n |  | TRUE
36 | bus_LV_3293-9_0_2_node_15 | 0.4 | n |  | TRUE
37 | bus_LV_3293-9_0_2_node_16 | 0.4 | n |  | TRUE
38 | bus_LV_3293-9_0_2_node_17 | 0.4 | n |  | TRUE
39 | bus_LV_3293-9_0_2_node_39 | 0.4 | n |  | TRUE
40 | bus_LV_3293-9_0_2_node_55 | 0.4 | n |  | TRUE
41 | bus_LV_3293-9_0_2_node_36 | 0.4 | n |  | TRUE
42 | bus_LV_3293-9_0_2_node_23 | 0.4 | n |  | TRUE
43 | bus_LV_3293-9_0_2_node_38 | 0.4 | n |  | TRUE
44 | bus_LV_3293-9_0_2_node_24 | 0.4 | n |  | TRUE
45 | bus_LV_3293-9_0_2_node_21 | 0.4 | n |  | TRUE
46 | bus_LV_3293-9_0_2_node_27 | 0.4 | n |  | TRUE
47 | bus_LV_3293-9_0_2_node_28 | 0.4 | n |  | TRUE
48 | bus_LV_3293-9_0_2_node_29 | 0.4 | n |  | TRUE
49 | bus_LV_3293-9_0_2_node_33 | 0.4 | n |  | TRUE
50 | bus_LV_3293-9_0_2_node_34 | 0.4 | n |  | TRUE
51 | bus_LV_3293-9_0_2_node_31 | 0.4 | n |  | TRUE
52 | bus_LV_3293-9_0_2_node_35 | 0.4 | n |  | TRUE
53 | bus_LV_3293-9_0_2_node_37 | 0.4 | n |  | TRUE
54 | bus_LV_3293-9_0_2_node_53 | 0.4 | n |  | TRUE
55 | bus_LV_3293-9_0_2_node_54 | 0.4 | n |  | TRUE
56 | bus_LV_3293-9_0_2_node_18 | 0.4 | n |  | TRUE
57 | bus_LV_3293-9_0_2_node_19 | 0.4 | n |  | TRUE
58 | bus_LV_3293-9_0_2_node_20 | 0.4 | n |  | TRUE
59 | bus_LV_3293-9_0_2_node_40 | 0.4 | n |  | TRUE
60 | bus_LV_3293-9_0_2_node_22 | 0.4 | n |  | TRUE
61 | bus_LV_3293-9_0_2_node_26 | 0.4 | n |  | TRUE
62 | bus_LV_3293-9_0_2_node_66 | 0.4 | n |  | TRUE
63 | bus_LV_3293-9_0_2_node_42 | 0.4 | n |  | TRUE
64 | bus_LV_3293-9_0_2_node_65 | 0.4 | n |  | TRUE
65 | bus_LV_3293-9_0_2_node_43 | 0.4 | n |  | TRUE
66 | bus_LV_3293-9_0_2_node_60 | 0.4 | n |  | TRUE
67 | bus_LV_3293-9_0_2_node_122 | 0.4 | n |  | TRUE
68 | bus_LV_3293-9_0_2_node_44 | 0.4 | n |  | TRUE
69 | bus_LV_3293-9_0_2_node_45 | 0.4 | n |  | TRUE
70 | bus_LV_3293-9_0_2_node_132 | 0.4 | n |  | TRUE
71 | bus_LV_3293-9_0_2_node_120 | 0.4 | n |  | TRUE
72 | bus_LV_3293-9_0_2_node_50 | 0.4 | n |  | TRUE
73 | bus_LV_3293-9_0_2_node_121 | 0.4 | n |  | TRUE
74 | bus_LV_3293-9_0_2_node_123 | 0.4 | n |  | TRUE
75 | bus_LV_3293-9_0_2_node_58 | 0.4 | n |  | TRUE
76 | bus_LV_3293-9_0_2_node_129 | 0.4 | n |  | TRUE
77 | bus_LV_3293-9_0_2_node_74 | 0.4 | n |  | TRUE
78 | bus_LV_3293-9_0_2_node_72 | 0.4 | n |  | TRUE
79 | bus_LV_3293-9_0_2_node_73 | 0.4 | n |  | TRUE
80 | bus_LV_3293-9_0_2_node_78 | 0.4 | n |  | TRUE
81 | bus_LV_3293-9_0_2_node_76 | 0.4 | n |  | TRUE
82 | bus_LV_3293-9_0_2_node_77 | 0.4 | n |  | TRUE
83 | bus_LV_3293-9_0_2_node_79 | 0.4 | n |  | TRUE
84 | bus_LV_3293-9_0_2_node_119 | 0.4 | n |  | TRUE
85 | bus_LV_3293-9_0_2_node_118 | 0.4 | n |  | TRUE
86 | bus_LV_3293-9_0_2_node_80 | 0.4 | n |  | TRUE
87 | bus_LV_3293-9_0_2_node_81 | 0.4 | n |  | TRUE
88 | bus_LV_3293-9_0_2_node_82 | 0.4 | n |  | TRUE
89 | bus_LV_3293-9_0_2_node_83 | 0.4 | n |  | TRUE
90 | bus_LV_3293-9_0_2_node_84 | 0.4 | n |  | TRUE
91 | bus_LV_3293-9_0_2_node_98 | 0.4 | n |  | TRUE
92 | bus_LV_3293-9_0_2_node_94 | 0.4 | n |  | TRUE
93 | bus_LV_3293-9_0_2_node_85 | 0.4 | n |  | TRUE
94 | bus_LV_3293-9_0_2_node_103 | 0.4 | n |  | TRUE
95 | bus_LV_3293-9_0_2_node_96 | 0.4 | n |  | TRUE
96 | bus_LV_3293-9_0_2_node_97 | 0.4 | n |  | TRUE
97 | bus_LV_3293-9_0_2_node_99 | 0.4 | n |  | TRUE
98 | bus_LV_3293-9_0_2_node_100 | 0.4 | n |  | TRUE
99 | bus_LV_3293-9_0_2_node_101 | 0.4 | n |  | TRUE
100 | bus_LV_3293-9_0_2_node_102 | 0.4 | n |  | TRUE
101 | bus_LV_3293-9_0_2_node_109 | 0.4 | n |  | TRUE
102 | bus_LV_3293-9_0_2_node_112 | 0.4 | n |  | TRUE
103 | bus_LV_3293-9_0_2_node_107 | 0.4 | n |  | TRUE
104 | bus_LV_3293-9_0_2_node_90 | 0.4 | n |  | TRUE
105 | bus_LV_3293-9_0_2_node_104 | 0.4 | n |  | TRUE
106 | bus_LV_3293-9_0_2_node_105 | 0.4 | n |  | TRUE
107 | bus_LV_3293-9_0_2_node_86 | 0.4 | n |  | TRUE
108 | bus_LV_3293-9_0_2_node_87 | 0.4 | n |  | TRUE
109 | bus_LV_3293-9_0_2_node_88 | 0.4 | n |  | TRUE
110 | bus_LV_3293-9_0_2_node_91 | 0.4 | n |  | TRUE
111 | bus_LV_3293-9_0_2_node_92 | 0.4 | n |  | TRUE
112 | bus_LV_3293-9_0_2_node_93 | 0.4 | n |  | TRUE
113 | bus_LV_3293-9_0_2_node_95 | 0.4 | n |  | TRUE
114 | bus_LV_3293-9_0_2_node_188 | 0.4 | n |  | TRUE
115 | bus_LV_3293-9_0_2_node_187 | 0.4 | n |  | TRUE
116 | bus_LV_3293-9_0_2_node_108 | 0.4 | n |  | TRUE
117 | bus_LV_3293-9_0_2_node_106 | 0.4 | n |  | TRUE
118 | bus_LV_3293-9_0_2_node_110 | 0.4 | n |  | TRUE
119 | bus_LV_3293-9_0_2_node_111 | 0.4 | n |  | TRUE
120 | bus_LV_3293-9_0_2_node_114 | 0.4 | n |  | TRUE
121 | bus_LV_3293-9_0_2_node_115 | 0.4 | n |  | TRUE
122 | bus_LV_3293-9_0_2_node_113 | 0.4 | n |  | TRUE
123 | bus_LV_3293-9_0_2_node_116 | 0.4 | n |  | TRUE
124 | bus_LV_3293-9_0_2_node_117 | 0.4 | n |  | TRUE
125 | bus_LV_3293-9_0_2_node_124 | 0.4 | n |  | TRUE
126 | bus_LV_3293-9_0_2_node_127 | 0.4 | n |  | TRUE
127 | bus_LV_3293-9_0_2_node_189 | 0.4 | n |  | TRUE
128 | bus_LV_3293-9_0_2_node_128 | 0.4 | n |  | TRUE
129 | bus_LV_3293-9_0_2_node_130 | 0.4 | n |  | TRUE
130 | bus_LV_3293-9_0_2_node_131 | 0.4 | n |  | TRUE
131 | bus_LV_3293-9_0_2_node_133 | 0.4 | n |  | TRUE
132 | bus_LV_3293-9_0_2_node_134 | 0.4 | n |  | TRUE
133 | bus_LV_3293-9_0_2_node_136 | 0.4 | n |  | TRUE
134 | bus_LV_3293-9_0_2_node_141 | 0.4 | n |  | TRUE
135 | bus_LV_3293-9_0_2_node_135 | 0.4 | n |  | TRUE
136 | bus_LV_3293-9_0_2_node_157 | 0.4 | n |  | TRUE
137 | bus_LV_3293-9_0_2_node_139 | 0.4 | n |  | TRUE
138 | bus_LV_3293-9_0_2_node_156 | 0.4 | n |  | TRUE
139 | bus_LV_3293-9_0_2_node_137 | 0.4 | n |  | TRUE
140 | bus_LV_3293-9_0_2_node_138 | 0.4 | n |  | TRUE
141 | bus_LV_3293-9_0_2_node_140 | 0.4 | n |  | TRUE
142 | bus_LV_3293-9_0_2_node_142 | 0.4 | n |  | TRUE
143 | bus_LV_3293-9_0_2_node_143 | 0.4 | n |  | TRUE
144 | bus_LV_3293-9_0_2_node_148 | 0.4 | n |  | TRUE
145 | bus_LV_3293-9_0_2_node_144 | 0.4 | n |  | TRUE
146 | bus_LV_3293-9_0_2_node_146 | 0.4 | n |  | TRUE
147 | bus_LV_3293-9_0_2_node_145 | 0.4 | n |  | TRUE
148 | bus_LV_3293-9_0_2_node_147 | 0.4 | n |  | TRUE
149 | bus_LV_3293-9_0_2_node_149 | 0.4 | n |  | TRUE
150 | bus_LV_3293-9_0_2_node_150 | 0.4 | n |  | TRUE
151 | bus_LV_3293-9_0_2_node_151 | 0.4 | n |  | TRUE
152 | bus_LV_3293-9_0_2_node_152 | 0.4 | n |  | TRUE
153 | bus_LV_3293-9_0_2_node_153 | 0.4 | n |  | TRUE
154 | bus_LV_3293-9_0_2_node_158 | 0.4 | n |  | TRUE
155 | bus_LV_3293-9_0_2_node_154 | 0.4 | n |  | TRUE
156 | bus_LV_3293-9_0_2_node_159 | 0.4 | n |  | TRUE
157 | bus_LV_3293-9_0_2_node_155 | 0.4 | n |  | TRUE
158 | bus_LV_3293-9_0_2_node_160 | 0.4 | n |  | TRUE
159 | bus_LV_3293-9_0_2_node_161 | 0.4 | n |  | TRUE
160 | bus_LV_3293-9_0_2_node_162 | 0.4 | n |  | TRUE
161 | bus_LV_3293-9_0_2_node_163 | 0.4 | n |  | TRUE
162 | bus_LV_3293-9_0_2_node_164 | 0.4 | n |  | TRUE
163 | bus_LV_3293-9_0_2_node_165 | 0.4 | n |  | TRUE
164 | bus_LV_3293-9_0_2_node_166 | 0.4 | n |  | TRUE
165 | bus_LV_3293-9_0_2_node_167 | 0.4 | n |  | TRUE
166 | bus_LV_3293-9_0_2_node_168 | 0.4 | n |  | TRUE
167 | bus_LV_3293-9_0_2_node_171 | 0.4 | n |  | TRUE
168 | bus_LV_3293-9_0_2_node_169 | 0.4 | n |  | TRUE
169 | bus_LV_3293-9_0_2_node_172 | 0.4 | n |  | TRUE
170 | bus_LV_3293-9_0_2_node_170 | 0.4 | n |  | TRUE
171 | bus_LV_3293-9_0_2_node_173 | 0.4 | n |  | TRUE
172 | bus_LV_3293-9_0_2_node_174 | 0.4 | n |  | TRUE
173 | bus_LV_3293-9_0_2_node_182 | 0.4 | n |  | TRUE
174 | bus_LV_3293-9_0_2_node_180 | 0.4 | n |  | TRUE
175 | bus_LV_3293-9_0_2_node_175 | 0.4 | n |  | TRUE
176 | bus_LV_3293-9_0_2_node_176 | 0.4 | n |  | TRUE
177 | bus_LV_3293-9_0_2_node_177 | 0.4 | n |  | TRUE
178 | bus_LV_3293-9_0_2_node_178 | 0.4 | n |  | TRUE
179 | bus_LV_3293-9_0_2_node_179 | 0.4 | n |  | TRUE
180 | bus_LV_3293-9_0_2_node_181 | 0.4 | n |  | TRUE
181 | bus_LV_3293-9_0_2_node_183 | 0.4 | n |  | TRUE
182 | bus_LV_3293-9_0_2_node_184 | 0.4 | n |  | TRUE
183 | bus_LV_3293-9_0_2_node_185 | 0.4 | n |  | TRUE
184 | bus_LV_3293-9_0_2_node_186 | 0.4 | n |  | TRUE
185 | bus_MV_53_1_node_158 | 20 | n |  | TRUE

## load
| name | bus | p_mw | q_mvar | const_z_percent | const_i_percent | sn_mva | scaling | in_service | type
0 | LV_3293-9_0_2_load_0 | 0 | 0.00020484 | 5.1337e-05 | 0 | 0 |  | 1 | TRUE | wye
1 | LV_3293-9_0_2_load_1 | 1 | 0.00015904 | 3.9859e-05 | 0 | 0 |  | 1 | TRUE | wye
2 | LV_3293-9_0_2_load_3 | 3 | 0.00015157 | 3.7987e-05 | 0 | 0 |  | 1 | TRUE | wye
3 | LV_3293-9_0_2_load_4 | 4 | 0.00012519 | 3.1377e-05 | 0 | 0 |  | 1 | TRUE | wye
4 | LV_3293-9_0_2_load_6 | 5 | 0.00026754 | 6.7051e-05 | 0 | 0 |  | 1 | TRUE | wye
5 | LV_3293-9_0_2_load_7 | 7 | 0.00015125 | 3.7907e-05 | 0 | 0 |  | 1 | TRUE | wye
6 | LV_3293-9_0_2_load_62 | 8 | 0.0023376 | 0.00058585 | 0 | 0 |  | 1 | TRUE | wye
7 | LV_3293-9_0_2_load_51 | 10 | 0.00021692 | 5.4366e-05 | 0 | 0 |  | 1 | TRUE | wye
8 | LV_3293-9_0_2_load_49 | 12 | 0.00024505 | 6.1415e-05 | 0 | 0 |  | 1 | TRUE | wye
9 | LV_3293-9_0_2_load_30 | 13 | 0.0001976 | 4.9523e-05 | 0 | 0 |  | 1 | TRUE | wye
10 | LV_3293-9_0_2_load_32 | 14 | 0.00015566 | 3.9013e-05 | 0 | 0 |  | 1 | TRUE | wye
11 | LV_3293-9_0_2_load_69 | 16 | 0.00013742 | 3.444e-05 | 0 | 0 |  | 1 | TRUE | wye
12 | LV_3293-9_0_2_load_57 | 17 | 0.0001332 | 3.3384e-05 | 0 | 0 |  | 1 | TRUE | wye
13 | LV_3293-9_0_2_load_67 | 18 | 0.00031889 | 7.9922e-05 | 0 | 0 |  | 1 | TRUE | wye
14 | LV_3293-9_0_2_load_64 | 19 | 0.00035112 | 8.7999e-05 | 0 | 0 |  | 1 | TRUE | wye
15 | LV_3293-9_0_2_load_68 | 20 | 0.0010328 | 0.00025884 | 0 | 0 |  | 1 | TRUE | wye
16 | LV_3293-9_0_2_load_70 | 21 | 0.00033274 | 8.3392e-05 | 0 | 0 |  | 1 | TRUE | wye
17 | LV_3293-9_0_2_load_190 | 22 | 0.00011214 | 2.8106e-05 | 0 | 0 |  | 1 | TRUE | wye
18 | LV_3293-9_0_2_load_71 | 23 | 0.00093208 | 0.0002336 | 0 | 0 |  | 1 | TRUE | wye
19 | LV_3293-9_0_2_load_8 | 25 | 0.00027254 | 6.8305e-05 | 0 | 0 |  | 1 | TRUE | wye
20 | LV_3293-9_0_2_load_9 | 26 | 0.0009844 | 0.00024671 | 0 | 0 |  | 1 | TRUE | wye
21 | LV_3293-9_0_2_load_12 | 29 | 0.00029054 | 7.2815e-05 | 0 | 0 |  | 1 | TRUE | wye
22 | LV_3293-9_0_2_load_46 | 30 | 0.00018478 | 4.631e-05 | 0 | 0 |  | 1 | TRUE | wye
23 | LV_3293-9_0_2_load_47 | 31 | 0.00011521 | 2.8874e-05 | 0 | 0 |  | 1 | TRUE | wye
24 | LV_3293-9_0_2_load_61 | 32 | 0.00036676 | 9.1918e-05 | 0 | 0 |  | 1 | TRUE | wye
25 | LV_3293-9_0_2_load_59 | 33 | 0.00032942 | 8.256e-05 | 0 | 0 |  | 1 | TRUE | wye
26 | LV_3293-9_0_2_load_13 | 34 | 0.00025154 | 6.3043e-05 | 0 | 0 |  | 1 | TRUE | wye
27 | LV_3293-9_0_2_load_14 | 35 | 0.00014625 | 3.6653e-05 | 0 | 0 |  | 1 | TRUE | wye
28 | LV_3293-9_0_2_load_16 | 37 | 0.00015659 | 3.9244e-05 | 0 | 0 |  | 1 | TRUE | wye
29 | LV_3293-9_0_2_load_17 | 38 | 0.0001458 | 3.654e-05 | 0 | 0 |  | 1 | TRUE | wye
30 | LV_3293-9_0_2_load_39 | 39 | 0.00015631 | 3.9174e-05 | 0 | 0 |  | 1 | TRUE | wye
31 | LV_3293-9_0_2_load_55 | 40 | 0.00021394 | 5.3619e-05 | 0 | 0 |  | 1 | TRUE | wye
32 | LV_3293-9_0_2_load_38 | 43 | 0.00013203 | 3.309e-05 | 0 | 0 |  | 1 | TRUE | wye
33 | LV_3293-9_0_2_load_27 | 46 | 0.00039874 | 9.9933e-05 | 0 | 0 |  | 1 | TRUE | wye
34 | LV_3293-9_0_2_load_28 | 47 | 0.00014758 | 3.6988e-05 | 0 | 0 |  | 1 | TRUE | wye
35 | LV_3293-9_0_2_load_29 | 48 | 0.00013546 | 3.3949e-05 | 0 | 0 |  | 1 | TRUE | wye
36 | LV_3293-9_0_2_load_33 | 49 | 0.00025872 | 6.4842e-05 | 0 | 0 |  | 1 | TRUE | wye
37 | LV_3293-9_0_2_load_34 | 50 | 0.00017882 | 4.4816e-05 | 0 | 0 |  | 1 | TRUE | wye
38 | LV_3293-9_0_2_load_35 | 52 | 0.00029248 | 7.3302e-05 | 0 | 0 |  | 1 | TRUE | wye
39 | LV_3293-9_0_2_load_37 | 53 | 0.00021243 | 5.3241e-05 | 0 | 0 |  | 1 | TRUE | wye
40 | LV_3293-9_0_2_load_53 | 54 | 0.00023476 | 5.8837e-05 | 0 | 0 |  | 1 | TRUE | wye
41 | LV_3293-9_0_2_load_54 | 55 | 0.00019478 | 4.8818e-05 | 0 | 0 |  | 1 | TRUE | wye
42 | LV_3293-9_0_2_load_18 | 56 | 0.00026512 | 6.6445e-05 | 0 | 0 |  | 1 | TRUE | wye
43 | LV_3293-9_0_2_load_19 | 57 | 0.00021166 | 5.3048e-05 | 0 | 0 |  | 1 | TRUE | wye
44 | LV_3293-9_0_2_load_40 | 59 | 0.00038833 | 9.7324e-05 | 0 | 0 |  | 1 | TRUE | wye
45 | LV_3293-9_0_2_load_22 | 60 | 0.00036699 | 9.1977e-05 | 0 | 0 |  | 1 | TRUE | wye
46 | LV_3293-9_0_2_load_26 | 61 | 0.00014348 | 3.596e-05 | 0 | 0 |  | 1 | TRUE | wye
47 | LV_3293-9_0_2_load_42 | 63 | 0.00011299 | 2.8319e-05 | 0 | 0 |  | 1 | TRUE | wye
48 | LV_3293-9_0_2_load_65 | 64 | 0.00016015 | 4.0138e-05 | 0 | 0 |  | 1 | TRUE | wye
49 | LV_3293-9_0_2_load_60 | 66 | 0.00025274 | 6.3343e-05 | 0 | 0 |  | 1 | TRUE | wye
50 | LV_3293-9_0_2_load_122 | 67 | 0.00022627 | 5.6708e-05 | 0 | 0 |  | 1 | TRUE | wye
51 | LV_3293-9_0_2_load_44 | 68 | 0.00015049 | 3.7718e-05 | 0 | 0 |  | 1 | TRUE | wye
52 | LV_3293-9_0_2_load_45 | 69 | 0.00017801 | 4.4615e-05 | 0 | 0 |  | 1 | TRUE | wye
53 | LV_3293-9_0_2_load_132 | 70 | 0.00044301 | 0.00011103 | 0 | 0 |  | 1 | TRUE | wye
54 | LV_3293-9_0_2_load_120 | 71 | 0.00022945 | 5.7507e-05 | 0 | 0 |  | 1 | TRUE | wye
55 | LV_3293-9_0_2_load_50 | 72 | 0.00013981 | 3.5039e-05 | 0 | 0 |  | 1 | TRUE | wye
56 | LV_3293-9_0_2_load_121 | 73 | 0.00025785 | 6.4623e-05 | 0 | 0 |  | 1 | TRUE | wye
57 | LV_3293-9_0_2_load_123 | 74 | 0.00025909 | 6.4934e-05 | 0 | 0 |  | 1 | TRUE | wye
58 | LV_3293-9_0_2_load_58 | 75 | 0.00017914 | 4.4896e-05 | 0 | 0 |  | 1 | TRUE | wye
59 | LV_3293-9_0_2_load_74 | 77 | 0.00027102 | 6.7923e-05 | 0 | 0 |  | 1 | TRUE | wye
60 | LV_3293-9_0_2_load_72 | 78 | 0.00017174 | 4.3043e-05 | 0 | 0 |  | 1 | TRUE | wye
61 | LV_3293-9_0_2_load_73 | 79 | 0.00016552 | 4.1484e-05 | 0 | 0 |  | 1 | TRUE | wye
62 | LV_3293-9_0_2_load_78 | 80 | 0.00046743 | 0.00011715 | 0 | 0 |  | 1 | TRUE | wye
63 | LV_3293-9_0_2_load_76 | 81 | 0.00020556 | 5.1518e-05 | 0 | 0 |  | 1 | TRUE | wye
64 | LV_3293-9_0_2_load_77 | 82 | 0.00016812 | 4.2136e-05 | 0 | 0 |  | 1 | TRUE | wye
65 | LV_3293-9_0_2_load_79 | 83 | 0.00010258 | 2.5708e-05 | 0 | 0 |  | 1 | TRUE | wye
66 | LV_3293-9_0_2_load_119 | 84 | 0.0001476 | 3.6993e-05 | 0 | 0 |  | 1 | TRUE | wye
67 | LV_3293-9_0_2_load_118 | 85 | 0.00016719 | 4.1902e-05 | 0 | 0 |  | 1 | TRUE | wye
68 | LV_3293-9_0_2_load_80 | 86 | 0.00016668 | 4.1774e-05 | 0 | 0 |  | 1 | TRUE | wye
69 | LV_3293-9_0_2_load_82 | 88 | 0.00016137 | 4.0442e-05 | 0 | 0 |  | 1 | TRUE | wye
70 | LV_3293-9_0_2_load_83 | 89 | 0.0001233 | 3.0902e-05 | 0 | 0 |  | 1 | TRUE | wye
71 | LV_3293-9_0_2_load_84 | 90 | 0.00013742 | 3.4441e-05 | 0 | 0 |  | 1 | TRUE | wye
72 | LV_3293-9_0_2_load_98 | 91 | 0.00019955 | 5.0012e-05 | 0 | 0 |  | 1 | TRUE | wye
73 | LV_3293-9_0_2_load_94 | 92 | 0.00011298 | 2.8316e-05 | 0 | 0 |  | 1 | TRUE | wye
74 | LV_3293-9_0_2_load_85 | 93 | 0.00035209 | 8.8243e-05 | 0 | 0 |  | 1 | TRUE | wye
75 | LV_3293-9_0_2_load_96 | 95 | 0.00021476 | 5.3824e-05 | 0 | 0 |  | 1 | TRUE | wye
76 | LV_3293-9_0_2_load_99 | 97 | 0.00016143 | 4.0458e-05 | 0 | 0 |  | 1 | TRUE | wye
77 | LV_3293-9_0_2_load_101 | 99 | 0.00016491 | 4.1331e-05 | 0 | 0 |  | 1 | TRUE | wye
78 | LV_3293-9_0_2_load_102 | 100 | 0.00017384 | 4.3568e-05 | 0 | 0 |  | 1 | TRUE | wye
79 | LV_3293-9_0_2_load_112 | 102 | 0.00012413 | 3.1109e-05 | 0 | 0 |  | 1 | TRUE | wye
80 | LV_3293-9_0_2_load_104 | 105 | 0.0001871 | 4.6891e-05 | 0 | 0 |  | 1 | TRUE | wye
81 | LV_3293-9_0_2_load_105 | 106 | 0.00011211 | 2.8097e-05 | 0 | 0 |  | 1 | TRUE | wye
82 | LV_3293-9_0_2_load_86 | 107 | 0.00020267 | 5.0794e-05 | 0 | 0 |  | 1 | TRUE | wye
83 | LV_3293-9_0_2_load_87 | 108 | 0.00011779 | 2.952e-05 | 0 | 0 |  | 1 | TRUE | wye
84 | LV_3293-9_0_2_load_91 | 110 | 0.00018429 | 4.6188e-05 | 0 | 0 |  | 1 | TRUE | wye
85 | LV_3293-9_0_2_load_92 | 111 | 0.00020233 | 5.0708e-05 | 0 | 0 |  | 1 | TRUE | wye
86 | LV_3293-9_0_2_load_93 | 112 | 0.00044378 | 0.00011122 | 0 | 0 |  | 1 | TRUE | wye
87 | LV_3293-9_0_2_load_95 | 113 | 0.0010356 | 0.00025954 | 0 | 0 |  | 1 | TRUE | wye
88 | LV_3293-9_0_2_load_188 | 114 | 0.00061581 | 0.00015434 | 0 | 0 |  | 1 | TRUE | wye
89 | LV_3293-9_0_2_load_187 | 115 | 0.00050928 | 0.00012764 | 0 | 0 |  | 1 | TRUE | wye
90 | LV_3293-9_0_2_load_108 | 116 | 0.00020272 | 5.0807e-05 | 0 | 0 |  | 1 | TRUE | wye
91 | LV_3293-9_0_2_load_106 | 117 | 0.00016119 | 4.0397e-05 | 0 | 0 |  | 1 | TRUE | wye
92 | LV_3293-9_0_2_load_111 | 119 | 0.00018385 | 4.6078e-05 | 0 | 0 |  | 1 | TRUE | wye
93 | LV_3293-9_0_2_load_114 | 120 | 0.00013822 | 3.4642e-05 | 0 | 0 |  | 1 | TRUE | wye
94 | LV_3293-9_0_2_load_115 | 121 | 0.00015117 | 3.7886e-05 | 0 | 0 |  | 1 | TRUE | wye
95 | LV_3293-9_0_2_load_113 | 122 | 0.00019236 | 4.821e-05 | 0 | 0 |  | 1 | TRUE | wye
96 | LV_3293-9_0_2_load_116 | 123 | 0.00034531 | 8.6544e-05 | 0 | 0 |  | 1 | TRUE | wye
97 | LV_3293-9_0_2_load_124 | 125 | 0.00025837 | 6.4755e-05 | 0 | 0 |  | 1 | TRUE | wye
98 | LV_3293-9_0_2_load_127 | 126 | 0.00017022 | 4.2661e-05 | 0 | 0 |  | 1 | TRUE | wye
99 | LV_3293-9_0_2_load_189 | 127 | 0.00014467 | 3.6257e-05 | 0 | 0 |  | 1 | TRUE | wye
100 | LV_3293-9_0_2_load_128 | 128 | 0.00024372 | 6.1082e-05 | 0 | 0 |  | 1 | TRUE | wye
101 | LV_3293-9_0_2_load_133 | 131 | 0.0003339 | 8.3683e-05 | 0 | 0 |  | 1 | TRUE | wye
102 | LV_3293-9_0_2_load_134 | 132 | 0.00029831 | 7.4763e-05 | 0 | 0 |  | 1 | TRUE | wye
103 | LV_3293-9_0_2_load_136 | 133 | 0.0022702 | 0.00056896 | 0 | 0 |  | 1 | TRUE | wye
104 | LV_3293-9_0_2_load_141 | 134 | 0.0011782 | 0.00029529 | 0 | 0 |  | 1 | TRUE | wye
105 | LV_3293-9_0_2_load_135 | 135 | 0.00096182 | 0.00024105 | 0 | 0 |  | 1 | TRUE | wye
106 | LV_3293-9_0_2_load_157 | 136 | 0.00066051 | 0.00016554 | 0 | 0 |  | 1 | TRUE | wye
107 | LV_3293-9_0_2_load_156 | 138 | 0.00095649 | 0.00023972 | 0 | 0 |  | 1 | TRUE | wye
108 | LV_3293-9_0_2_load_137 | 139 | 0.0012424 | 0.00031137 | 0 | 0 |  | 1 | TRUE | wye
109 | LV_3293-9_0_2_load_140 | 141 | 0.0042435 | 0.0010635 | 0 | 0 |  | 1 | TRUE | wye
110 | LV_3293-9_0_2_load_142 | 142 | 0.0030634 | 0.00076776 | 0 | 0 |  | 1 | TRUE | wye
111 | LV_3293-9_0_2_load_143 | 143 | 0.0017266 | 0.00043273 | 0 | 0 |  | 1 | TRUE | wye
112 | LV_3293-9_0_2_load_148 | 144 | 0.0011872 | 0.00029754 | 0 | 0 |  | 1 | TRUE | wye
113 | LV_3293-9_0_2_load_144 | 145 | 0.0042903 | 0.0010752 | 0 | 0 |  | 1 | TRUE | wye
114 | LV_3293-9_0_2_load_146 | 146 | 0.00095548 | 0.00023947 | 0 | 0 |  | 1 | TRUE | wye
115 | LV_3293-9_0_2_load_147 | 148 | 0.0010558 | 0.00026462 | 0 | 0 |  | 1 | TRUE | wye
116 | LV_3293-9_0_2_load_149 | 149 | 0.00082782 | 0.00020747 | 0 | 0 |  | 1 | TRUE | wye
117 | LV_3293-9_0_2_load_150 | 150 | 0.00069329 | 0.00017376 | 0 | 0 |  | 1 | TRUE | wye
118 | LV_3293-9_0_2_load_152 | 152 | 0.00066028 | 0.00016548 | 0 | 0 |  | 1 | TRUE | wye
119 | LV_3293-9_0_2_load_153 | 153 | 0.00098526 | 0.00024693 | 0 | 0 |  | 1 | TRUE | wye
120 | LV_3293-9_0_2_load_158 | 154 | 0.00083665 | 0.00020968 | 0 | 0 |  | 1 | TRUE | wye
121 | LV_3293-9_0_2_load_154 | 155 | 0.00082541 | 0.00020687 | 0 | 0 |  | 1 | TRUE | wye
122 | LV_3293-9_0_2_load_159 | 156 | 0.00061194 | 0.00015337 | 0 | 0 |  | 1 | TRUE | wye
123 | LV_3293-9_0_2_load_155 | 157 | 0.0007002 | 0.00017549 | 0 | 0 |  | 1 | TRUE | wye
124 | LV_3293-9_0_2_load_160 | 158 | 0.00063761 | 0.0001598 | 0 | 0 |  | 1 | TRUE | wye
125 | LV_3293-9_0_2_load_161 | 159 | 0.00048028 | 0.00012037 | 0 | 0 |  | 1 | TRUE | wye
126 | LV_3293-9_0_2_load_162 | 160 | 0.0010254 | 0.000257 | 0 | 0 |  | 1 | TRUE | wye
127 | LV_3293-9_0_2_load_163 | 161 | 0.0011186 | 0.00028034 | 0 | 0 |  | 1 | TRUE | wye
128 | LV_3293-9_0_2_load_164 | 162 | 0.00062242 | 0.00015599 | 0 | 0 |  | 1 | TRUE | wye
129 | LV_3293-9_0_2_load_165 | 163 | 0.00020919 | 5.2427e-05 | 0 | 0 |  | 1 | TRUE | wye
130 | LV_3293-9_0_2_load_167 | 165 | 0.00047308 | 0.00011856 | 0 | 0 |  | 1 | TRUE | wye
131 | LV_3293-9_0_2_load_168 | 166 | 0.002962 | 0.00074236 | 0 | 0 |  | 1 | TRUE | wye
132 | LV_3293-9_0_2_load_171 | 167 | 0.00042914 | 0.00010755 | 0 | 0 |  | 1 | TRUE | wye
133 | LV_3293-9_0_2_load_169 | 168 | 0.0019523 | 0.00048928 | 0 | 0 |  | 1 | TRUE | wye
134 | LV_3293-9_0_2_load_172 | 169 | 0.00030976 | 7.7632e-05 | 0 | 0 |  | 1 | TRUE | wye
135 | LV_3293-9_0_2_load_170 | 170 | 0.0014556 | 0.00036482 | 0 | 0 |  | 1 | TRUE | wye
136 | LV_3293-9_0_2_load_173 | 171 | 0.00077957 | 0.00019538 | 0 | 0 |  | 1 | TRUE | wye
137 | LV_3293-9_0_2_load_174 | 172 | 0.00059654 | 0.00014951 | 0 | 0 |  | 1 | TRUE | wye
138 | LV_3293-9_0_2_load_182 | 173 | 0.00040057 | 0.00010039 | 0 | 0 |  | 1 | TRUE | wye
139 | LV_3293-9_0_2_load_175 | 175 | 0.00047818 | 0.00011984 | 0 | 0 |  | 1 | TRUE | wye
140 | LV_3293-9_0_2_load_176 | 176 | 0.0021098 | 0.00052877 | 0 | 0 |  | 1 | TRUE | wye
141 | LV_3293-9_0_2_load_177 | 177 | 0.00061997 | 0.00015538 | 0 | 0 |  | 1 | TRUE | wye
142 | LV_3293-9_0_2_load_179 | 179 | 0.0012651 | 0.00031707 | 0 | 0 |  | 1 | TRUE | wye
143 | LV_3293-9_0_2_load_181 | 180 | 0.00092414 | 0.00023161 | 0 | 0 |  | 1 | TRUE | wye
144 | LV_3293-9_0_2_load_183 | 181 | 0.00039543 | 9.9105e-05 | 0 | 0 |  | 1 | TRUE | wye
145 | LV_3293-9_0_2_load_184 | 182 | 0.00037599 | 9.4232e-05 | 0 | 0 |  | 1 | TRUE | wye
146 | LV_3293-9_0_2_load_185 | 183 | 0.0005136 | 0.00012872 | 0 | 0 |  | 1 | TRUE | wye
147 | LV_3293-9_0_2_load_186 | 184 | 0.00033925 | 8.5024e-05 | 0 | 0 |  | 1 | TRUE | wye

## ext_grid
| name | bus | vm_pu | va_degree | slack_weight | in_service
0 |  | 170 | 1 | 0 | 1 | TRUE

## line
| name | std_type | from_bus | to_bus | length_km | r_ohm_per_km | x_ohm_per_km | c_nf_per_km | g_us_per_km | max_i_ka | df | parallel | type | in_service
0 | LV_3293-9_0_2_line_0 |  | 0 | 1 | 0.039913 | 0.125 | 0.08 | 261 | 0 | 0.364 | 1 | 1 | cs | TRUE
1 | LV_3293-9_0_2_line_1 |  | 0 | 2 | 0.018326 | 0.125 | 0.08 | 261 | 0 | 0.364 | 1 | 1 | cs | TRUE
2 | LV_3293-9_0_2_line_2 |  | 1 | 3 | 0.040354 | 0.125 | 0.08 | 261 | 0 | 0.364 | 1 | 1 | cs | TRUE
3 | LV_3293-9_0_2_line_3 |  | 2 | 4 | 0.0435 | 0.125 | 0.08 | 261 | 0 | 0.364 | 1 | 1 | cs | TRUE
4 | LV_3293-9_0_2_line_4 |  | 2 | 5 | 0.14791 | 0.125 | 0.08 | 261 | 0 | 0.364 | 1 | 1 | cs | TRUE
5 | LV_3293-9_0_2_line_5 |  | 3 | 6 | 0.079649 | 0.125 | 0.08 | 261 | 0 | 0.364 | 1 | 1 | cs | TRUE
6 | LV_3293-9_0_2_line_6 |  | 4 | 7 | 0.11646 | 0.125 | 0.08 | 261 | 0 | 0.364 | 1 | 1 | cs | TRUE
7 | LV_3293-9_0_2_line_7 |  | 5 | 8 | 0.15743 | 0.125 | 0.08 | 261 | 0 | 0.364 | 1 | 1 | cs | TRUE
8 | LV_3293-9_0_2_line_8 |  | 6 | 9 | 0.017738 | 0.125 | 0.08 | 261 | 0 | 0.364 | 1 | 1 | cs | TRUE
9 | LV_3293-9_0_2_line_9 |  | 7 | 10 | 0.16046 | 0.125 | 0.08 | 261 | 0 | 0.364 | 1 | 1 | cs | TRUE
10 | LV_3293-9_0_2_line_10 |  | 8 | 18 | 0.10946 | 0.125 | 0.08 | 261 | 0 | 0.364 | 1 | 1 | cs | TRUE
11 | LV_3293-9_0_2_line_11 |  | 8 | 19 | 0.15975 | 0.125 | 0.08 | 261 | 0 | 0.364 | 1 | 1 | cs | TRUE
12 | LV_3293-9_0_2_line_12 |  | 8 | 17 | 0.17846 | 0.125 | 0.08 | 261 | 0 | 0.364 | 1 | 1 | cs | TRUE
13 | LV_3293-9_0_2_line_13 |  | 9 | 11 | 0.098928 | 0.125 | 0.08 | 261 | 0 | 0.364 | 1 | 1 | cs | TRUE
14 | LV_3293-9_0_2_line_14 |  | 9 | 12 | 0.20512 | 0.125 | 0.08 | 261 | 0 | 0.364 | 1 | 1 | cs | TRUE
15 | LV_3293-9_0_2_line_15 |  | 10 | 24 | 0.031773 | 0.125 | 0.08 | 261 | 0 | 0.364 | 1 | 1 | cs | TRUE
16 | LV_3293-9_0_2_line_16 |  | 11 | 66 | 0.22708 | 0.125 | 0.08 | 261 | 0 | 0.364 | 1 | 1 | cs | TRUE
17 | LV_3293-9_0_2_line_17 |  | 11 | 33 | 0.008848 | 0.125 | 0.08 | 261 | 0 | 0.364 | 1 | 1 | cs | TRUE
18 | LV_3293-9_0_2_line_18 |  | 12 | 67 | 0.0092214 | 0.125 | 0.08 | 261 | 0 | 0.364 | 1 | 1 | cs | TRUE
19 | LV_3293-9_0_2_line_19 |  | 13 | 14 | 0.049721 | 0.125 | 0.08 | 261 | 0 | 0.364 | 1 | 1 | cs | TRUE
20 | LV_3293-9_0_2_line_20 |  | 13 | 15 | 0.13039 | 0.125 | 0.08 | 261 | 0 | 0.364 | 1 | 1 | cs | TRUE
21 | LV_3293-9_0_2_line_21 |  | 14 | 16 | 0.14332 | 0.125 | 0.08 | 261 | 0 | 0.364 | 1 | 1 | cs | TRUE
22 | LV_3293-9_0_2_line_22 |  | 15 | 46 | 0.090063 | 0.125 | 0.08 | 261 | 0 | 0.364 | 1 | 1 | cs | TRUE
23 | LV_3293-9_0_2_line_23 |  | 15 | 44 | 0.20594 | 0.125 | 0.08 | 261 | 0 | 0.364 | 1 | 1 | cs | TRUE
24 | LV_3293-9_0_2_line_24 |  | 16 | 21 | 0.12286 | 0.125 | 0.08 | 261 | 0 | 0.364 | 1 | 1 | cs | TRUE
25 | LV_3293-9_0_2_line_25 |  | 16 | 22 | 0.28252 | 0.125 | 0.08 | 261 | 0 | 0.364 | 1 | 1 | cs | TRUE
26 | LV_3293-9_0_2_line_26 |  | 18 | 20 | 0.011215 | 0.125 | 0.08 | 261 | 0 | 0.364 | 1 | 1 | cs | TRUE
27 | LV_3293-9_0_2_line_27 |  | 21 | 23 | 0.021135 | 0.125 | 0.08 | 261 | 0 | 0.364 | 1 | 1 | cs | TRUE
28 | LV_3293-9_0_2_line_28 |  | 22 | 77 | 0.22661 | 0.125 | 0.08 | 261 | 0 | 0.364 | 1 | 1 | cs | TRUE
29 | LV_3293-9_0_2_line_29 |  | 24 | 65 | 0.16212 | 0.125 | 0.08 | 261 | 0 | 0.364 | 1 | 1 | cs | TRUE
30 | LV_3293-9_0_2_line_30 |  | 25 | 26 | 0.073716 | 0.125 | 0.08 | 261 | 0 | 0.364 | 1 | 1 | cs | TRUE
31 | LV_3293-9_0_2_line_31 |  | 26 | 27 | 0.061338 | 0.125 | 0.08 | 261 | 0 | 0.364 | 1 | 1 | cs | TRUE
32 | LV_3293-9_0_2_line_32 |  | 27 | 28 | 0.037994 | 0.125 | 0.08 | 261 | 0 | 0.364 | 1 | 1 | cs | TRUE
33 | LV_3293-9_0_2_line_33 |  | 27 | 29 | 0.0015174 | 0.125 | 0.08 | 261 | 0 | 0.364 | 1 | 1 | cs | TRUE
34 | LV_3293-9_0_2_line_34 |  | 28 | 30 | 0.0015099 | 0.125 | 0.08 | 261 | 0 | 0.364 | 1 | 1 | cs | TRUE
35 | LV_3293-9_0_2_line_35 |  | 28 | 31 | 0.05868 | 0.125 | 0.08 | 261 | 0 | 0.364 | 1 | 1 | cs | TRUE
36 | LV_3293-9_0_2_line_36 |  | 30 | 32 | 0.011671 | 0.125 | 0.08 | 261 | 0 | 0.364 | 1 | 1 | cs | TRUE
37 | LV_3293-9_0_2_line_37 |  | 31 | 33 | 0.071461 | 0.125 | 0.08 | 261 | 0 | 0.364 | 1 | 1 | cs | TRUE
38 | LV_3293-9_0_2_line_38 |  | 32 | 70 | 0.0067926 | 0.125 | 0.08 | 261 | 0 | 0.364 | 1 | 1 | cs | TRUE
39 | LV_3293-9_0_2_line_39 |  | 34 | 35 | 0.019764 | 0.125 | 0.08 | 261 | 0 | 0.364 | 1 | 1 | cs | TRUE
40 | LV_3293-9_0_2_line_40 |  | 34 | 36 | 0.21797 | 0.125 | 0.08 | 261 | 0 | 0.364 | 1 | 1 | cs | TRUE
41 | LV_3293-9_0_2_line_41 |  | 35 | 37 | 0.02288 | 0.125 | 0.08 | 261 | 0 | 0.364 | 1 | 1 | cs | TRUE
42 | LV_3293-9_0_2_line_42 |  | 36 | 38 | 0.063903 | 0.125 | 0.08 | 261 | 0 | 0.364 | 1 | 1 | cs | TRUE
43 | LV_3293-9_0_2_line_43 |  | 37 | 42 | 0.35073 | 0.125 | 0.08 | 261 | 0 | 0.364 | 1 | 1 | cs | TRUE
44 | LV_3293-9_0_2_line_44 |  | 38 | 43 | 0.11561 | 0.125 | 0.08 | 261 | 0 | 0.364 | 1 | 1 | cs | TRUE
45 | LV_3293-9_0_2_line_45 |  | 39 | 40 | 0.011544 | 0.125 | 0.08 | 261 | 0 | 0.364 | 1 | 1 | cs | TRUE
46 | LV_3293-9_0_2_line_46 |  | 39 | 41 | 0.11286 | 0.125 | 0.08 | 261 | 0 | 0.364 | 1 | 1 | cs | TRUE
47 | LV_3293-9_0_2_line_47 |  | 41 | 43 | 0.16013 | 0.125 | 0.08 | 261 | 0 | 0.364 | 1 | 1 | cs | TRUE
48 | LV_3293-9_0_2_line_48 |  | 41 | 51 | 0.072505 | 0.125 | 0.08 | 261 | 0 | 0.364 | 1 | 1 | cs | TRUE
49 | LV_3293-9_0_2_line_49 |  | 42 | 59 | 0.018766 | 0.125 | 0.08 | 261 | 0 | 0.364 | 1 | 1 | cs | TRUE
50 | LV_3293-9_0_2_line_50 |  | 42 | 58 | 0.12808 | 0.125 | 0.08 | 261 | 0 | 0.364 | 1 | 1 | cs | TRUE
51 | LV_3293-9_0_2_line_51 |  | 43 | 63 | 0.23293 | 0.125 | 0.08 | 261 | 0 | 0.364 | 1 | 1 | cs | TRUE
52 | LV_3293-9_0_2_line_52 |  | 44 | 45 | 0.34624 | 0.125 | 0.08 | 261 | 0 | 0.364 | 1 | 1 | cs | TRUE
53 | LV_3293-9_0_2_line_53 |  | 45 | 60 | 0.028806 | 0.125 | 0.08 | 261 | 0 | 0.364 | 1 | 1 | cs | TRUE
54 | LV_3293-9_0_2_line_54 |  | 46 | 47 | 0.10917 | 0.125 | 0.08 | 261 | 0 | 0.364 | 1 | 1 | cs | TRUE
55 | LV_3293-9_0_2_line_55 |  | 47 | 48 | 0.17141 | 0.125 | 0.08 | 261 | 0 | 0.364 | 1 | 1 | cs | TRUE
56 | LV_3293-9_0_2_line_56 |  | 48 | 51 | 0.13484 | 0.125 | 0.08 | 261 | 0 | 0.364 | 1 | 1 | cs | TRUE
57 | LV_3293-9_0_2_line_57 |  | 49 | 50 | 0.010389 | 0.125 | 0.08 | 261 | 0 | 0.364 | 1 | 1 | cs | TRUE
58 | LV_3293-9_0_2_line_58 |  | 49 | 51 | 0.24844 | 0.125 | 0.08 | 261 | 0 | 0.364 | 1 | 1 | cs | TRUE
59 | LV_3293-9_0_2_line_59 |  | 50 | 52 | 0.031372 | 0.125 | 0.08 | 261 | 0 | 0.364 | 1 | 1 | cs | TRUE
60 | LV_3293-9_0_2_line_60 |  | 52 | 53 | 0.010994 | 0.125 | 0.08 | 261 | 0 | 0.364 | 1 | 1 | cs | TRUE
61 | LV_3293-9_0_2_line_61 |  | 53 | 54 | 0.0028936 | 0.125 | 0.08 | 261 | 0 | 0.364 | 1 | 1 | cs | TRUE
62 | LV_3293-9_0_2_line_62 |  | 54 | 55 | 0.14005 | 0.125 | 0.08 | 261 | 0 | 0.364 | 1 | 1 | cs | TRUE
63 | LV_3293-9_0_2_line_63 |  | 55 | 75 | 0.017338 | 0.125 | 0.08 | 261 | 0 | 0.364 | 1 | 1 | cs | TRUE
64 | LV_3293-9_0_2_line_64 |  | 56 | 57 | 0.025864 | 0.125 | 0.08 | 261 | 0 | 0.364 | 1 | 1 | cs | TRUE
65 | LV_3293-9_0_2_line_65 |  | 57 | 58 | 0.017639 | 0.125 | 0.08 | 261 | 0 | 0.364 | 1 | 1 | cs | TRUE
66 | LV_3293-9_0_2_line_66 |  | 60 | 61 | 0.0052693 | 0.125 | 0.08 | 261 | 0 | 0.364 | 1 | 1 | cs | TRUE
67 | LV_3293-9_0_2_line_67 |  | 61 | 62 | 0.025671 | 0.125 | 0.08 | 261 | 0 | 0.364 | 1 | 1 | cs | TRUE
68 | LV_3293-9_0_2_line_68 |  | 62 | 64 | 0.029462 | 0.125 | 0.08 | 261 | 0 | 0.364 | 1 | 1 | cs | TRUE
69 | LV_3293-9_0_2_line_69 |  | 63 | 65 | 0.13848 | 0.125 | 0.08 | 261 | 0 | 0.364 | 1 | 1 | cs | TRUE
70 | LV_3293-9_0_2_line_70 |  | 65 | 68 | 0.027355 | 0.125 | 0.08 | 261 | 0 | 0.364 | 1 | 1 | cs | TRUE
71 | LV_3293-9_0_2_line_71 |  | 67 | 71 | 0.15861 | 0.125 | 0.08 | 261 | 0 | 0.364 | 1 | 1 | cs | TRUE
72 | LV_3293-9_0_2_line_72 |  | 68 | 69 | 0.04151 | 0.125 | 0.08 | 261 | 0 | 0.364 | 1 | 1 | cs | TRUE
73 | LV_3293-9_0_2_line_73 |  | 70 | 76 | 0.015876 | 0.125 | 0.08 | 261 | 0 | 0.364 | 1 | 1 | cs | TRUE
74 | LV_3293-9_0_2_line_74 |  | 71 | 73 | 0.0033904 | 0.125 | 0.08 | 261 | 0 | 0.364 | 1 | 1 | cs | TRUE
75 | LV_3293-9_0_2_line_75 |  | 72 | 73 | 0.063047 | 0.125 | 0.08 | 261 | 0 | 0.364 | 1 | 1 | cs | TRUE
76 | LV_3293-9_0_2_line_76 |  | 73 | 74 | 0.27001 | 0.125 | 0.08 | 261 | 0 | 0.364 | 1 | 1 | cs | TRUE
77 | LV_3293-9_0_2_line_77 |  | 74 | 125 | 0.13076 | 0.125 | 0.08 | 261 | 0 | 0.364 | 1 | 1 | cs | TRUE
78 | LV_3293-9_0_2_line_78 |  | 76 | 130 | 0.030249 | 0.125 | 0.08 | 261 | 0 | 0.364 | 1 | 1 | cs | TRUE
79 | LV_3293-9_0_2_line_79 |  | 76 | 128 | 0.012071 | 0.125 | 0.08 | 261 | 0 | 0.364 | 1 | 1 | cs | TRUE
80 | LV_3293-9_0_2_line_80 |  | 77 | 78 | 0.00038744 | 0.125 | 0.08 | 261 | 0 | 0.364 | 1 | 1 | cs | TRUE
81 | LV_3293-9_0_2_line_81 |  | 78 | 79 | 0.17621 | 0.125 | 0.08 | 261 | 0 | 0.364 | 1 | 1 | cs | TRUE
82 | LV_3293-9_0_2_line_82 |  | 80 | 81 | 0.0054131 | 0.125 | 0.08 | 261 | 0 | 0.364 | 1 | 1 | cs | TRUE
83 | LV_3293-9_0_2_line_83 |  | 81 | 82 | 0.10562 | 0.125 | 0.08 | 261 | 0 | 0.364 | 1 | 1 | cs | TRUE
84 | LV_3293-9_0_2_line_84 |  | 82 | 83 | 0.17416 | 0.125 | 0.08 | 261 | 0 | 0.364 | 1 | 1 | cs | TRUE
85 | LV_3293-9_0_2_line_85 |  | 83 | 86 | 0.08568 | 0.125 | 0.08 | 261 | 0 | 0.364 | 1 | 1 | cs | TRUE
86 | LV_3293-9_0_2_line_86 |  | 84 | 85 | 0.17995 | 0.125 | 0.08 | 261 | 0 | 0.364 | 1 | 1 | cs | TRUE
87 | LV_3293-9_0_2_line_87 |  | 85 | 124 | 0.12997 | 0.125 | 0.08 | 261 | 0 | 0.364 | 1 | 1 | cs | TRUE
88 | LV_3293-9_0_2_line_88 |  | 86 | 87 | 0.058581 | 0.125 | 0.08 | 261 | 0 | 0.364 | 1 | 1 | cs | TRUE
89 | LV_3293-9_0_2_line_89 |  | 87 | 88 | 0.14161 | 0.125 | 0.08 | 261 | 0 | 0.364 | 1 | 1 | cs | TRUE
90 | LV_3293-9_0_2_line_90 |  | 87 | 89 | 0.10329 | 0.125 | 0.08 | 261 | 0 | 0.364 | 1 | 1 | cs | TRUE
91 | LV_3293-9_0_2_line_91 |  | 88 | 90 | 0.021192 | 0.125 | 0.08 | 261 | 0 | 0.364 | 1 | 1 | cs | TRUE
92 | LV_3293-9_0_2_line_92 |  | 89 | 91 | 0.080486 | 0.125 | 0.08 | 261 | 0 | 0.364 | 1 | 1 | cs | TRUE
93 | LV_3293-9_0_2_line_93 |  | 90 | 92 | 0.036903 | 0.125 | 0.08 | 261 | 0 | 0.364 | 1 | 1 | cs | TRUE
94 | LV_3293-9_0_2_line_94 |  | 91 | 95 | 0.069076 | 0.125 | 0.08 | 261 | 0 | 0.364 | 1 | 1 | cs | TRUE
95 | LV_3293-9_0_2_line_95 |  | 92 | 104 | 0.0073601 | 0.125 | 0.08 | 261 | 0 | 0.364 | 1 | 1 | cs | TRUE
96 | LV_3293-9_0_2_line_96 |  | 93 | 94 | 0.073327 | 0.125 | 0.08 | 261 | 0 | 0.364 | 1 | 1 | cs | TRUE
97 | LV_3293-9_0_2_line_97 |  | 94 | 105 | 0.070501 | 0.125 | 0.08 | 261 | 0 | 0.364 | 1 | 1 | cs | TRUE
98 | LV_3293-9_0_2_line_98 |  | 94 | 106 | 0.15468 | 0.125 | 0.08 | 261 | 0 | 0.364 | 1 | 1 | cs | TRUE
99 | LV_3293-9_0_2_line_99 |  | 95 | 96 | 0.037109 | 0.125 | 0.08 | 261 | 0 | 0.364 | 1 | 1 | cs | TRUE
100 | LV_3293-9_0_2_line_100 |  | 96 | 97 | 0.021305 | 0.125 | 0.08 | 261 | 0 | 0.364 | 1 | 1 | cs | TRUE
101 | LV_3293-9_0_2_line_101 |  | 96 | 98 | 0.080105 | 0.125 | 0.08 | 261 | 0 | 0.364 | 1 | 1 | cs | TRUE
102 | LV_3293-9_0_2_line_102 |  | 98 | 99 | 0.077749 | 0.125 | 0.08 | 261 | 0 | 0.364 | 1 | 1 | cs | TRUE
103 | LV_3293-9_0_2_line_103 |  | 98 | 100 | 0.12065 | 0.125 | 0.08 | 261 | 0 | 0.364 | 1 | 1 | cs | TRUE
104 | LV_3293-9_0_2_line_104 |  | 99 | 103 | 0.012231 | 0.125 | 0.08 | 261 | 0 | 0.364 | 1 | 1 | cs | TRUE
105 | LV_3293-9_0_2_line_105 |  | 100 | 105 | 0.13889 | 0.125 | 0.08 | 261 | 0 | 0.364 | 1 | 1 | cs | TRUE
106 | LV_3293-9_0_2_line_106 |  | 101 | 102 | 0.056499 | 0.125 | 0.08 | 261 | 0 | 0.364 | 1 | 1 | cs | TRUE
107 | LV_3293-9_0_2_line_107 |  | 101 | 103 | 0.03873 | 0.125 | 0.08 | 261 | 0 | 0.364 | 1 | 1 | cs | TRUE
108 | LV_3293-9_0_2_line_108 |  | 104 | 111 | 0.03312 | 0.125 | 0.08 | 261 | 0 | 0.364 | 1 | 1 | cs | TRUE
109 | LV_3293-9_0_2_line_109 |  | 104 | 112 | 0.15353 | 0.125 | 0.08 | 261 | 0 | 0.364 | 1 | 1 | cs | TRUE
110 | LV_3293-9_0_2_line_110 |  | 104 | 109 | 0.053449 | 0.125 | 0.08 | 261 | 0 | 0.364 | 1 | 1 | cs | TRUE
111 | LV_3293-9_0_2_line_111 |  | 105 | 116 | 0.22208 | 0.125 | 0.08 | 261 | 0 | 0.364 | 1 | 1 | cs | TRUE
112 | LV_3293-9_0_2_line_112 |  | 106 | 117 | 0.11283 | 0.125 | 0.08 | 261 | 0 | 0.364 | 1 | 1 | cs | TRUE
113 | LV_3293-9_0_2_line_113 |  | 107 | 108 | 0.020456 | 0.125 | 0.08 | 261 | 0 | 0.364 | 1 | 1 | cs | TRUE
114 | LV_3293-9_0_2_line_114 |  | 107 | 109 | 0.053172 | 0.125 | 0.08 | 261 | 0 | 0.364 | 1 | 1 | cs | TRUE
115 | LV_3293-9_0_2_line_115 |  | 109 | 110 | 0.051593 | 0.125 | 0.08 | 261 | 0 | 0.364 | 1 | 1 | cs | TRUE
116 | LV_3293-9_0_2_line_116 |  | 110 | 113 | 0.023587 | 0.125 | 0.08 | 261 | 0 | 0.364 | 1 | 1 | cs | TRUE
117 | LV_3293-9_0_2_line_117 |  | 113 | 114 | 0.057337 | 0.125 | 0.08 | 261 | 0 | 0.364 | 1 | 1 | cs | TRUE
118 | LV_3293-9_0_2_line_118 |  | 114 | 115 | 0.028992 | 0.125 | 0.08 | 261 | 0 | 0.364 | 1 | 1 | cs | TRUE
119 | LV_3293-9_0_2_line_119 |  | 115 | 184 | 2.8705e-05 | 0.125 | 0.08 | 261 | 0 | 0.364 | 1 | 1 | cs | TRUE
120 | LV_3293-9_0_2_line_120 |  | 116 | 118 | 0.02569 | 0.125 | 0.08 | 261 | 0 | 0.364 | 1 | 1 | cs | TRUE
121 | LV_3293-9_0_2_line_121 |  | 116 | 119 | 0.019978 | 0.125 | 0.08 | 261 | 0 | 0.364 | 1 | 1 | cs | TRUE
122 | LV_3293-9_0_2_line_122 |  | 117 | 123 | 0.00013419 | 0.125 | 0.08 | 261 | 0 | 0.364 | 1 | 1 | cs | TRUE
123 | LV_3293-9_0_2_line_123 |  | 118 | 120 | 0.039416 | 0.125 | 0.08 | 261 | 0 | 0.364 | 1 | 1 | cs | TRUE
124 | LV_3293-9_0_2_line_124 |  | 118 | 121 | 0.071022 | 0.125 | 0.08 | 261 | 0 | 0.364 | 1 | 1 | cs | TRUE
125 | LV_3293-9_0_2_line_125 |  | 119 | 122 | 0.057036 | 0.125 | 0.08 | 261 | 0 | 0.364 | 1 | 1 | cs | TRUE
126 | LV_3293-9_0_2_line_126 |  | 123 | 124 | 0.018481 | 0.125 | 0.08 | 261 | 0 | 0.364 | 1 | 1 | cs | TRUE
127 | LV_3293-9_0_2_line_127 |  | 125 | 126 | 0.11777 | 0.125 | 0.08 | 261 | 0 | 0.364 | 1 | 1 | cs | TRUE
128 | LV_3293-9_0_2_line_128 |  | 125 | 127 | 0.042118 | 0.125 | 0.08 | 261 | 0 | 0.364 | 1 | 1 | cs | TRUE
129 | LV_3293-9_0_2_line_129 |  | 128 | 129 | 0.06427 | 0.125 | 0.08 | 261 | 0 | 0.364 | 1 | 1 | cs | TRUE
130 | LV_3293-9_0_2_line_130 |  | 129 | 131 | 0.013981 | 0.125 | 0.08 | 261 | 0 | 0.364 | 1 | 1 | cs | TRUE
131 | LV_3293-9_0_2_line_131 |  | 130 | 132 | 0.019478 | 0.125 | 0.08 | 261 | 0 | 0.364 | 1 | 1 | cs | TRUE
132 | LV_3293-9_0_2_line_132 |  | 131 | 133 | 0.013136 | 0.125 | 0.08 | 261 | 0 | 0.364 | 1 | 1 | cs | TRUE
133 | LV_3293-9_0_2_line_133 |  | 132 | 134 | 0.0038936 | 0.125 | 0.08 | 261 | 0 | 0.364 | 1 | 1 | cs | TRUE
134 | LV_3293-9_0_2_line_134 |  | 134 | 137 | 0.031683 | 0.125 | 0.08 | 261 | 0 | 0.364 | 1 | 1 | cs | TRUE
135 | LV_3293-9_0_2_line_135 |  | 135 | 136 | 0.0096584 | 0.125 | 0.08 | 261 | 0 | 0.364 | 1 | 1 | cs | TRUE
136 | LV_3293-9_0_2_line_136 |  | 136 | 138 | 0.0088735 | 0.125 | 0.08 | 261 | 0 | 0.364 | 1 | 1 | cs | TRUE
137 | LV_3293-9_0_2_line_137 |  | 137 | 142 | 0.017777 | 0.125 | 0.08 | 261 | 0 | 0.364 | 1 | 1 | cs | TRUE
138 | LV_3293-9_0_2_line_138 |  | 138 | 157 | 0.018231 | 0.125 | 0.08 | 261 | 0 | 0.364 | 1 | 1 | cs | TRUE
139 | LV_3293-9_0_2_line_139 |  | 139 | 140 | 0.032087 | 0.125 | 0.08 | 261 | 0 | 0.364 | 1 | 1 | cs | TRUE
140 | LV_3293-9_0_2_line_140 |  | 140 | 141 | 0.026552 | 0.125 | 0.08 | 261 | 0 | 0.364 | 1 | 1 | cs | TRUE
141 | LV_3293-9_0_2_line_141 |  | 141 | 143 | 0.0056887 | 0.125 | 0.08 | 261 | 0 | 0.364 | 1 | 1 | cs | TRUE
142 | LV_3293-9_0_2_line_142 |  | 142 | 144 | 0.022982 | 0.125 | 0.08 | 261 | 0 | 0.364 | 1 | 1 | cs | TRUE
143 | LV_3293-9_0_2_line_143 |  | 143 | 145 | 0.021349 | 0.125 | 0.08 | 261 | 0 | 0.364 | 1 | 1 | cs | TRUE
144 | LV_3293-9_0_2_line_144 |  | 144 | 146 | 0.0011636 | 0.125 | 0.08 | 261 | 0 | 0.364 | 1 | 1 | cs | TRUE
145 | LV_3293-9_0_2_line_145 |  | 145 | 147 | 0.0324 | 0.125 | 0.08 | 261 | 0 | 0.364 | 1 | 1 | cs | TRUE
146 | LV_3293-9_0_2_line_146 |  | 146 | 147 | 0.02946 | 0.125 | 0.08 | 261 | 0 | 0.364 | 1 | 1 | cs | TRUE
147 | LV_3293-9_0_2_line_147 |  | 147 | 148 | 0.00479 | 0.125 | 0.08 | 261 | 0 | 0.364 | 1 | 1 | cs | TRUE
148 | LV_3293-9_0_2_line_148 |  | 148 | 149 | 0.0031201 | 0.125 | 0.08 | 261 | 0 | 0.364 | 1 | 1 | cs | TRUE
149 | LV_3293-9_0_2_line_149 |  | 149 | 150 | 0.019999 | 0.125 | 0.08 | 261 | 0 | 0.364 | 1 | 1 | cs | TRUE
150 | LV_3293-9_0_2_line_150 |  | 150 | 151 | 0.010582 | 0.125 | 0.08 | 261 | 0 | 0.364 | 1 | 1 | cs | TRUE
151 | LV_3293-9_0_2_line_151 |  | 151 | 152 | 0.010554 | 0.125 | 0.08 | 261 | 0 | 0.364 | 1 | 1 | cs | TRUE
152 | LV_3293-9_0_2_line_152 |  | 151 | 153 | 0.015778 | 0.125 | 0.08 | 261 | 0 | 0.364 | 1 | 1 | cs | TRUE
153 | LV_3293-9_0_2_line_153 |  | 152 | 154 | 0.024081 | 0.125 | 0.08 | 261 | 0 | 0.364 | 1 | 1 | cs | TRUE
154 | LV_3293-9_0_2_line_154 |  | 153 | 155 | 0.011862 | 0.125 | 0.08 | 261 | 0 | 0.364 | 1 | 1 | cs | TRUE
155 | LV_3293-9_0_2_line_155 |  | 154 | 156 | 0.0098645 | 0.125 | 0.08 | 261 | 0 | 0.364 | 1 | 1 | cs | TRUE
156 | LV_3293-9_0_2_line_156 |  | 155 | 157 | 0.005035 | 0.125 | 0.08 | 261 | 0 | 0.364 | 1 | 1 | cs | TRUE
157 | LV_3293-9_0_2_line_157 |  | 156 | 158 | 0.0058656 | 0.125 | 0.08 | 261 | 0 | 0.364 | 1 | 1 | cs | TRUE
158 | LV_3293-9_0_2_line_158 |  | 158 | 159 | 0.0044055 | 0.125 | 0.08 | 261 | 0 | 0.364 | 1 | 1 | cs | TRUE
159 | LV_3293-9_0_2_line_159 |  | 159 | 160 | 0.013446 | 0.125 | 0.08 | 261 | 0 | 0.364 | 1 | 1 | cs | TRUE
160 | LV_3293-9_0_2_line_160 |  | 160 | 161 | 0.013216 | 0.125 | 0.08 | 261 | 0 | 0.364 | 1 | 1 | cs | TRUE
161 | LV_3293-9_0_2_line_161 |  | 161 | 162 | 0.0046536 | 0.125 | 0.08 | 261 | 0 | 0.364 | 1 | 1 | cs | TRUE
162 | LV_3293-9_0_2_line_162 |  | 162 | 163 | 0.0060082 | 0.125 | 0.08 | 261 | 0 | 0.364 | 1 | 1 | cs | TRUE
163 | LV_3293-9_0_2_line_163 |  | 163 | 164 | 0.023456 | 0.125 | 0.08 | 261 | 0 | 0.364 | 1 | 2 | cs | TRUE
164 | LV_3293-9_0_2_line_164 |  | 164 | 165 | 0.078183 | 0.125 | 0.08 | 261 | 0 | 0.364 | 1 | 1 | cs | TRUE
165 | LV_3293-9_0_2_line_165 |  | 164 | 166 | 0.0064489 | 0.125 | 0.08 | 261 | 0 | 0.364 | 1 | 2 | cs | TRUE
166 | LV_3293-9_0_2_line_166 |  | 165 | 167 | 0.025857 | 0.125 | 0.08 | 261 | 0 | 0.364 | 1 | 1 | cs | TRUE
167 | LV_3293-9_0_2_line_167 |  | 166 | 168 | 0.031779 | 0.125 | 0.08 | 261 | 0 | 0.364 | 1 | 2 | cs | TRUE
168 | LV_3293-9_0_2_line_168 |  | 167 | 169 | 0.025449 | 0.125 | 0.08 | 261 | 0 | 0.364 | 1 | 1 | cs | TRUE
169 | LV_3293-9_0_2_line_169 |  | 168 | 170 | 0.04728 | 0.125 | 0.08 | 261 | 0 | 0.364 | 1 | 2 | cs | TRUE
170 | LV_3293-9_0_2_line_170 |  | 169 | 171 | 0.038915 | 0.125 | 0.08 | 261 | 0 | 0.364 | 1 | 1 | cs | TRUE
171 | LV_3293-9_0_2_line_171 |  | 171 | 172 | 0.0031536 | 0.125 | 0.08 | 261 | 0 | 0.364 | 1 | 1 | cs | TRUE
172 | LV_3293-9_0_2_line_172 |  | 172 | 173 | 0.0095934 | 0.125 | 0.08 | 261 | 0 | 0.364 | 1 | 1 | cs | TRUE
173 | LV_3293-9_0_2_line_173 |  | 173 | 174 | 0.0011595 | 0.125 | 0.08 | 261 | 0 | 0.364 | 1 | 1 | cs | TRUE
174 | LV_3293-9_0_2_line_174 |  | 174 | 181 | 0.0016833 | 0.125 | 0.08 | 261 | 0 | 0.364 | 1 | 1 | cs | TRUE
175 | LV_3293-9_0_2_line_175 |  | 174 | 178 | 0.005564 | 0.125 | 0.08 | 261 | 0 | 0.364 | 1 | 1 | cs | TRUE
176 | LV_3293-9_0_2_line_176 |  | 175 | 176 | 0.0047589 | 0.125 | 0.08 | 261 | 0 | 0.364 | 1 | 1 | cs | TRUE
177 | LV_3293-9_0_2_line_177 |  | 175 | 177 | 0.045506 | 0.125 | 0.08 | 261 | 0 | 0.364 | 1 | 1 | cs | TRUE
178 | LV_3293-9_0_2_line_178 |  | 177 | 178 | 0.021426 | 0.125 | 0.08 | 261 | 0 | 0.364 | 1 | 1 | cs | TRUE
179 | LV_3293-9_0_2_line_179 |  | 178 | 179 | 0.021235 | 0.125 | 0.08 | 261 | 0 | 0.364 | 1 | 1 | cs | TRUE
180 | LV_3293-9_0_2_line_180 |  | 179 | 180 | 0.053609 | 0.125 | 0.08 | 261 | 0 | 0.364 | 1 | 1 | cs | TRUE
181 | LV_3293-9_0_2_line_181 |  | 181 | 182 | 0.0027624 | 0.125 | 0.08 | 261 | 0 | 0.364 | 1 | 1 | cs | TRUE
182 | LV_3293-9_0_2_line_182 |  | 182 | 183 | 0.018971 | 0.125 | 0.08 | 261 | 0 | 0.364 | 1 | 1 | cs | TRUE
183 | LV_3293-9_0_2_line_183 |  | 183 | 184 | 0.0011915 | 0.125 | 0.08 | 261 | 0 | 0.364 | 1 | 1 | cs | TRUE

## trafo
| name | std_type | hv_bus | lv_bus | sn_mva | vn_hv_kv | vn_lv_kv | vk_percent | vkr_percent | pfe_kw | i0_percent | shift_degree | tap_side | tap_neutral | tap_min | tap_max | tap_step_percent | tap_step_degree | tap_pos | tap_phase_shifter | parallel | df | in_service
0 | LV_3293-9_0_2_trafo_170 | 0.63 MVA 20/0.4 kV | 185 | 170 | 0.63 | 20 | 0.4 | 6 | 1.206 | 1.65 | 0.2619 | 150 | hv | 0 | -2 | 2 | 2.5 | 0 | 0 | FALSE | 1 | 1 | TRUE

## line_geodata
| x0 | y0 | x1 | y1 | x2 | y2 | x3 | y3 | x4 | y4 | x5 | y5 | x6 | y6 | x7 | y7 | x8 | y8 | x9 | y9 | x10 | y10 | x11 | y11 | x12 | y12 | x13 | y13 | x14 | y14 | x15 | y15 | x16 | y16 | x17 | y17 | x18 | y18 | x19 | y19 | x20 | y20 | x21 | y21 | x22 | y22 | x23 | y23 | x24 | y24 | x25 | y25 | x26 | y26 | x27 | y27 | x28 | y28 | x29 | y29
0 | 2744551.0594 | 1206058.874 | 2744559.3572 | 1206059.8216 | 2744583.0141 | 1206064.8653 | 2744590.3868 | 1206064.8994
1 | 2744532.8096 | 1206059.7678 | 2744537.6218 | 1206059.6397 | 2744548.2327 | 1206058.5512 | 2744551.0594 | 1206058.874
2 | 2744603.7479 | 1206033.0574 | 2744604.7033 | 1206038.3906 | 2744605.5683 | 1206043.8272 | 2744605.9725 | 1206049.4417 | 2744604.4948 | 1206055.4665 | 2744601.845 | 1206058.9942 | 2744596.6824 | 1206063.2171 | 2744590.3868 | 1206064.8994 | 2744590.3868 | 1206064.8994
3 | 2744532.8096 | 1206059.7678 | 2744530.693 | 1206059.8166 | 2744527.3021 | 1206060.0124 | 2744516.0826 | 1206060.4635 | 2744496.8937 | 1206059.1313 | 2744489.7525 | 1206056.7676
4 | 2744532.8096 | 1206059.7678 | 2744540.3631 | 1206207.4853
5 | 2744569.2829 | 1205967.6848 | 2744567.6798 | 1205972.6057 | 2744568.2379 | 1205982.5497 | 2744572.028 | 1205990.0589 | 2744588.7476 | 1206002.8633 | 2744599.3782 | 1206013.8411 | 2744601.2381 | 1206019.046 | 2744603.7479 | 1206033.0574
6 | 2744489.7525 | 1206056.7676 | 2744478.5784 | 1206043.4083 | 2744474.069 | 1206038.8843 | 2744438.0939 | 1206032.5197 | 2744411.7146 | 1206022.3621 | 2744390.4472 | 1206017.299 | 2744385.1324 | 1206014.5223
7 | 2744540.3631 | 1206207.4853 | 2744538.176 | 1206364.9051
8 | 2744579.6537 | 1205953.2794 | 2744578.3726 | 1205954.9609 | 2744570.7665 | 1205965.4967 | 2744569.2829 | 1205967.6848
9 | 2744270.8525 | 1206028.4945 | 2744268.2935 | 1206027.3881 | 2744261.5751 | 1206022.9554 | 2744256.8077 | 1206016.824 | 2744255.7979 | 1206012.6406 | 2744258.2063 | 1206007.7613 | 2744261.5746 | 1206004.0952 | 2744267.607 | 1206001.3387 | 2744285.6291 | 1206000.896 | 2744314.848 | 1205997.7995 | 2744327.8366 | 1205998.7698 | 2744368.0394 | 1206005.5919 | 2744385.1324 | 1206014.5223
10 | 2744639.4063 | 1206360.5342 | 2744637.9802 | 1206362.2344 | 2744635.3033 | 1206363.1147 | 2744633.0698 | 1206362.9716 | 2744625.3943 | 1206361.0063 | 2744618.7631 | 1206358.6548 | 2744601.7791 | 1206349.2689 | 2744596.3659 | 1206348.4593 | 2744590.9558 | 1206349.4069 | 2744566.3829 | 1206363.368 | 2744559.4283 | 1206365.2567 | 2744549.2228 | 1206366.2772 | 2744538.176 | 1206364.9051
11 | 2744538.176 | 1206364.9051 | 2744575.3174 | 1206520.2824
12 | 2744380.5588 | 1206390.0148 | 2744399.4628 | 1206393.0313 | 2744415.8815 | 1206403.7707 | 2744430.062 | 1206409.5297 | 2744435.8647 | 1206410.5932 | 2744442.5509 | 1206409.4206 | 2744451.1938 | 1206404.4255 | 2744462.8598 | 1206396.1898 | 2744489.8566 | 1206370.099 | 2744496.9642 | 1206365.9786 | 2744515.0052 | 1206362.5124 | 2744520.3045 | 1206362.6852 | 2744538.176 | 1206364.9051
13 | 2744674.8129 | 1205978.8947 | 2744618.4858 | 1205968.6216 | 2744606.7401 | 1205965.6568 | 2744590.4099 | 1205959.0781 | 2744579.6537 | 1205953.2794
14 | 2744579.6537 | 1205953.2794 | 2744539.4252 | 1205928.6627 | 2744481.6009 | 1205902.5748 | 2744418.6523 | 1205877.531 | 2744397.7302 | 1205870.4413 | 2744393.1277 | 1205869.5771
15 | 2744294.5878 | 1206046.7285 | 2744293.095 | 1206040.8097 | 2744286.5477 | 1206035.2802 | 2744270.8525 | 1206028.4945
16 | 2744674.8129 | 1205978.8947 | 2744668.4482 | 1205973.6917 | 2744638.7428 | 1205961.3728 | 2744631.5198 | 1205956.1046 | 2744627.3713 | 1205950.5105 | 2744614.3672 | 1205914.3875 | 2744602.1044 | 1205898.2215 | 2744597.9903 | 1205891.2049 | 2744596.6246 | 1205888.5251 | 2744589.2255 | 1205882.0405 | 2744569.2311 | 1205873.4158 | 2744550.9413 | 1205870.1258 | 2744538.0115 | 1205864.5193 | 2744523.9042 | 1205857.2606 | 2744503.87 | 1205850.2699
17 | 2744674.8129 | 1205978.8947 | 2744683.3966 | 1205981.0412
18 | 2744384.0647 | 1205867.8754 | 2744384.0647 | 1205867.8754 | 2744393.1277 | 1205869.5771
19 | 2744189.6858 | 1206679.7955 | 2744198.0807 | 1206688.5002 | 2744205.0619 | 1206699.6559 | 2744214.4252 | 1206713.3046 | 2744219.5355 | 1206717.1869 | 2744220.7088 | 1206718.1193
20 | 2744094.9855 | 1206606.2868 | 2744100.1097 | 1206615.5849 | 2744104.1912 | 1206618.2857 | 2744105.2323 | 1206618.9669 | 2744109.991 | 1206620.4052 | 2744118.6817 | 1206619.7033 | 2744125.62 | 1206623.8298 | 2744128.9854 | 1206628.1369 | 2744130.6568 | 1206639.2643 | 2744133.101 | 1206643.5936 | 2744137.3659 | 1206648.7786 | 2744141.9241 | 1206650.3233 | 2744143.9369 | 1206649.8382 | 2744146.1259 | 1206649.3017 | 2744148.043 | 1206650.2599 | 2744159.5713 | 1206654.6085 | 2744170.4944 | 1206662.9126 | 2744179.7114 | 1206667.5057 | 2744187.4294 | 1206677.4559 | 2744189.6858 | 1206679.7955
21 | 2744220.7088 | 1206718.1193 | 2744223.6338 | 1206720.4441 | 2744224.849 | 1206725.2553 | 2744225.8808 | 1206728.8388 | 2744228.3822 | 1206735.2045 | 2744230.58 | 1206736.1918 | 2744239.2472 | 1206737.4022 | 2744246.5215 | 1206740.525 | 2744254.4314 | 1206746.6212 | 2744265.9154 | 1206756.8851 | 2744266.72 | 1206757.594 | 2744269.7878 | 1206757.2123 | 2744284.4096 | 1206743.1205 | 2744313.7373 | 1206728.7729 | 2744326.256 | 1206725.8286 | 2744335.8299 | 1206726.6718
22 | 2744094.9855 | 1206606.2868 | 2744096.0298 | 1206600.8519 | 2744104.0921 | 1206592.1503 | 2744105.5783 | 1206587.9494 | 2744105.5362 | 1206582.7662 | 2744102.8332 | 1206577.1741 | 2744099.2481 | 1206570.304 | 2744098.6116 | 1206557.9117 | 2744093.5531 | 1206544.0002 | 2744085.1382 | 1206533.277 | 2744084.4001 | 1206525.0857
23 | 2744094.9855 | 1206606.2868 | 2744094.7927 | 1206609.229 | 2744088.0871 | 1206625.3918 | 2744088.0648 | 1206637.6571 | 2744096.2385 | 1206647.0177 | 2744097.2225 | 1206654.1586 | 2744099.9193 | 1206661.8968 | 2744099.8808 | 1206667.267 | 2744095.4967 | 1206669.8523 | 2744086.9976 | 1206666.0884 | 2744079.9612 | 1206666.9749 | 2744079.658 | 1206672.5945 | 2744081.0144 | 1206675.0293 | 2744080.3046 | 1206676.38 | 2744075.7688 | 1206676.1147 | 2744068.4472 | 1206675.2596 | 2744058.2629 | 1206681.7303 | 2744050.639 | 1206680.4787 | 2744045.688 | 1206681.6491 | 2744040.7945 | 1206679.8072 | 2744035.1546 | 1206682.7292 | 2744021.5064 | 1206686.4475 | 2744014.1572 | 1206686.7371 | 2744005.4942 | 1206686.2944 | 2743997.0148 | 1206685.8117 | 2743991.5748 | 1206686.4366 | 2743988.2862 | 1206685.8791 | 2743984.7218 | 1206682.8795 | 2743981.2302 | 1206681.2717 | 2743976.8439 | 1206679.8536
24 | 2744335.8299 | 1206726.6718 | 2744343.71 | 1206729.9095 | 2744357.4076 | 1206737.358 | 2744370.3553 | 1206742.1529 | 2744378.8829 | 1206743.7827 | 2744388.7457 | 1206741.1746 | 2744395.446 | 1206742.5489 | 2744401.9158 | 1206744.9519 | 2744414.5368 | 1206746.2693 | 2744424.3379 | 1206745.895 | 2744433.1129 | 1206746.1075 | 2744453.8155 | 1206742.3385
25 | 2744335.8299 | 1206726.6718 | 2744286.9666 | 1207004.9303
26 | 2744637.1378 | 1206349.5923 | 2744639.0057 | 1206356.3432 | 2744639.4063 | 1206360.5342
27 | 2744474.1271 | 1206737.7484 | 2744467.1923 | 1206737.5804 | 2744453.8155 | 1206742.3385
28 | 2744504.2605 | 1207069.2443 | 2744286.9666 | 1207004.9303
29 | 2744294.5878 | 1206046.7285 | 2744292.4628 | 1206208.8349
30 | 2744715.0486 | 1205893.2777 | 2744715.6916 | 1205902.3212 | 2744717.5773 | 1205917.1237 | 2744722.167 | 1205934.0158 | 2744728.2481 | 1205952.4786 | 2744729.8099 | 1205965.1679
31 | 2744778.8318 | 1205978.3599 | 2744769.6494 | 1205983.2858 | 2744758.3949 | 1205984.5474 | 2744744.5286 | 1205983.9996 | 2744738.8566 | 1205982.2384 | 2744734.1914 | 1205976.932 | 2744730.2949 | 1205969.1088 | 2744729.8099 | 1205965.1679
32 | 2744778.8318 | 1205978.3599 | 2744783.3068 | 1205981.471 | 2744803.0745 | 1205983.4187 | 2744811.6335 | 1205992.8897
33 | 2744778.8318 | 1205978.3599 | 2744777.5869 | 1205977.4924
34 | 2744811.6335 | 1205992.8897 | 2744813.1142 | 1205992.5938
35 | 2744811.6335 | 1205992.8897 | 2744772.0899 | 1205996.2336 | 2744753.0944 | 1205996.3287
36 | 2744824.5587 | 1205990.3066 | 2744813.1142 | 1205992.5938
37 | 2744683.3966 | 1205981.0412 | 2744737.356 | 1205994.5346 | 2744753.0944 | 1205996.3287
38 | 2744824.5587 | 1205990.3066 | 2744829.3964 | 1205989.3398 | 2744831.1666 | 1205988.7714
39 | 2743778.1742 | 1205952.4697 | 2743771.6543 | 1205951.3013 | 2743767.8423 | 1205948.7629 | 2743762.6957 | 1205941.9222
40 | 2743970.3494 | 1206047.2578 | 2743945.9512 | 1206035.0705 | 2743905.8902 | 1206020.4704 | 2743857.2954 | 1206004.4416 | 2743845.586 | 1205998.3878 | 2743827.5695 | 1205984.3977 | 2743798.2424 | 1205956.6349 | 2743792.5887 | 1205955.053 | 2743778.1742 | 1205952.4697
41 | 2743740.8059 | 1205935.501 | 2743756.029 | 1205939.1149 | 2743762.6957 | 1205941.9222
42 | 2743970.3494 | 1206047.2578 | 2743939.0065 | 1206051.9949 | 2743906.8235 | 1206050.8273
43 | 2743740.8059 | 1205935.501 | 2743545.2237 | 1206226.6384
44 | 2743906.8235 | 1206050.8273 | 2743928.4649 | 1206164.3901
45 | 2743673.7985 | 1206170.5672 | 2743669.578 | 1206168.5253 | 2743663.1708 | 1206166.0868
46 | 2743776.7547 | 1206208.861 | 2743764.7371 | 1206208.6604 | 2743733.9325 | 1206204.0482 | 2743717.2185 | 1206198.8638 | 2743705.9309 | 1206192.9983 | 2743686.8248 | 1206176.8695 | 2743673.7985 | 1206170.5672
47 | 2743776.7547 | 1206208.861 | 2743784.601 | 1206202.4891 | 2743798.8456 | 1206196.7941 | 2743824.6322 | 1206192.089 | 2743854.5723 | 1206180.8009 | 2743872.6766 | 1206175.9775 | 2743902.4332 | 1206165.0521 | 2743928.4649 | 1206164.3901
48 | 2743776.7547 | 1206208.861 | 2743777.5395 | 1206215.7635 | 2743780.9942 | 1206222.3855 | 2743810.4267 | 1206228.0435 | 2743820.7946 | 1206233.5423 | 2743825.4811 | 1206241.4617 | 2743825.0164 | 1206248.7455
49 | 2743527.6597 | 1206233.3773 | 2743545.2237 | 1206226.6384
50 | 2743522.5864 | 1206310.1526 | 2743522.7152 | 1206306.0634 | 2743519.9406 | 1206300.2586 | 2743520.921 | 1206296.5123 | 2743518.4285 | 1206295.4293 | 2743518.4765 | 1206294.0627 | 2743519.622 | 1206292.9448 | 2743520.4054 | 1206290.4282 | 2743523.0511 | 1206289.5689 | 2743523.1349 | 1206287.6693 | 2743521.2431 | 1206286.6007 | 2743518.6974 | 1206284.8825 | 2743512.4721 | 1206283.6652 | 2743507.5119 | 1206278.8865 | 2743504.1684 | 1206275.5366 | 2743499.3917 | 1206273.5646 | 2743499.5009 | 1206272.1883 | 2743501.0125 | 1206271.3462 | 2743507.6466 | 1206269.8044 | 2743512.6564 | 1206270.6255 | 2743514.0801 | 1206269.9591 | 2743517.042 | 1206267.6617 | 2743519.3175 | 1206265.1143 | 2743522.5671 | 1206263.5133 | 2743525.7312 | 1206261.0318 | 2743527.7999 | 1206260.1252 | 2743535.9154 | 1206251.0905 | 2743536.5896 | 1206249.9502 | 2743536.1541 | 1206245.9142 | 2743545.2237 | 1206226.6384
51 | 2743928.4649 | 1206164.3901 | 2743928.4649 | 1206164.3901 | 2743948.3087 | 1206161.5884 | 2743975.5541 | 1206156.9859 | 2744012.9118 | 1206152.3941 | 2744040.5295 | 1206153.8059 | 2744127.2622 | 1206181.0772 | 2744155.8413 | 1206186.2503
52 | 2743976.8439 | 1206679.8536 | 2743630.9234 | 1206694.7118
53 | 2743630.9234 | 1206694.7118 | 2743628.5092 | 1206697.0223 | 2743614.9014 | 1206708.5601 | 2743607.797 | 1206711.3249 | 2743607.797 | 1206711.3249
54 | 2744018.5637 | 1206445.9089 | 2744022.6232 | 1206462.1314 | 2744032.7143 | 1206464.8883 | 2744039.3363 | 1206478.6595 | 2744044.6488 | 1206482.0572 | 2744050.4804 | 1206492.9515 | 2744053.3494 | 1206500.4937 | 2744058.5698 | 1206507.392 | 2744067.8103 | 1206513.231 | 2744084.4001 | 1206525.0857
55 | 2744018.5637 | 1206445.9089 | 2744018.5637 | 1206445.9089 | 2744014.1528 | 1206443.923 | 2744008.3547 | 1206431.6396 | 2744000.1595 | 1206411.8031 | 2743992.5066 | 1206408.5825 | 2743980.1618 | 1206405.2487 | 2743973.7853 | 1206397.3773 | 2743960.2759 | 1206383.9737 | 2743943.8648 | 1206374.4589 | 2743929.3158 | 1206374.8085 | 2743919.2541 | 1206364.5129 | 2743910.6761 | 1206350.7502 | 2743907.8042 | 1206333.8558
56 | 2743825.0164 | 1206248.7455 | 2743836.9847 | 1206256.6627 | 2743831.6485 | 1206264.018 | 2743834.142 | 1206267.5811 | 2743841.5895 | 1206269.8624 | 2743848.5225 | 1206274.233 | 2743857.0508 | 1206280.288 | 2743864.0661 | 1206280.9242 | 2743869.3452 | 1206285.7221 | 2743874.2794 | 1206294.7263 | 2743880.32 | 1206296.9737 | 2743893.7292 | 1206304.7701 | 2743900.0552 | 1206314.742 | 2743901.3541 | 1206329.0296 | 2743907.8042 | 1206333.8558 | 2743907.8042 | 1206333.8558
57 | 2744046.7383 | 1206295.6297 | 2744041.1988 | 1206295.9519 | 2744037.0606 | 1206298.4623
58 | 2743825.0164 | 1206248.7455 | 2743848.7596 | 1206238.2087 | 2743862.8491 | 1206234.5229 | 2743881.7848 | 1206242.23 | 2743908.3661 | 1206234.542 | 2743919.0158 | 1206228.3602 | 2743939.0754 | 1206233.9484 | 2743951.7887 | 1206242.8401 | 2743969.5666 | 1206253.7445 | 2743984.5308 | 1206269.9411 | 2743994.3316 | 1206287.8925 | 2744021.0628 | 1206302.3604 | 2744025.8521 | 1206303.488 | 2744030.2334 | 1206302.604 | 2744037.0606 | 1206298.4623
59 | 2744076.2805 | 1206306.0553 | 2744063.0649 | 1206301.3951 | 2744052.8495 | 1206297.1562 | 2744046.7383 | 1206295.6297 | 2744046.7383 | 1206295.6297
60 | 2744076.2805 | 1206306.0553 | 2744080.1613 | 1206307.4238 | 2744085.7442 | 1206311.443
61 | 2744088.0925 | 1206313.1336 | 2744085.7442 | 1206311.443
62 | 2744088.0925 | 1206313.1336 | 2744088.792 | 1206313.6372 | 2744095.283 | 1206319.2875 | 2744099.4173 | 1206325.7927 | 2744103.8211 | 1206333.4276 | 2744105.1573 | 1206337.3298 | 2744109.3739 | 1206348.6187 | 2744113.1244 | 1206354.0027 | 2744116.8643 | 1206355.4163 | 2744133.7403 | 1206357.9592 | 2744146.4067 | 1206361.5235 | 2744156.5875 | 1206362.7814 | 2744175.6691 | 1206362.5309 | 2744182.4435 | 1206361.1711 | 2744185.3371 | 1206359.5062 | 2744187.9528 | 1206352.6526 | 2744189.2728 | 1206348.7256 | 2744191.1474 | 1206347.0361 | 2744194.6274 | 1206346.6087
63 | 2744208.1925 | 1206355.4882 | 2744207.1359 | 1206352.6158 | 2744204.5458 | 1206349.9066 | 2744200.1083 | 1206347.7643 | 2744194.6274 | 1206346.6087
64 | 2743514.9085 | 1206325.6699 | 2743507.6914 | 1206328.6767 | 2743503.5232 | 1206329.2437 | 2743492.2697 | 1206337.2989
65 | 2743522.5864 | 1206310.1526 | 2743522.511 | 1206312.6529 | 2743517.6627 | 1206322.1999 | 2743514.9085 | 1206325.6699 | 2743514.9085 | 1206325.6699
66 | 2743605.1242 | 1206715.866 | 2743607.797 | 1206711.3249
67 | 2743581.4081 | 1206721.2429 | 2743591.6949 | 1206719.967 | 2743603.2277 | 1206719.0881 | 2743605.1242 | 1206715.866
68 | 2743581.4081 | 1206721.2429 | 2743552.1981 | 1206725.0881
69 | 2744292.4628 | 1206208.8349 | 2744178.8775 | 1206190.4201 | 2744155.8413 | 1206186.2503
70 | 2744292.4628 | 1206208.8349 | 2744305.247 | 1206233.0189
71 | 2744225.6393 | 1205873.6414 | 2744365.7568 | 1205866.8986 | 2744384.0647 | 1205867.8754
72 | 2744305.247 | 1206233.0189 | 2744312.2976 | 1206246.3567 | 2744324.2851 | 1206257.2334 | 2744320.307 | 1206266.6655
73 | 2744846.2839 | 1205983.9227 | 2744834.2587 | 1205987.7786 | 2744831.1666 | 1205988.7714
74 | 2744225.6393 | 1205873.6414 | 2744222.2528 | 1205873.8044
75 | 2744222.2528 | 1205873.8044 | 2744167.4729 | 1205905.0156
76 | 2744222.2528 | 1205873.8044 | 2744095.8136 | 1205879.889 | 2743958.3588 | 1205838.9473
77 | 2743834.5736 | 1205800.5233 | 2743856.7026 | 1205803.0706 | 2743903.281 | 1205814.1132 | 2743943.0543 | 1205834.3888 | 2743958.3588 | 1205838.9473
78 | 2744846.2839 | 1205983.9227 | 2744852.2246 | 1205989.6605 | 2744861.648 | 1205995.1826 | 2744871.2039 | 1206000.8859
79 | 2744846.2839 | 1205983.9227 | 2744856.536 | 1205977.5513
80 | 2744504.2605 | 1207069.2443 | 2744504.3969 | 1207069.607
81 | 2744504.3969 | 1207069.607 | 2744519.7854 | 1207110.5103 | 2744521.2266 | 1207127.0146 | 2744519.0579 | 1207132.0552 | 2744522.8816 | 1207134.3831 | 2744529.7338 | 1207129.467 | 2744536.2775 | 1207128.8027 | 2744546.1134 | 1207135.7578 | 2744572.7243 | 1207149.0133 | 2744587.4821 | 1207163.2048 | 2744602.2069 | 1207187.8589
82 | 2744993.8039 | 1206696.9568 | 2744998.3226 | 1206699.9374
83 | 2744998.3226 | 1206699.9374 | 2745005.1115 | 1206704.4155 | 2745020.27 | 1206720.2859 | 2745032.1232 | 1206733.1513 | 2745043.7745 | 1206754.3188 | 2745048.8939 | 1206775.3275 | 2745053.1828 | 1206784.1836 | 2745055.4552 | 1206783.3492
84 | 2745076.0995 | 1206613.8717 | 2745076.1878 | 1206616.3015 | 2745075.5764 | 1206622.0471 | 2745073.0262 | 1206630.5478 | 2745071.3727 | 1206634.3997 | 2745074.7997 | 1206647.7275 | 2745074.7754 | 1206667.8105 | 2745075.1159 | 1206686.0341 | 2745069.5777 | 1206712.2771 | 2745064.5502 | 1206733.4838 | 2745061.7732 | 1206745.9935 | 2745053.9674 | 1206761.3056 | 2745053.532 | 1206769.8244 | 2745054.8603 | 1206779.9652 | 2745055.4552 | 1206783.3492 | 2745055.4552 | 1206783.3492
85 | 2745076.0995 | 1206613.8717 | 2745076.0009 | 1206611.1593 | 2745079.2973 | 1206610.4611 | 2745086.4415 | 1206612.036 | 2745094.4537 | 1206622.9732 | 2745110.1308 | 1206633.4742 | 2745125.1885 | 1206650.3544 | 2745135.8249 | 1206663.9133
86 | 2745299.7691 | 1207145.6404 | 2745294.7686 | 1207139.5459 | 2745286.3356 | 1207134.0583 | 2745265.0331 | 1207120.3172 | 2745256.5657 | 1207116.2411 | 2745238.2008 | 1207116.2054 | 2745226.4144 | 1207114.0835 | 2745223.7435 | 1207115.0416 | 2745221.8393 | 1207117.6308 | 2745222.764 | 1207121.5232 | 2745230.5043 | 1207130.4635 | 2745234.7677 | 1207139.7194 | 2745247.4515 | 1207155.2855 | 2745255.0681 | 1207169.3049 | 2745261.9478 | 1207188.5885 | 2745267.0451 | 1207195.1841
87 | 2745404.2315 | 1207216.0533 | 2745402.6239 | 1207210.5317 | 2745399.6488 | 1207206.8005 | 2745392.5886 | 1207203.3701 | 2745365.1464 | 1207190.9024 | 2745347.6329 | 1207180.912 | 2745339.9543 | 1207177.8781 | 2745330.2352 | 1207174.5943 | 2745322.2084 | 1207169.3055 | 2745316.76 | 1207166.5372 | 2745314.0276 | 1207161.5888 | 2745303.2877 | 1207149.9287 | 2745299.7691 | 1207145.6404
88 | 2745158.0988 | 1206714.3304 | 2745153.6805 | 1206714.234 | 2745150.7203 | 1206710.5034 | 2745146.5483 | 1206699.0367 | 2745142.9893 | 1206682.7032 | 2745141.631 | 1206674.1074 | 2745137.7636 | 1206666.3846 | 2745135.8249 | 1206663.9133
89 | 2745158.0988 | 1206714.3304 | 2745170.3257 | 1206673.3711 | 2745171.2414 | 1206653.8769 | 2745167.6317 | 1206637.7534 | 2745158.5054 | 1206614.4453 | 2745156.9593 | 1206603.2538 | 2745156.7803 | 1206584.6561 | 2745154.6829 | 1206577.0431
90 | 2745158.0988 | 1206714.3304 | 2745157.6581 | 1206718.0562 | 2745158.7736 | 1206722.5537 | 2745166.7449 | 1206729.2198 | 2745175.8105 | 1206734.3779 | 2745180.5578 | 1206740.3317 | 2745182.8191 | 1206758.4019 | 2745201.1387 | 1206785.3478 | 2745212.9612 | 1206795.6427
91 | 2745144.7428 | 1206558.3306 | 2745149.4241 | 1206566.7733 | 2745154.6829 | 1206577.0431
92 | 2745212.9612 | 1206795.6427 | 2745290.6416 | 1206816.7072
93 | 2745126.8479 | 1206526.0572 | 2745144.7428 | 1206558.3306
94 | 2745290.6416 | 1206816.7072 | 2745311.5814 | 1206828.2043 | 2745313.7157 | 1206828.6677 | 2745315.0588 | 1206827.8775 | 2745315.0934 | 1206826.455 | 2745311.7473 | 1206821.3915 | 2745306.4007 | 1206810.6857 | 2745300.5348 | 1206791.6269 | 2745300.3523 | 1206789.5894
95 | 2745123.2787 | 1206519.6204 | 2745126.8479 | 1206526.0572
96 | 2745286.5459 | 1206987.6736 | 2745274.8053 | 1206980.5374 | 2745270.6746 | 1206976.7671 | 2745262.6404 | 1206966.7631 | 2745250.5757 | 1206946.0633 | 2745248.1221 | 1206929.0337
97 | 2745286.5459 | 1206987.6736 | 2745297.6211 | 1206983.0837 | 2745306.9965 | 1206983.0007 | 2745313.6309 | 1206986.4317 | 2745336.6176 | 1206998.2012 | 2745346.7759 | 1207010.3586
98 | 2745286.5459 | 1206987.6736 | 2745304.4717 | 1207000.7542 | 2745315.5032 | 1207011.0758 | 2745318.0152 | 1207019.7665 | 2745304.579 | 1207044.7605 | 2745303.0965 | 1207055.0219 | 2745316.6403 | 1207079.0162 | 2745322.7565 | 1207097.4695 | 2745335.689 | 1207115.9964
99 | 2745303.9985 | 1206754.0685 | 2745301.2581 | 1206757.8716 | 2745298.1022 | 1206765.9238 | 2745299.494 | 1206780.0029 | 2745300.3523 | 1206789.5894
100 | 2745303.9985 | 1206754.0685 | 2745299.9204 | 1206745.6288 | 2745296.0202 | 1206742.3867 | 2745289.8721 | 1206739.2789
101 | 2745378.4181 | 1206782.126 | 2745344.7609 | 1206772.9655 | 2745330.6986 | 1206768.0412 | 2745315.6168 | 1206758.1213 | 2745307.6663 | 1206754.358 | 2745303.9985 | 1206754.0685
102 | 2745378.4181 | 1206782.126 | 2745396.5411 | 1206792.1313 | 2745416.0193 | 1206805.2167 | 2745448.462 | 1206813.8902
103 | 2745378.4181 | 1206782.126 | 2745376.3575 | 1206791.4392 | 2745375.974 | 1206798.7471 | 2745366.4564 | 1206820.8896 | 2745367.1709 | 1206824.9771 | 2745371.7583 | 1206829.3702 | 2745389.1493 | 1206835.6879 | 2745394.1721 | 1206839.0687 | 2745397.3055 | 1206844.4273 | 2745397.8168 | 1206856.8502 | 2745396.0159 | 1206863.9345 | 2745394.0867 | 1206867.5461 | 2745382.2526 | 1206876.0755
104 | 2745460.2782 | 1206817.0493 | 2745448.462 | 1206813.8902
105 | 2745346.7759 | 1207010.3586 | 2745382.2526 | 1206876.0755
106 | 2745450.6766 | 1206779.595 | 2745449.4702 | 1206777.8975 | 2745409.5997 | 1206740.8632
107 | 2745460.2782 | 1206817.0493 | 2745458.466 | 1206812.1121 | 2745453.845 | 1206789.7585 | 2745450.6766 | 1206779.595
108 | 2745123.2787 | 1206519.6204 | 2745140.0623 | 1206526.5564 | 2745146.6289 | 1206529.3628 | 2745150.2253 | 1206532.5974 | 2745151.7358 | 1206535.168
109 | 2744994.0737 | 1206451.702 | 2745006.5442 | 1206450.7818 | 2745022.5217 | 1206448.3234 | 2745031.3429 | 1206451.9741 | 2745058.819 | 1206480.4321 | 2745073.1684 | 1206492.6688 | 2745090.0814 | 1206504.3007 | 2745114.093 | 1206516.8837 | 2745123.2787 | 1206519.6204
110 | 2745123.2787 | 1206519.6204 | 2745128.1062 | 1206500.3993 | 2745135.7205 | 1206467.6458
111 | 2745346.7759 | 1207010.3586 | 2745568.2242 | 1206993.6068
112 | 2745407.3694 | 1207201.0673 | 2745378.0699 | 1207163.216 | 2745372.9002 | 1207151.825 | 2745358.7881 | 1207137.4359 | 2745351.2658 | 1207132.9824 | 2745345.2151 | 1207129.6433 | 2745335.689 | 1207115.9964
113 | 2745193.1009 | 1206513.7836 | 2745177.1588 | 1206500.9651
114 | 2745135.7205 | 1206467.6458 | 2745177.1588 | 1206500.9651
115 | 2745135.7205 | 1206467.6458 | 2745094.3346 | 1206436.8401
116 | 2745075.7801 | 1206422.2963 | 2745082.5761 | 1206428.0876 | 2745094.3346 | 1206436.8401
117 | 2745042.4582 | 1206376.3748 | 2745045.5036 | 1206383.7274 | 2745062.3519 | 1206409.614 | 2745069.1432 | 1206416.6405 | 2745075.7801 | 1206422.2963
118 | 2745042.4582 | 1206376.3748 | 2745038.259 | 1206366.2368 | 2745036.0734 | 1206356.2976 | 2745034.8781 | 1206348.5467
119 | 2745034.8781 | 1206348.5467 | 2745034.8737 | 1206348.5184
120 | 2745589.6912 | 1206979.4072 | 2745587.6972 | 1206980.6819 | 2745568.2242 | 1206993.6068
121 | 2745568.2242 | 1206993.6068 | 2745578.9407 | 1207010.4668
122 | 2745407.3694 | 1207201.0673 | 2745407.4516 | 1207201.1734
123 | 2745589.6912 | 1206979.4072 | 2745618.4936 | 1206960.8051 | 2745621.1622 | 1206959.9473 | 2745623.4993 | 1206960.5159
124 | 2745589.6912 | 1206979.4072 | 2745590.6537 | 1206981.7438 | 2745602.7634 | 1207004.9142 | 2745614.3707 | 1207017.4968 | 2745631.824 | 1207035.7187
125 | 2745578.9407 | 1207010.4668 | 2745580.7385 | 1207013.2952 | 2745590.9554 | 1207031.7266 | 2745609.3878 | 1207058.6288
126 | 2745404.2315 | 1207216.0533 | 2745409.7526 | 1207211.1503 | 2745410.5672 | 1207205.1984 | 2745407.4516 | 1207201.1734
127 | 2743834.5736 | 1205800.5233 | 2743716.9387 | 1205806.2038
128 | 2743834.5736 | 1205800.5233 | 2743868.2507 | 1205825.8167
129 | 2744904.5965 | 1205935.6193 | 2744895.4588 | 1205945.9061 | 2744884.0092 | 1205958.639 | 2744870.2038 | 1205969.0572 | 2744856.536 | 1205977.5513
130 | 2744904.5965 | 1205935.6193 | 2744897.0026 | 1205923.8802
131 | 2744871.2039 | 1206000.8859 | 2744884.588 | 1205986.7345
132 | 2744897.0026 | 1205923.8802 | 2744889.868 | 1205912.8511
133 | 2744884.588 | 1205986.7345 | 2744887.2635 | 1205983.9057
134 | 2744910.8834 | 1205962.8168 | 2744890.2758 | 1205980.7206 | 2744887.2635 | 1205983.9057
135 | 2744896.203 | 1206021.6452 | 2744901.2391 | 1206025.6021 | 2744904.1298 | 1206027.0958
136 | 2744904.1298 | 1206027.0958 | 2744912.013 | 1206031.1693
137 | 2744910.8834 | 1205962.8168 | 2744925.4471 | 1205973.0104
138 | 2744912.013 | 1206031.1693 | 2744915.0594 | 1206032.7435 | 2744929.0761 | 1206037.501
139 | 2744948.1732 | 1205930.417 | 2744951.8311 | 1205918.2957 | 2744960.6009 | 1205903.4294 | 2744962.0711 | 1205901.8398
140 | 2744948.1732 | 1205930.417 | 2744961.4459 | 1205944.1285 | 2744964.0489 | 1205951.1292
141 | 2744966.0315 | 1205956.4613 | 2744964.0489 | 1205951.1292
142 | 2744925.4471 | 1205973.0104 | 2744938.8146 | 1205982.3667 | 2744943.9104 | 1205986.664
143 | 2744966.0315 | 1205956.4613 | 2744966.0315 | 1205956.4613 | 2744968.1614 | 1205967.7669 | 2744966.7418 | 1205977.5085
144 | 2744944.7999 | 1205987.4141 | 2744943.9104 | 1205986.664
145 | 2744963.7627 | 1206009.7509 | 2744965.2756 | 1205987.569 | 2744966.7418 | 1205977.5085
146 | 2744963.7627 | 1206009.7509 | 2744957.3852 | 1206000.3882 | 2744950.1115 | 1205991.8934 | 2744944.7999 | 1205987.4141
147 | 2744963.7627 | 1206009.7509 | 2744963.4356 | 1206014.5297
148 | 2744963.4356 | 1206014.5297 | 2744963.2226 | 1206017.6425
149 | 2744961.8572 | 1206037.5944 | 2744963.2226 | 1206017.6425
150 | 2744960.0177 | 1206048.0031 | 2744961.7333 | 1206039.4042 | 2744961.8572 | 1206037.5944
151 | 2744960.0177 | 1206048.0031 | 2744969.1224 | 1206053.3415
152 | 2744960.0177 | 1206048.0031 | 2744945.0769 | 1206042.932
153 | 2744986.8329 | 1206069.2523 | 2744976.5982 | 1206057.7249 | 2744969.1224 | 1206053.3415
154 | 2744933.8439 | 1206039.1193 | 2744945.0769 | 1206042.932
155 | 2744986.8329 | 1206069.2523 | 2744988.9598 | 1206071.6479 | 2744992.1253 | 1206077.5086
156 | 2744933.8439 | 1206039.1193 | 2744929.0761 | 1206037.501
157 | 2744994.9129 | 1206082.6695 | 2744992.1253 | 1206077.5086
158 | 2744994.9129 | 1206082.6695 | 2744997.0065 | 1206086.5457
159 | 2745001.557 | 1206099.1002 | 2744999.4892 | 1206091.1421 | 2744997.0065 | 1206086.5457
160 | 2745001.557 | 1206099.1002 | 2745002.8014 | 1206103.8888 | 2745004.6351 | 1206111.9511
161 | 2745004.6351 | 1206111.9511 | 2745005.1388 | 1206114.1653 | 2745005.2665 | 1206116.5447
162 | 2745005.2665 | 1206116.5447 | 2745005.5886 | 1206122.5443
163 | 2745006.8464 | 1206145.9668 | 2745006.5006 | 1206139.5308 | 2745005.5886 | 1206122.5443
164 | 2745006.8464 | 1206145.9668 | 2745006.8984 | 1206146.9578 | 2745010.8623 | 1206224.0466
165 | 2745006.8464 | 1206145.9668 | 2745004.4689 | 1206146.4205 | 2745002.8266 | 1206146.9922 | 2745001.5553 | 1206148.8963 | 2745001.5553 | 1206148.8963
166 | 2745010.8623 | 1206224.0466 | 2745012.1901 | 1206249.8699
167 | 2745001.5553 | 1206148.8963 | 2744999.5224 | 1206161.1572 | 2744998.5455 | 1206163.4688 | 2744996.0597 | 1206164.9318 | 2744991.4665 | 1206165.1316 | 2744982.1449 | 1206164.2968
168 | 2745012.1901 | 1206249.8699 | 2745013.4344 | 1206274.0676 | 2745013.5105 | 1206275.2849
169 | 2744982.1449 | 1206164.2968 | 2744974.2539 | 1206163.5901 | 2744970.4646 | 1206164.2097 | 2744957.5314 | 1206171.6242 | 2744955.456 | 1206172.797 | 2744952.8096 | 1206172.7327 | 2744948.9485 | 1206171.9272 | 2744945.6317 | 1206170.0117 | 2744940.4952 | 1206164.1363
170 | 2745013.5105 | 1206275.2849 | 2745014.8917 | 1206297.3781 | 2745020.9717 | 1206313.0166 | 2745020.9717 | 1206313.0166
171 | 2745022.5392 | 1206315.7531 | 2745020.9717 | 1206313.0166
172 | 2745022.5392 | 1206315.7531 | 2745027.3077 | 1206324.0774
173 | 2745027.8841 | 1206325.0836 | 2745027.3077 | 1206324.0774
174 | 2745027.8841 | 1206325.0836 | 2745028.7202 | 1206326.5445
175 | 2745027.8841 | 1206325.0836 | 2745033.1771 | 1206323.3218
176 | 2745076.0661 | 1206271.1978 | 2745077.5924 | 1206275.7053
177 | 2745048.7502 | 1206308.6056 | 2745061.1594 | 1206296.8793 | 2745076.7984 | 1206283.0144 | 2745077.8817 | 1206280.394 | 2745077.5924 | 1206275.7053
178 | 2745033.1771 | 1206323.3218 | 2745048.7502 | 1206308.6056
179 | 2745033.1771 | 1206323.3218 | 2745033.3689 | 1206323.2597 | 2745036.6212 | 1206323.7502 | 2745042.6294 | 1206328.5669 | 2745050.1739 | 1206335.1966
180 | 2745088.0601 | 1206315.2262 | 2745082.6778 | 1206318.1534 | 2745078.7279 | 1206321.3156 | 2745069.6558 | 1206333.2941 | 2745060.0173 | 1206343.8466 | 2745050.1739 | 1206335.1966
181 | 2745028.7202 | 1206326.5445 | 2745029.2782 | 1206327.5195 | 2745029.8673 | 1206329.049
182 | 2745029.8673 | 1206329.049 | 2745031.8119 | 1206334.0976 | 2745034.1936 | 1206344.1083 | 2745034.6921 | 1206347.3408
183 | 2745034.8737 | 1206348.5184 | 2745034.6921 | 1206347.3408

## bus_geodata
| x | y | coords
0 | 2744551.0594 | 1206058.874
1 | 2744590.3868 | 1206064.8994
2 | 2744532.8096 | 1206059.7678
3 | 2744603.7479 | 1206033.0574
4 | 2744489.7525 | 1206056.7676
5 | 2744540.3631 | 1206207.4853
6 | 2744569.2829 | 1205967.6848
7 | 2744385.1324 | 1206014.5223
8 | 2744538.176 | 1206364.9051
9 | 2744579.6537 | 1205953.2794
10 | 2744270.8525 | 1206028.4945
11 | 2744674.8129 | 1205978.8947
12 | 2744393.1277 | 1205869.5771
13 | 2744189.6858 | 1206679.7955
14 | 2744220.7088 | 1206718.1193
15 | 2744094.9855 | 1206606.2868
16 | 2744335.8299 | 1206726.6718
17 | 2744380.5588 | 1206390.0148
18 | 2744639.4063 | 1206360.5342
19 | 2744575.3174 | 1206520.2824
20 | 2744637.1378 | 1206349.5923
21 | 2744453.8155 | 1206742.3385
22 | 2744286.9666 | 1207004.9303
23 | 2744474.1271 | 1206737.7484
24 | 2744294.5878 | 1206046.7285
25 | 2744715.0486 | 1205893.2777
26 | 2744729.8099 | 1205965.1679
27 | 2744778.8318 | 1205978.3599
28 | 2744811.6335 | 1205992.8897
29 | 2744777.5869 | 1205977.4924
30 | 2744813.1142 | 1205992.5938
31 | 2744753.0944 | 1205996.3287
32 | 2744824.5587 | 1205990.3066
33 | 2744683.3966 | 1205981.0412
34 | 2743778.1742 | 1205952.4697
35 | 2743762.6957 | 1205941.9222
36 | 2743970.3494 | 1206047.2578
37 | 2743740.8059 | 1205935.501
38 | 2743906.8235 | 1206050.8273
39 | 2743673.7985 | 1206170.5672
40 | 2743663.1708 | 1206166.0868
41 | 2743776.7547 | 1206208.861
42 | 2743545.2237 | 1206226.6384
43 | 2743928.4649 | 1206164.3901
44 | 2743976.8439 | 1206679.8536
45 | 2743630.9234 | 1206694.7118
46 | 2744084.4001 | 1206525.0857
47 | 2744018.5637 | 1206445.9089
48 | 2743907.8042 | 1206333.8558
49 | 2744037.0606 | 1206298.4623
50 | 2744046.7383 | 1206295.6297
51 | 2743825.0164 | 1206248.7455
52 | 2744076.2805 | 1206306.0553
53 | 2744085.7442 | 1206311.443
54 | 2744088.0925 | 1206313.1336
55 | 2744194.6274 | 1206346.6087
56 | 2743492.2697 | 1206337.2989
57 | 2743514.9085 | 1206325.6699
58 | 2743522.5864 | 1206310.1526
59 | 2743527.6597 | 1206233.3773
60 | 2743607.797 | 1206711.3249
61 | 2743605.1242 | 1206715.866
62 | 2743581.4081 | 1206721.2429
63 | 2744155.8413 | 1206186.2503
64 | 2743552.1981 | 1206725.0881
65 | 2744292.4628 | 1206208.8349
66 | 2744503.87 | 1205850.2699
67 | 2744384.0647 | 1205867.8754
68 | 2744305.247 | 1206233.0189
69 | 2744320.307 | 1206266.6655
70 | 2744831.1666 | 1205988.7714
71 | 2744225.6393 | 1205873.6414
72 | 2744167.4729 | 1205905.0156
73 | 2744222.2528 | 1205873.8044
74 | 2743958.3588 | 1205838.9473
75 | 2744208.1925 | 1206355.4882
76 | 2744846.2839 | 1205983.9227
77 | 2744504.2605 | 1207069.2443
78 | 2744504.3969 | 1207069.607
79 | 2744602.2069 | 1207187.8589
80 | 2744993.8039 | 1206696.9568
81 | 2744998.3226 | 1206699.9374
82 | 2745055.4552 | 1206783.3492
83 | 2745076.0995 | 1206613.8717
84 | 2745267.0451 | 1207195.1841
85 | 2745299.7691 | 1207145.6404
86 | 2745135.8249 | 1206663.9133
87 | 2745158.0988 | 1206714.3304
88 | 2745154.6829 | 1206577.0431
89 | 2745212.9612 | 1206795.6427
90 | 2745144.7428 | 1206558.3306
91 | 2745290.6416 | 1206816.7072
92 | 2745126.8478 | 1206526.0572
93 | 2745248.1221 | 1206929.0337
94 | 2745286.5459 | 1206987.6736
95 | 2745300.3523 | 1206789.5894
96 | 2745303.9985 | 1206754.0685
97 | 2745289.8721 | 1206739.2789
98 | 2745378.4181 | 1206782.126
99 | 2745448.462 | 1206813.8902
100 | 2745382.2526 | 1206876.0755
101 | 2745450.6766 | 1206779.595
102 | 2745409.5997 | 1206740.8632
103 | 2745460.2782 | 1206817.0493
104 | 2745123.2787 | 1206519.6204
105 | 2745346.7759 | 1207010.3586
106 | 2745335.689 | 1207115.9964
107 | 2745177.1588 | 1206500.9651
108 | 2745193.1009 | 1206513.7836
109 | 2745135.7205 | 1206467.6458
110 | 2745094.3346 | 1206436.8401
111 | 2745151.7358 | 1206535.168
112 | 2744994.0737 | 1206451.702
113 | 2745075.7801 | 1206422.2963
114 | 2745042.4582 | 1206376.3748
115 | 2745034.8781 | 1206348.5467
116 | 2745568.2242 | 1206993.6068
117 | 2745407.3694 | 1207201.0673
118 | 2745589.6912 | 1206979.4072
119 | 2745578.9407 | 1207010.4668
120 | 2745623.4993 | 1206960.5159
121 | 2745631.824 | 1207035.7187
122 | 2745609.3878 | 1207058.6288
123 | 2745407.4516 | 1207201.1734
124 | 2745404.2315 | 1207216.0533
125 | 2743834.5736 | 1205800.5233
126 | 2743716.9387 | 1205806.2038
127 | 2743868.2507 | 1205825.8167
128 | 2744856.536 | 1205977.5513
129 | 2744904.5965 | 1205935.6193
130 | 2744871.2039 | 1206000.8859
131 | 2744897.0026 | 1205923.8802
132 | 2744884.588 | 1205986.7345
133 | 2744889.868 | 1205912.8511
134 | 2744887.2635 | 1205983.9057
135 | 2744896.203 | 1206021.6452
136 | 2744904.1298 | 1206027.0958
137 | 2744910.8834 | 1205962.8168
138 | 2744912.013 | 1206031.1693
139 | 2744962.0711 | 1205901.8398
140 | 2744948.1732 | 1205930.417
141 | 2744964.0489 | 1205951.1292
142 | 2744925.4471 | 1205973.0104
143 | 2744966.0315 | 1205956.4613
144 | 2744943.9104 | 1205986.664
145 | 2744966.7418 | 1205977.5085
146 | 2744944.7999 | 1205987.4141
147 | 2744963.7627 | 1206009.7509
148 | 2744963.4356 | 1206014.5297
149 | 2744963.2226 | 1206017.6425
150 | 2744961.8572 | 1206037.5944
151 | 2744960.0177 | 1206048.0031
152 | 2744969.1224 | 1206053.3415
153 | 2744945.0769 | 1206042.932
154 | 2744986.8329 | 1206069.2523
155 | 2744933.8439 | 1206039.1193
156 | 2744992.1253 | 1206077.5086
157 | 2744929.0761 | 1206037.501
158 | 2744994.9129 | 1206082.6695
159 | 2744997.0065 | 1206086.5457
160 | 2745001.557 | 1206099.1002
161 | 2745004.6351 | 1206111.9511
162 | 2745005.2665 | 1206116.5447
163 | 2745005.5886 | 1206122.5443
164 | 2745006.8464 | 1206145.9668
165 | 2745010.8623 | 1206224.0466
166 | 2745001.5553 | 1206148.8963
167 | 2745012.1901 | 1206249.8699
168 | 2744982.1449 | 1206164.2968
169 | 2745013.5105 | 1206275.2849
170 | 2744940.4952 | 1206164.1363
171 | 2745020.9717 | 1206313.0166
172 | 2745022.5392 | 1206315.7531
173 | 2745027.3077 | 1206324.0774
174 | 2745027.8841 | 1206325.0836
175 | 2745077.5924 | 1206275.7053
176 | 2745076.0661 | 1206271.1978
177 | 2745048.7502 | 1206308.6056
178 | 2745033.1771 | 1206323.3218
179 | 2745050.1739 | 1206335.1966
180 | 2745088.0601 | 1206315.2262
181 | 2745028.7202 | 1206326.5445
182 | 2745029.8673 | 1206329.049
183 | 2745034.6921 | 1206347.3408
184 | 2745034.8737 | 1206348.5184
185 | 2744928.829 | 1206155.981

## line_std_types
| c_nf_per_km | r_ohm_per_km | x_ohm_per_km | max_i_ka | type | q_mm2 | alpha | voltage_rating
NAYY 4x50 SE | 210 | 0.642 | 0.083 | 0.142 | cs | 50 | 0.00403 | LV
NAYY 4x120 SE | 264 | 0.225 | 0.08 | 0.242 | cs | 120 | 0.00403 | LV
NAYY 4x150 SE | 261 | 0.208 | 0.08 | 0.27 | cs | 150 | 0.00403 | LV
NA2XS2Y 1x95 RM/25 12/20 kV | 216 | 0.313 | 0.132 | 0.252 | cs | 95 | 0.00403 | MV
NA2XS2Y 1x185 RM/25 12/20 kV | 273 | 0.161 | 0.117 | 0.362 | cs | 185 | 0.00403 | MV
NA2XS2Y 1x240 RM/25 12/20 kV | 304 | 0.122 | 0.112 | 0.421 | cs | 240 | 0.00403 | MV
NA2XS2Y 1x95 RM/25 6/10 kV | 315 | 0.313 | 0.123 | 0.249 | cs | 95 | 0.00403 | MV
NA2XS2Y 1x185 RM/25 6/10 kV | 406 | 0.161 | 0.11 | 0.358 | cs | 185 | 0.00403 | MV
NA2XS2Y 1x240 RM/25 6/10 kV | 456 | 0.122 | 0.105 | 0.416 | cs | 240 | 0.00403 | MV
NA2XS2Y 1x150 RM/25 12/20 kV | 250 | 0.206 | 0.116 | 0.319 | cs | 150 | 0.00403 | MV
NA2XS2Y 1x120 RM/25 12/20 kV | 230 | 0.253 | 0.119 | 0.283 | cs | 120 | 0.00403 | MV
NA2XS2Y 1x70 RM/25 12/20 kV | 190 | 0.443 | 0.132 | 0.22 | cs | 70 | 0.00403 | MV
NA2XS2Y 1x150 RM/25 6/10 kV | 360 | 0.206 | 0.11 | 0.315 | cs | 150 | 0.00403 | MV
NA2XS2Y 1x120 RM/25 6/10 kV | 340 | 0.253 | 0.113 | 0.28 | cs | 120 | 0.00403 | MV
NA2XS2Y 1x70 RM/25 6/10 kV | 280 | 0.443 | 0.123 | 0.217 | cs | 70 | 0.00403 | MV
N2XS(FL)2Y 1x120 RM/35 64/110 kV | 112 | 0.153 | 0.166 | 0.366 | cs | 120 | 0.00393 | HV
N2XS(FL)2Y 1x185 RM/35 64/110 kV | 125 | 0.099 | 0.156 | 0.457 | cs | 185 | 0.00393 | HV
N2XS(FL)2Y 1x240 RM/35 64/110 kV | 135 | 0.075 | 0.149 | 0.526 | cs | 240 | 0.00393 | HV
N2XS(FL)2Y 1x300 RM/35 64/110 kV | 144 | 0.06 | 0.144 | 0.588 | cs | 300 | 0.00393 | HV
15-AL1/3-ST1A 0.4 | 11 | 1.8769 | 0.35 | 0.105 | ol | 16 | 0.00403 | LV
24-AL1/4-ST1A 0.4 | 11.25 | 1.2012 | 0.335 | 0.14 | ol | 24 | 0.00403 | LV
48-AL1/8-ST1A 0.4 | 12.2 | 0.5939 | 0.3 | 0.21 | ol | 48 | 0.00403 | LV
94-AL1/15-ST1A 0.4 | 13.2 | 0.306 | 0.29 | 0.35 | ol | 94 | 0.00403 | LV
34-AL1/6-ST1A 10.0 | 9.7 | 0.8342 | 0.36 | 0.17 | ol | 34 | 0.00403 | MV
48-AL1/8-ST1A 10.0 | 10.1 | 0.5939 | 0.35 | 0.21 | ol | 48 | 0.00403 | MV
70-AL1/11-ST1A 10.0 | 10.4 | 0.4132 | 0.339 | 0.29 | ol | 70 | 0.00403 | MV
94-AL1/15-ST1A 10.0 | 10.75 | 0.306 | 0.33 | 0.35 | ol | 94 | 0.00403 | MV
122-AL1/20-ST1A 10.0 | 11.1 | 0.2376 | 0.323 | 0.41 | ol | 122 | 0.00403 | MV
149-AL1/24-ST1A 10.0 | 11.25 | 0.194 | 0.315 | 0.47 | ol | 149 | 0.00403 | MV
34-AL1/6-ST1A 20.0 | 9.15 | 0.8342 | 0.382 | 0.17 | ol | 34 | 0.00403 | MV
48-AL1/8-ST1A 20.0 | 9.5 | 0.5939 | 0.372 | 0.21 | ol | 48 | 0.00403 | MV
70-AL1/11-ST1A 20.0 | 9.7 | 0.4132 | 0.36 | 0.29 | ol | 70 | 0.00403 | MV
94-AL1/15-ST1A 20.0 | 10 | 0.306 | 0.35 | 0.35 | ol | 94 | 0.00403 | MV
122-AL1/20-ST1A 20.0 | 10.3 | 0.2376 | 0.344 | 0.41 | ol | 122 | 0.00403 | MV
149-AL1/24-ST1A 20.0 | 10.5 | 0.194 | 0.337 | 0.47 | ol | 149 | 0.00403 | MV
184-AL1/30-ST1A 20.0 | 10.75 | 0.1571 | 0.33 | 0.535 | ol | 184 | 0.00403 | MV
243-AL1/39-ST1A 20.0 | 11 | 0.1188 | 0.32 | 0.645 | ol | 243 | 0.00403 | MV
48-AL1/8-ST1A 110.0 | 8 | 0.5939 | 0.46 | 0.21 | ol | 48 | 0.00403 | HV
70-AL1/11-ST1A 110.0 | 8.4 | 0.4132 | 0.45 | 0.29 | ol | 70 | 0.00403 | HV
94-AL1/15-ST1A 110.0 | 8.65 | 0.306 | 0.44 | 0.35 | ol | 94 | 0.00403 | HV
122-AL1/20-ST1A 110.0 | 8.5 | 0.2376 | 0.43 | 0.41 | ol | 122 | 0.00403 | HV
149-AL1/24-ST1A 110.0 | 8.75 | 0.194 | 0.41 | 0.47 | ol | 149 | 0.00403 | HV
184-AL1/30-ST1A 110.0 | 8.8 | 0.1571 | 0.4 | 0.535 | ol | 184 | 0.00403 | HV
243-AL1/39-ST1A 110.0 | 9 | 0.1188 | 0.39 | 0.645 | ol | 243 | 0.00403 | HV
305-AL1/39-ST1A 110.0 | 9.2 | 0.0949 | 0.38 | 0.74 | ol | 305 | 0.00403 | HV
490-AL1/64-ST1A 110.0 | 9.75 | 0.059 | 0.37 | 0.96 | ol | 490 | 0.00403 | HV
679-AL1/86-ST1A 110.0 | 9.95 | 0.042 | 0.36 | 1.15 | ol | 679 | 0.00403 | HV
490-AL1/64-ST1A 220.0 | 10 | 0.059 | 0.285 | 0.96 | ol | 490 | 0.00403 | HV
679-AL1/86-ST1A 220.0 | 11.7 | 0.042 | 0.275 | 1.15 | ol | 679 | 0.00403 | HV
490-AL1/64-ST1A 380.0 | 11 | 0.059 | 0.253 | 0.96 | ol | 490 | 0.00403 | HV
679-AL1/86-ST1A 380.0 | 14.6 | 0.042 | 0.25 | 1.15 | ol | 679 | 0.00403 | HV

## trafo_std_types
| i0_percent | pfe_kw | vkr_percent | sn_mva | vn_lv_kv | vn_hv_kv | vk_percent | shift_degree | vector_group | tap_side | tap_neutral | tap_min | tap_max | tap_step_degree | tap_step_percent | tap_phase_shifter
160 MVA 380/110 kV | 0.06 | 60 | 0.25 | 160 | 110 | 380 | 12.2 | 0 | Yy0 | hv | 0 | -9 | 9 | 0 | 1.5 | FALSE
100 MVA 220/110 kV | 0.06 | 55 | 0.26 | 100 | 110 | 220 | 12 | 0 | Yy0 | hv | 0 | -9 | 9 | 0 | 1.5 | FALSE
63 MVA 110/20 kV | 0.04 | 22 | 0.32 | 63 | 20 | 110 | 18 | 150 | YNd5 | hv | 0 | -9 | 9 | 0 | 1.5 | FALSE
40 MVA 110/20 kV | 0.05 | 18 | 0.34 | 40 | 20 | 110 | 16.2 | 150 | YNd5 | hv | 0 | -9 | 9 | 0 | 1.5 | FALSE
25 MVA 110/20 kV | 0.07 | 14 | 0.41 | 25 | 20 | 110 | 12 | 150 | YNd5 | hv | 0 | -9 | 9 | 0 | 1.5 | FALSE
63 MVA 110/10 kV | 0.04 | 22 | 0.32 | 63 | 10 | 110 | 18 | 150 | YNd5 | hv | 0 | -9 | 9 | 0 | 1.5 | FALSE
40 MVA 110/10 kV | 0.05 | 18 | 0.34 | 40 | 10 | 110 | 16.2 | 150 | YNd5 | hv | 0 | -9 | 9 | 0 | 1.5 | FALSE
25 MVA 110/10 kV | 0.07 | 14 | 0.41 | 25 | 10 | 110 | 12 | 150 | YNd5 | hv | 0 | -9 | 9 | 0 | 1.5 | FALSE
0.25 MVA 20/0.4 kV | 0.32 | 0.8 | 1.44 | 0.25 | 0.4 | 20 | 6 | 150 | Yzn5 | hv | 0 | -2 | 2 | 0 | 2.5 | FALSE
0.4 MVA 20/0.4 kV | 0.3375 | 1.35 | 1.425 | 0.4 | 0.4 | 20 | 6 | 150 | Dyn5 | hv | 0 | -2 | 2 | 0 | 2.5 | FALSE
0.63 MVA 20/0.4 kV | 0.2619 | 1.65 | 1.206 | 0.63 | 0.4 | 20 | 6 | 150 | Dyn5 | hv | 0 | -2 | 2 | 0 | 2.5 | FALSE
0.25 MVA 10/0.4 kV | 0.24 | 0.6 | 1.2 | 0.25 | 0.4 | 10 | 4 | 150 | Dyn5 | hv | 0 | -2 | 2 | 0 | 2.5 | FALSE
0.4 MVA 10/0.4 kV | 0.2375 | 0.95 | 1.325 | 0.4 | 0.4 | 10 | 4 | 150 | Dyn5 | hv | 0 | -2 | 2 | 0 | 2.5 | FALSE
0.63 MVA 10/0.4 kV | 0.1873 | 1.18 | 1.0794 | 0.63 | 0.4 | 10 | 4 | 150 | Dyn5 | hv | 0 | -2 | 2 | 0 | 2.5 | FALSE

## trafo3w_std_types
| sn_hv_mva | sn_mv_mva | sn_lv_mva | vn_hv_kv | vn_mv_kv | vn_lv_kv | vk_hv_percent | vk_mv_percent | vk_lv_percent | vkr_hv_percent | vkr_mv_percent | vkr_lv_percent | pfe_kw | i0_percent | shift_mv_degree | shift_lv_degree | vector_group | tap_side | tap_neutral | tap_min | tap_max | tap_step_percent
63/25/38 MVA 110/20/10 kV | 63 | 25 | 38 | 110 | 20 | 10 | 10.4 | 10.4 | 10.4 | 0.28 | 0.32 | 0.35 | 35 | 0.89 | 0 | 0 | YN0yn0yn0 | hv | 0 | -10 | 10 | 1.2
63/25/38 MVA 110/10/10 kV | 63 | 25 | 38 | 110 | 10 | 10 | 10.4 | 10.4 | 10.4 | 0.28 | 0.32 | 0.35 | 35 | 0.89 | 0 | 0 | YN0yn0yn0 | hv | 0 | -10 | 10 | 1.2

## fuse_std_types
| fuse_type | i_rated_a | t_avg | t_min | t_total | x_avg | x_min | x_total
HV 100A | HV 100A | 100 | 0 | [10.0, 3.64, 0.854, 0.281, 0.1, 0.0531, 0.022, 0.01] | [10.0, 4.267, 1.21, 0.403, 0.1, 0.058, 0.022, 0.01] | 0 | [300.0, 350.0, 450.0, 550.0, 700.0, 850.0, 1200.0, 1752.0] | [600.0, 700.0, 900.0, 1150.0, 1665.0, 2000.0, 3000.0, 4313.0]
HV 10A | HV 10A | 10 | 0 | [10.0, 1675.0, 0.344, 0.156, 0.1, 0.0417, 0.0171, 0.01] | [10.0, 1.3, 0.3, 0.155, 0.1, 0.0555, 0.023, 0.01] | 0 | [30.0, 32.0, 35.0, 37.0, 39.0, 50.0, 70.0, 88.0] | [60.0, 70.0, 80.0, 87.0, 94.0, 110.0, 150.0, 216.0]
HV 125A | HV 125A | 125 | 0 | [10.0, 1.82, 0.344, 0.1, 0.0467, 0.0269, 0.01] | [10.0, 2.478, 0.426, 0.1, 0.0427, 0.0211, 0.01] | 0 | [375.0, 500.0, 700.0, 925.0, 1200.0, 1500.0, 2341.0] | [750.0, 1000.0, 1500.0, 2200.0, 3000.0, 4000.0, 5765.0]
HV 160A | HV 160A | 160 | 0 | [10.0, 4.15, 1.03, 0.198, 0.1, 0.051, 0.0172, 0.01] | [10.0, 2.3, 0.734, 0.274, 0.1, 0.046, 0.0177, 0.01] | 0 | [480.0, 550.0, 700.0, 1000.0, 1260.0, 1600.0, 2500.0, 3227.0] | [960.0, 1300.0, 1700.0, 2200.0, 2996.0, 4000.0, 6000.0, 7946.0]
HV 16A | HV 16A | 16 | 0 | [10.0, 0.352, 0.164, 0.1, 0.0649, 0.0342, 0.01] | [10.0, 2.34, 0.722, 0.181, 0.1, 0.055, 0.0296, 0.01] | 0 | [48.0, 60.0, 65.0, 71.0, 80.0, 100.0, 162.0] | [96.0, 110.0, 125.0, 150.0, 168.0, 200.0, 250.0, 398.0]
HV 200A | HV 200A | 200 | 0 | [10.0, 4.267, 1.21, 0.403, 0.1, 0.058, 0.022, 0.01] | [10.0, 3.73, 1.654, 0.328, 0.1, 0.0531, 0.019, 0.01] | 0 | [600.0, 700.0, 900.0, 1150.0, 1665.0, 2000.0, 3000.0, 4313.0] | [1200.0, 1500.0, 1800.0, 2700.0, 3960.0, 5000.0, 7500.0, 10620.0]
HV 20A | HV 20A | 20 | 0 | [10.0, 1.3, 0.3, 0.155, 0.1, 0.0555, 0.023, 0.01] | [10.0, 1.3, 0.161, 0.1, 0.0611, 0.0399, 0.0141, 0.01] | 0 | [60.0, 70.0, 80.0, 87.0, 94.0, 110.0, 150.0, 216.0] | [120.0, 150.0, 200.0, 223.0, 260.0, 300.0, 450.0, 532.0]
HV 25A | HV 25A | 25 | 0 | [10.0, 2.512, 0.833, 0.299, 0.1, 0.0372, 0.0223, 0.01] | [10.0, 3.125, 0.597, 0.198, 0.1, 0.0378, 0.022, 0.01] | 0 | [75.0, 82.0, 90.0, 100.0, 124.0, 170.0, 200.0, 289.0] | [150.0, 170.0, 210.0, 250.0, 294.0, 400.0, 500.0, 711.0]
HV 31.5A | HV 31.5A | 31.5 | 0 | [10.0, 2.34, 0.722, 0.181, 0.1, 0.055, 0.0296, 0.01] | [10.0, 2.84, 0.368, 0.164, 0.1, 0.0621, 0.0378, 0.0195, 0.01] | 0 | [95.0, 110.0, 125.0, 150.0, 165.0, 200.0, 250.0, 390.0] | [189.0, 220.0, 300.0, 350.0, 393.0, 450.0, 530.0, 700.0, 960.0]
HV 40A | HV 40A | 40 | 0 | [10.0, 1.3, 0.161, 0.1, 0.0611, 0.0399, 0.0141, 0.01] | [10.0, 2.05, 0.369, 0.198, 0.1, 0.051, 0.0298, 0.01] | 0 | [120.0, 150.0, 200.0, 223.0, 260.0, 300.0, 450.0, 532.0] | [240.0, 300.0, 400.0, 450.0, 530.0, 650.0, 800.0, 1311.0]
HV 50A | HV 50A | 50 | 0 | [10.0, 3.215, 0.597, 0.198, 0.1, 0.0378, 0.022, 0.01] | [10.0, 3.64, 0.854, 0.281, 0.1, 0.0531, 0.022, 0.01] | 0 | [150.0, 170.0, 210.0, 250.0, 294.0, 400.0, 500.0, 711.0] | [300.0, 350.0, 450.0, 550.0, 700.0, 850.0, 1200.0, 1752.0]
HV 6.3A | HV 6.3A | 6.3 | 0 | [10.0, 1.39, 0.344, 0.168, 0.1, 0.056, 0.0263, 0.01] | [10.0, 1.711, 0.516, 0.198, 0.1, 0.0634, 0.0303, 0.01] | 0 | [19.0, 19.5, 20.4, 20.8, 22.0, 25.0, 32.0, 48.0] | [38.0, 40.0, 43.0, 48.0, 53.0, 60.0, 75.0, 118.0]
HV 63A | HV 63A | 63 | 0 | [10.0, 2.84, 0.368, 0.164, 0.1, 0.0621, 0.0378, 0.0195, 0.01] | [10.0, 1.82, 0.344, 0.1, 0.0467, 0.0269, 0.01] | 0 | [189.0, 220.0, 300.0, 350.0, 393.0, 450.0, 530.0, 700.0, 961.0] | [378.0, 500.0, 700.0, 934.0, 1200.0, 1500.0, 2366.0]
HV 80A | HV 80A | 80 | 0 | [10.0, 2.05, 0.369, 0.198, 0.1, 0.051, 0.0298, 0.01] | [10.0, 4.15, 1.03, 0.198, 0.1, 0.051, 0.0172, 0.01] | 0 | [240.0, 300.0, 400.0, 450.0, 530.0, 650.0, 800.0, 1311.0] | [480.0, 550.0, 700.0, 1000.0, 1260.0, 1600.0, 2500.0, 3227.0]
Siemens NH-1-100 | Siemens NH-1-100 | 100 | [5400.0, 2000.0, 400.0, 20.0, 1.0, 0.2, 0.012, 0.004] | 0 | 0 | [150.0, 190.0, 250.0, 430.0, 900.0, 1250.0, 2700.0, 3600.0] | 0 | 0
Siemens NH-1-125 | Siemens NH-1-125 | 125 | [4800.0, 120.0, 7.0, 0.1, 0.004] | 0 | 0 | [180.0, 400.0, 740.0, 2000.0, 4250.0] | 0 | 0
Siemens NH-1-16 | Siemens NH-1-16 | 16 | [4000.0, 400.0, 2.0, 0.1, 0.04, 0.01] | 0 | 0 | [26.0, 35.0, 75.0, 150.0, 200.0, 300.0] | 0 | 0
Siemens NH-1-160 | Siemens NH-1-160 | 160 | [4800.0, 120.0, 7.0, 0.1, 0.004] | 0 | 0 | [210.0, 500.0, 900.0, 2300.0, 5000.0] | 0 | 0
Siemens NH-1-25 | Siemens NH-1-25 | 25 | [4000.0, 1000.0, 10.0, 0.2, 0.02, 0.01] | 0 | 0 | [40.0, 50.0, 100.0, 210.0, 400.0, 500.0] | 0 | 0
Siemens NH-1-50 | Siemens NH-1-50 | 50 | [4000.0, 40.0, 4.0, 1.0, 0.02, 0.01] | 0 | 0 | [86.0, 200.0, 300.0, 400.0, 1000.0, 1280.0] | 0 | 0
Siemens NH-1-63 | Siemens NH-1-63 | 63 | [4000.0, 100.0, 10.0, 2.0, 0.04, 0.01] | 0 | 0 | [100.0, 200.0, 300.0, 400.0, 1000.0, 1500.0] | 0 | 0
Siemens NH-1-80 | Siemens NH-1-80 | 80 | [4800.0, 120.0, 7.0, 0.1, 0.01] | 0 | 0 | [150.58, 250.0, 450.0, 1150.0, 2470.0] | 0 | 0
Siemens NH-2-1000 | Siemens NH-2-1000 | 1000 | [4800.0, 120.0, 7.0, 0.1, 0.004] | 0 | 0 | [1900.0, 3500.0, 8400.0, 24000.0, 52000.0] | 0 | 0
Siemens NH-2-200 | Siemens NH-2-200 | 200 | [4800.0, 120.0, 7.0, 0.1, 0.004] | 0 | 0 | [280.0, 650.0, 1200.0, 3000.0, 7000.0] | 0 | 0
Siemens NH-2-224 | Siemens NH-2-224 | 224 | [4800.0, 120.0, 7.0, 0.2, 0.04, 0.004] | 0 | 0 | [400.0, 750.0, 1453.0, 3025.0, 4315.0, 7600.0] | 0 | 0
Siemens NH-2-250 | Siemens NH-2-250 | 250 | [4800.0, 120.0, 7.0, 0.1, 0.004] | 0 | 0 | [450.0, 800.0, 1650.0, 4000.0, 8500.0] | 0 | 0
Siemens NH-2-315 | Siemens NH-2-315 | 315 | [4800.0, 120.0, 7.0, 0.1, 0.004] | 0 | 0 | [550.0, 920.0, 1900.0, 5000.0, 11000.0] | 0 | 0
Siemens NH-2-355 | Siemens NH-2-355 | 355 | [4800.0, 120.0, 6.0, 0.1, 0.004] | 0 | 0 | [650.0, 1116.27, 2350.0, 5840.0, 12790.0] | 0 | 0
Siemens NH-2-400 | Siemens NH-2-400 | 400 | [4800.0, 120.0, 7.0, 0.1, 0.004] | 0 | 0 | [720.0, 1350.0, 2800.0, 6500.0, 15000.0] | 0 | 0
Siemens NH-2-425 | Siemens NH-2-425 | 425 | [4800.0, 120.0, 7.0, 0.1, 0.004] | 0 | 0 | [850.0, 1500.0, 3050.0, 7500.0, 16500.0] | 0 | 0
Siemens NH-2-630 | Siemens NH-2-630 | 630 | [4800.0, 120.0, 7.0, 0.1, 0.004] | 0 | 0 | [1200.0, 2000.0, 4800.0, 12000.0, 26000.0] | 0 | 0

## dtypes
| element | column | dtype
0 | bus | name | object
1 | bus | vn_kv | float64
2 | bus | type | object
3 | bus | zone | object
4 | bus | in_service | bool
5 | load | name | object
6 | load | bus | uint32
7 | load | p_mw | float64
8 | load | q_mvar | float64
9 | load | const_z_percent | float64
10 | load | const_i_percent | float64
11 | load | sn_mva | float64
12 | load | scaling | float64
13 | load | in_service | bool
14 | load | type | object
15 | ext_grid | name | object
16 | ext_grid | bus | uint32
17 | ext_grid | vm_pu | float64
18 | ext_grid | va_degree | float64
19 | ext_grid | slack_weight | float64
20 | ext_grid | in_service | bool
21 | line | name | object
22 | line | std_type | object
23 | line | from_bus | uint32
24 | line | to_bus | uint32
25 | line | length_km | float64
26 | line | r_ohm_per_km | float64
27 | line | x_ohm_per_km | float64
28 | line | c_nf_per_km | float64
29 | line | g_us_per_km | float64
30 | line | max_i_ka | float64
31 | line | df | float64
32 | line | parallel | uint32
33 | line | type | object
34 | line | in_service | bool
35 | trafo | name | object
36 | trafo | std_type | object
37 | trafo | hv_bus | uint32
38 | trafo | lv_bus | uint32
39 | trafo | sn_mva | float64
40 | trafo | vn_hv_kv | float64
41 | trafo | vn_lv_kv | float64
42 | trafo | vk_percent | float64
43 | trafo | vkr_percent | float64
44 | trafo | pfe_kw | float64
45 | trafo | i0_percent | float64
46 | trafo | shift_degree | float64
47 | trafo | tap_side | object
48 | trafo | tap_neutral | int32
49 | trafo | tap_min | int32
50 | trafo | tap_max | int32
51 | trafo | tap_step_percent | float64
52 | trafo | tap_step_degree | float64
53 | trafo | tap_pos | int32
54 | trafo | tap_phase_shifter | bool
55 | trafo | parallel | uint32
56 | trafo | df | float64
57 | trafo | in_service | bool
58 | line_geodata | coords | object
59 | bus_geodata | x | float64
60 | bus_geodata | y | float64
61 | bus_geodata | coords | object

## parameters
| version | format_version | converged | OPF_converged | name | f_hz | sn_mva
0 | 2.14.6 | 2.14.0 | FALSE | FALSE |  | 50 | 1