## bus
| name | vn_kv | type | zone | in_service
0 | bus_LV_3297-9_0_4_node_0 | 0.4 | n |  | TRUE
1 | bus_LV_3297-9_0_4_node_1 | 0.4 | n |  | TRUE
2 | bus_LV_3297-9_0_4_node_2 | 0.4 | n |  | TRUE
3 | bus_LV_3297-9_0_4_node_3 | 0.4 | n |  | TRUE
4 | bus_LV_3297-9_0_4_node_168 | 0.4 | n |  | TRUE
5 | bus_LV_3297-9_0_4_node_4 | 0.4 | n |  | TRUE
6 | bus_LV_3297-9_0_4_node_154 | 0.4 | n |  | TRUE
7 | bus_LV_3297-9_0_4_node_153 | 0.4 | n |  | TRUE
8 | bus_LV_3297-9_0_4_node_37 | 0.4 | n |  | TRUE
9 | bus_LV_3297-9_0_4_node_166 | 0.4 | n |  | TRUE
10 | bus_LV_3297-9_0_4_node_167 | 0.4 | n |  | TRUE
11 | bus_LV_3297-9_0_4_node_156 | 0.4 | n |  | TRUE
12 | bus_LV_3297-9_0_4_node_160 | 0.4 | n |  | TRUE
13 | bus_LV_3297-9_0_4_node_152 | 0.4 | n |  | TRUE
14 | bus_LV_3297-9_0_4_node_162 | 0.4 | n |  | TRUE
15 | bus_LV_3297-9_0_4_node_161 | 0.4 | n |  | TRUE
16 | bus_LV_3297-9_0_4_node_5 | 0.4 | n |  | TRUE
17 | bus_LV_3297-9_0_4_node_6 | 0.4 | n |  | TRUE
18 | bus_LV_3297-9_0_4_node_7 | 0.4 | n |  | TRUE
19 | bus_LV_3297-9_0_4_node_8 | 0.4 | n |  | TRUE
20 | bus_LV_3297-9_0_4_node_9 | 0.4 | n |  | TRUE
21 | bus_LV_3297-9_0_4_node_16 | 0.4 | n |  | TRUE
22 | bus_LV_3297-9_0_4_node_17 | 0.4 | n |  | TRUE
23 | bus_LV_3297-9_0_4_node_11 | 0.4 | n |  | TRUE
24 | bus_LV_3297-9_0_4_node_170 | 0.4 | n |  | TRUE
25 | bus_LV_3297-9_0_4_node_13 | 0.4 | n |  | TRUE
26 | bus_LV_3297-9_0_4_node_10 | 0.4 | n |  | TRUE
27 | bus_LV_3297-9_0_4_node_12 | 0.4 | n |  | TRUE
28 | bus_LV_3297-9_0_4_node_14 | 0.4 | n |  | TRUE
29 | bus_LV_3297-9_0_4_node_15 | 0.4 | n |  | TRUE
30 | bus_LV_3297-9_0_4_node_22 | 0.4 | n |  | TRUE
31 | bus_LV_3297-9_0_4_node_66 | 0.4 | n |  | TRUE
32 | bus_LV_3297-9_0_4_node_67 | 0.4 | n |  | TRUE
33 | bus_LV_3297-9_0_4_node_44 | 0.4 | n |  | TRUE
34 | bus_LV_3297-9_0_4_node_32 | 0.4 | n |  | TRUE
35 | bus_LV_3297-9_0_4_node_92 | 0.4 | n |  | TRUE
36 | bus_LV_3297-9_0_4_node_164 | 0.4 | n |  | TRUE
37 | bus_LV_3297-9_0_4_node_43 | 0.4 | n |  | TRUE
38 | bus_LV_3297-9_0_4_node_30 | 0.4 | n |  | TRUE
39 | bus_LV_3297-9_0_4_node_18 | 0.4 | n |  | TRUE
40 | bus_LV_3297-9_0_4_node_19 | 0.4 | n |  | TRUE
41 | bus_LV_3297-9_0_4_node_21 | 0.4 | n |  | TRUE
42 | bus_LV_3297-9_0_4_node_27 | 0.4 | n |  | TRUE
43 | bus_LV_3297-9_0_4_node_25 | 0.4 | n |  | TRUE
44 | bus_LV_3297-9_0_4_node_23 | 0.4 | n |  | TRUE
45 | bus_LV_3297-9_0_4_node_24 | 0.4 | n |  | TRUE
46 | bus_LV_3297-9_0_4_node_26 | 0.4 | n |  | TRUE
47 | bus_LV_3297-9_0_4_node_28 | 0.4 | n |  | TRUE
48 | bus_LV_3297-9_0_4_node_29 | 0.4 | n |  | TRUE
49 | bus_LV_3297-9_0_4_node_34 | 0.4 | n |  | TRUE
50 | bus_LV_3297-9_0_4_node_35 | 0.4 | n |  | TRUE
51 | bus_LV_3297-9_0_4_node_36 | 0.4 | n |  | TRUE
52 | bus_LV_3297-9_0_4_node_31 | 0.4 | n |  | TRUE
53 | bus_LV_3297-9_0_4_node_33 | 0.4 | n |  | TRUE
54 | bus_LV_3297-9_0_4_node_80 | 0.4 | n |  | TRUE
55 | bus_LV_3297-9_0_4_node_56 | 0.4 | n |  | TRUE
56 | bus_LV_3297-9_0_4_node_83 | 0.4 | n |  | TRUE
57 | bus_LV_3297-9_0_4_node_60 | 0.4 | n |  | TRUE
58 | bus_LV_3297-9_0_4_node_88 | 0.4 | n |  | TRUE
59 | bus_LV_3297-9_0_4_node_85 | 0.4 | n |  | TRUE
60 | bus_LV_3297-9_0_4_node_163 | 0.4 | n |  | TRUE
61 | bus_LV_3297-9_0_4_node_50 | 0.4 | n |  | TRUE
62 | bus_LV_3297-9_0_4_node_87 | 0.4 | n |  | TRUE
63 | bus_LV_3297-9_0_4_node_138 | 0.4 | n |  | TRUE
64 | bus_LV_3297-9_0_4_node_171 | 0.4 | n |  | TRUE
65 | bus_LV_3297-9_0_4_node_172 | 0.4 | n |  | TRUE
66 | bus_LV_3297-9_0_4_node_86 | 0.4 | n |  | TRUE
67 | bus_LV_3297-9_0_4_node_38 | 0.4 | n |  | TRUE
68 | bus_LV_3297-9_0_4_node_39 | 0.4 | n |  | TRUE
69 | bus_LV_3297-9_0_4_node_40 | 0.4 | n |  | TRUE
70 | bus_LV_3297-9_0_4_node_41 | 0.4 | n |  | TRUE
71 | bus_LV_3297-9_0_4_node_42 | 0.4 | n |  | TRUE
72 | bus_LV_3297-9_0_4_node_52 | 0.4 | n |  | TRUE
73 | bus_LV_3297-9_0_4_node_68 | 0.4 | n |  | TRUE
74 | bus_LV_3297-9_0_4_node_53 | 0.4 | n |  | TRUE
75 | bus_LV_3297-9_0_4_node_69 | 0.4 | n |  | TRUE
76 | bus_LV_3297-9_0_4_node_45 | 0.4 | n |  | TRUE
77 | bus_LV_3297-9_0_4_node_46 | 0.4 | n |  | TRUE
78 | bus_LV_3297-9_0_4_node_47 | 0.4 | n |  | TRUE
79 | bus_LV_3297-9_0_4_node_48 | 0.4 | n |  | TRUE
80 | bus_LV_3297-9_0_4_node_49 | 0.4 | n |  | TRUE
81 | bus_LV_3297-9_0_4_node_51 | 0.4 | n |  | TRUE
82 | bus_LV_3297-9_0_4_node_57 | 0.4 | n |  | TRUE
83 | bus_LV_3297-9_0_4_node_58 | 0.4 | n |  | TRUE
84 | bus_LV_3297-9_0_4_node_70 | 0.4 | n |  | TRUE
85 | bus_LV_3297-9_0_4_node_71 | 0.4 | n |  | TRUE
86 | bus_LV_3297-9_0_4_node_89 | 0.4 | n |  | TRUE
87 | bus_LV_3297-9_0_4_node_54 | 0.4 | n |  | TRUE
88 | bus_LV_3297-9_0_4_node_119 | 0.4 | n |  | TRUE
89 | bus_LV_3297-9_0_4_node_121 | 0.4 | n |  | TRUE
90 | bus_LV_3297-9_0_4_node_117 | 0.4 | n |  | TRUE
91 | bus_LV_3297-9_0_4_node_59 | 0.4 | n |  | TRUE
92 | bus_LV_3297-9_0_4_node_61 | 0.4 | n |  | TRUE
93 | bus_LV_3297-9_0_4_node_62 | 0.4 | n |  | TRUE
94 | bus_LV_3297-9_0_4_node_63 | 0.4 | n |  | TRUE
95 | bus_LV_3297-9_0_4_node_64 | 0.4 | n |  | TRUE
96 | bus_LV_3297-9_0_4_node_65 | 0.4 | n |  | TRUE
97 | bus_LV_3297-9_0_4_node_79 | 0.4 | n |  | TRUE
98 | bus_LV_3297-9_0_4_node_76 | 0.4 | n |  | TRUE
99 | bus_LV_3297-9_0_4_node_84 | 0.4 | n |  | TRUE
100 | bus_LV_3297-9_0_4_node_82 | 0.4 | n |  | TRUE
101 | bus_LV_3297-9_0_4_node_77 | 0.4 | n |  | TRUE
102 | bus_LV_3297-9_0_4_node_165 | 0.4 | n |  | TRUE
103 | bus_LV_3297-9_0_4_node_90 | 0.4 | n |  | TRUE
104 | bus_LV_3297-9_0_4_node_91 | 0.4 | n |  | TRUE
105 | bus_LV_3297-9_0_4_node_72 | 0.4 | n |  | TRUE
106 | bus_LV_3297-9_0_4_node_73 | 0.4 | n |  | TRUE
107 | bus_LV_3297-9_0_4_node_74 | 0.4 | n |  | TRUE
108 | bus_LV_3297-9_0_4_node_75 | 0.4 | n |  | TRUE
109 | bus_LV_3297-9_0_4_node_118 | 0.4 | n |  | TRUE
110 | bus_LV_3297-9_0_4_node_81 | 0.4 | n |  | TRUE
111 | bus_LV_3297-9_0_4_node_120 | 0.4 | n |  | TRUE
112 | bus_LV_3297-9_0_4_node_78 | 0.4 | n |  | TRUE
113 | bus_LV_3297-9_0_4_node_93 | 0.4 | n |  | TRUE
114 | bus_LV_3297-9_0_4_node_94 | 0.4 | n |  | TRUE
115 | bus_LV_3297-9_0_4_node_95 | 0.4 | n |  | TRUE
116 | bus_LV_3297-9_0_4_node_96 | 0.4 | n |  | TRUE
117 | bus_LV_3297-9_0_4_node_125 | 0.4 | n |  | TRUE
118 | bus_LV_3297-9_0_4_node_97 | 0.4 | n |  | TRUE
119 | bus_LV_3297-9_0_4_node_122 | 0.4 | n |  | TRUE
120 | bus_LV_3297-9_0_4_node_123 | 0.4 | n |  | TRUE
121 | bus_LV_3297-9_0_4_node_124 | 0.4 | n |  | TRUE
122 | bus_LV_3297-9_0_4_node_126 | 0.4 | n |  | TRUE
123 | bus_LV_3297-9_0_4_node_131 | 0.4 | n |  | TRUE
124 | bus_LV_3297-9_0_4_node_127 | 0.4 | n |  | TRUE
125 | bus_LV_3297-9_0_4_node_128 | 0.4 | n |  | TRUE
126 | bus_LV_3297-9_0_4_node_129 | 0.4 | n |  | TRUE
127 | bus_LV_3297-9_0_4_node_130 | 0.4 | n |  | TRUE
128 | bus_LV_3297-9_0_4_node_173 | 0.4 | n |  | TRUE
129 | bus_LV_3297-9_0_4_node_137 | 0.4 | n |  | TRUE
130 | bus_LV_3297-9_0_4_node_132 | 0.4 | n |  | TRUE
131 | bus_LV_3297-9_0_4_node_133 | 0.4 | n |  | TRUE
132 | bus_LV_3297-9_0_4_node_145 | 0.4 | n |  | TRUE
133 | bus_LV_3297-9_0_4_node_148 | 0.4 | n |  | TRUE
134 | bus_LV_3297-9_0_4_node_158 | 0.4 | n |  | TRUE
135 | bus_LV_3297-9_0_4_node_143 | 0.4 | n |  | TRUE
136 | bus_LV_3297-9_0_4_node_98 | 0.4 | n |  | TRUE
137 | bus_LV_3297-9_0_4_node_99 | 0.4 | n |  | TRUE
138 | bus_LV_3297-9_0_4_node_100 | 0.4 | n |  | TRUE
139 | bus_LV_3297-9_0_4_node_101 | 0.4 | n |  | TRUE
140 | bus_LV_3297-9_0_4_node_102 | 0.4 | n |  | TRUE
141 | bus_LV_3297-9_0_4_node_103 | 0.4 | n |  | TRUE
142 | bus_LV_3297-9_0_4_node_134 | 0.4 | n |  | TRUE
143 | bus_LV_3297-9_0_4_node_135 | 0.4 | n |  | TRUE
144 | bus_LV_3297-9_0_4_node_136 | 0.4 | n |  | TRUE
145 | bus_LV_3297-9_0_4_node_115 | 0.4 | n |  | TRUE
146 | bus_LV_3297-9_0_4_node_113 | 0.4 | n |  | TRUE
147 | bus_LV_3297-9_0_4_node_104 | 0.4 | n |  | TRUE
148 | bus_LV_3297-9_0_4_node_105 | 0.4 | n |  | TRUE
149 | bus_LV_3297-9_0_4_node_106 | 0.4 | n |  | TRUE
150 | bus_LV_3297-9_0_4_node_107 | 0.4 | n |  | TRUE
151 | bus_LV_3297-9_0_4_node_114 | 0.4 | n |  | TRUE
152 | bus_LV_3297-9_0_4_node_116 | 0.4 | n |  | TRUE
153 | bus_LV_3297-9_0_4_node_108 | 0.4 | n |  | TRUE
154 | bus_LV_3297-9_0_4_node_109 | 0.4 | n |  | TRUE
155 | bus_LV_3297-9_0_4_node_110 | 0.4 | n |  | TRUE
156 | bus_LV_3297-9_0_4_node_111 | 0.4 | n |  | TRUE
157 | bus_LV_3297-9_0_4_node_112 | 0.4 | n |  | TRUE
158 | bus_LV_3297-9_0_4_node_140 | 0.4 | n |  | TRUE
159 | bus_LV_3297-9_0_4_node_141 | 0.4 | n |  | TRUE
160 | bus_LV_3297-9_0_4_node_151 | 0.4 | n |  | TRUE
161 | bus_LV_3297-9_0_4_node_142 | 0.4 | n |  | TRUE
162 | bus_LV_3297-9_0_4_node_144 | 0.4 | n |  | TRUE
163 | bus_LV_3297-9_0_4_node_150 | 0.4 | n |  | TRUE
164 | bus_LV_3297-9_0_4_node_146 | 0.4 | n |  | TRUE
165 | bus_LV_3297-9_0_4_node_157 | 0.4 | n |  | TRUE
166 | bus_LV_3297-9_0_4_node_147 | 0.4 | n |  | TRUE
167 | bus_LV_3297-9_0_4_node_149 | 0.4 | n |  | TRUE
168 | bus_LV_3297-9_0_4_node_155 | 0.4 | n |  | TRUE
169 | bus_MV_238_0_node_89 | 20 | n |  | TRUE

## load
| name | bus | p_mw | q_mvar | const_z_percent | const_i_percent | sn_mva | scaling | in_service | type
0 | LV_3297-9_0_4_load_0 | 0 | 0.00037173 | 9.3163e-05 | 0 | 0 |  | 1 | TRUE | wye
1 | LV_3297-9_0_4_load_3 | 3 | 0.00028317 | 7.0968e-05 | 0 | 0 |  | 1 | TRUE | wye
2 | LV_3297-9_0_4_load_168 | 4 | 0.0009457 | 0.00023701 | 0 | 0 |  | 1 | TRUE | wye
3 | LV_3297-9_0_4_load_4 | 5 | 0.00037222 | 9.3286e-05 | 0 | 0 |  | 1 | TRUE | wye
4 | LV_3297-9_0_4_load_154 | 6 | 0.00034783 | 8.7174e-05 | 0 | 0 |  | 1 | TRUE | wye
5 | LV_3297-9_0_4_load_37 | 8 | 0.0012327 | 0.00030896 | 0 | 0 |  | 1 | TRUE | wye
6 | LV_3297-9_0_4_load_166 | 9 | 0.00071017 | 0.00017798 | 0 | 0 |  | 1 | TRUE | wye
7 | LV_3297-9_0_4_load_167 | 10 | 0.00089552 | 0.00022444 | 0 | 0 |  | 1 | TRUE | wye
8 | LV_3297-9_0_4_load_156 | 11 | 0.00014755 | 3.6978e-05 | 0 | 0 |  | 1 | TRUE | wye
9 | LV_3297-9_0_4_load_160 | 12 | 0.0002499 | 6.263e-05 | 0 | 0 |  | 1 | TRUE | wye
10 | LV_3297-9_0_4_load_152 | 13 | 0.0002244 | 5.6241e-05 | 0 | 0 |  | 1 | TRUE | wye
11 | LV_3297-9_0_4_load_161 | 15 | 0.00052222 | 0.00013088 | 0 | 0 |  | 1 | TRUE | wye
12 | LV_3297-9_0_4_load_5 | 16 | 0.0001088 | 2.7268e-05 | 0 | 0 |  | 1 | TRUE | wye
13 | LV_3297-9_0_4_load_6 | 17 | 0.00010339 | 2.5913e-05 | 0 | 0 |  | 1 | TRUE | wye
14 | LV_3297-9_0_4_load_7 | 18 | 0.00012419 | 3.1126e-05 | 0 | 0 |  | 1 | TRUE | wye
15 | LV_3297-9_0_4_load_9 | 20 | 0.00067141 | 0.00016827 | 0 | 0 |  | 1 | TRUE | wye
16 | LV_3297-9_0_4_load_16 | 21 | 0.00011473 | 2.8754e-05 | 0 | 0 |  | 1 | TRUE | wye
17 | LV_3297-9_0_4_load_170 | 24 | 0.00021678 | 5.4331e-05 | 0 | 0 |  | 1 | TRUE | wye
18 | LV_3297-9_0_4_load_13 | 25 | 0.00039098 | 9.799e-05 | 0 | 0 |  | 1 | TRUE | wye
19 | LV_3297-9_0_4_load_10 | 26 | 0.00020062 | 5.0279e-05 | 0 | 0 |  | 1 | TRUE | wye
20 | LV_3297-9_0_4_load_15 | 29 | 0.00013361 | 3.3487e-05 | 0 | 0 |  | 1 | TRUE | wye
21 | LV_3297-9_0_4_load_22 | 30 | 0.00040259 | 0.0001009 | 0 | 0 |  | 1 | TRUE | wye
22 | LV_3297-9_0_4_load_66 | 31 | 0.00010862 | 2.7222e-05 | 0 | 0 |  | 1 | TRUE | wye
23 | LV_3297-9_0_4_load_67 | 32 | 0.00011682 | 2.9278e-05 | 0 | 0 |  | 1 | TRUE | wye
24 | LV_3297-9_0_4_load_44 | 33 | 0.00014682 | 3.6796e-05 | 0 | 0 |  | 1 | TRUE | wye
25 | LV_3297-9_0_4_load_32 | 34 | 0.00012423 | 3.1136e-05 | 0 | 0 |  | 1 | TRUE | wye
26 | LV_3297-9_0_4_load_92 | 35 | 0.00010644 | 2.6677e-05 | 0 | 0 |  | 1 | TRUE | wye
27 | LV_3297-9_0_4_load_164 | 36 | 0.00013697 | 3.4328e-05 | 0 | 0 |  | 1 | TRUE | wye
28 | LV_3297-9_0_4_load_43 | 37 | 0.00035663 | 8.9379e-05 | 0 | 0 |  | 1 | TRUE | wye
29 | LV_3297-9_0_4_load_30 | 38 | 0.00012564 | 3.1488e-05 | 0 | 0 |  | 1 | TRUE | wye
30 | LV_3297-9_0_4_load_18 | 39 | 0.00034103 | 8.5469e-05 | 0 | 0 |  | 1 | TRUE | wye
31 | LV_3297-9_0_4_load_19 | 40 | 0.00031432 | 7.8776e-05 | 0 | 0 |  | 1 | TRUE | wye
32 | LV_3297-9_0_4_load_21 | 41 | 0.00036277 | 9.0918e-05 | 0 | 0 |  | 1 | TRUE | wye
33 | LV_3297-9_0_4_load_27 | 42 | 0.00051609 | 0.00012934 | 0 | 0 |  | 1 | TRUE | wye
34 | LV_3297-9_0_4_load_25 | 43 | 0.0010552 | 0.00026446 | 0 | 0 |  | 1 | TRUE | wye
35 | LV_3297-9_0_4_load_23 | 44 | 0.00036896 | 9.2469e-05 | 0 | 0 |  | 1 | TRUE | wye
36 | LV_3297-9_0_4_load_24 | 45 | 0.00042802 | 0.00010727 | 0 | 0 |  | 1 | TRUE | wye
37 | LV_3297-9_0_4_load_28 | 47 | 0.0027612 | 0.00069203 | 0 | 0 |  | 1 | TRUE | wye
38 | LV_3297-9_0_4_load_29 | 48 | 0.0020291 | 0.00050854 | 0 | 0 |  | 1 | TRUE | wye
39 | LV_3297-9_0_4_load_31 | 52 | 0.00012153 | 3.0457e-05 | 0 | 0 |  | 1 | TRUE | wye
40 | LV_3297-9_0_4_load_33 | 53 | 0.00013793 | 3.4569e-05 | 0 | 0 |  | 1 | TRUE | wye
41 | LV_3297-9_0_4_load_80 | 54 | 0.00019558 | 4.9018e-05 | 0 | 0 |  | 1 | TRUE | wye
42 | LV_3297-9_0_4_load_56 | 55 | 0.00035884 | 8.9933e-05 | 0 | 0 |  | 1 | TRUE | wye
43 | LV_3297-9_0_4_load_83 | 56 | 0.0029915 | 0.00074975 | 0 | 0 |  | 1 | TRUE | wye
44 | LV_3297-9_0_4_load_60 | 57 | 0.0026085 | 0.00065376 | 0 | 0 |  | 1 | TRUE | wye
45 | LV_3297-9_0_4_load_85 | 59 | 0.001381 | 0.00034611 | 0 | 0 |  | 1 | TRUE | wye
46 | LV_3297-9_0_4_load_163 | 60 | 0.0032034 | 0.00080284 | 0 | 0 |  | 1 | TRUE | wye
47 | LV_3297-9_0_4_load_50 | 61 | 0.0010544 | 0.00026427 | 0 | 0 |  | 1 | TRUE | wye
48 | LV_3297-9_0_4_load_138 | 63 | 0.00095012 | 0.00023812 | 0 | 0 |  | 1 | TRUE | wye
49 | LV_3297-9_0_4_load_171 | 64 | 0.001417 | 0.00035513 | 0 | 0 |  | 1 | TRUE | wye
50 | LV_3297-9_0_4_load_172 | 65 | 0.0015388 | 0.00038566 | 0 | 0 |  | 1 | TRUE | wye
51 | LV_3297-9_0_4_load_86 | 66 | 0.0018351 | 0.00045992 | 0 | 0 |  | 1 | TRUE | wye
52 | LV_3297-9_0_4_load_38 | 67 | 0.00091629 | 0.00022964 | 0 | 0 |  | 1 | TRUE | wye
53 | LV_3297-9_0_4_load_39 | 68 | 0.00098706 | 0.00024738 | 0 | 0 |  | 1 | TRUE | wye
54 | LV_3297-9_0_4_load_40 | 69 | 0.00095194 | 0.00023858 | 0 | 0 |  | 1 | TRUE | wye
55 | LV_3297-9_0_4_load_41 | 70 | 0.00103 | 0.00025815 | 0 | 0 |  | 1 | TRUE | wye
56 | LV_3297-9_0_4_load_42 | 71 | 0.0012728 | 0.000319 | 0 | 0 |  | 1 | TRUE | wye
57 | LV_3297-9_0_4_load_52 | 72 | 0.0010727 | 0.00026885 | 0 | 0 |  | 1 | TRUE | wye
58 | LV_3297-9_0_4_load_68 | 73 | 0.00072882 | 0.00018266 | 0 | 0 |  | 1 | TRUE | wye
59 | LV_3297-9_0_4_load_69 | 75 | 0.0010487 | 0.00026284 | 0 | 0 |  | 1 | TRUE | wye
60 | LV_3297-9_0_4_load_46 | 77 | 0.00027618 | 6.9217e-05 | 0 | 0 |  | 1 | TRUE | wye
61 | LV_3297-9_0_4_load_47 | 78 | 0.0013551 | 0.00033963 | 0 | 0 |  | 1 | TRUE | wye
62 | LV_3297-9_0_4_load_48 | 79 | 0.0017376 | 0.0004355 | 0 | 0 |  | 1 | TRUE | wye
63 | LV_3297-9_0_4_load_49 | 80 | 0.0013787 | 0.00034553 | 0 | 0 |  | 1 | TRUE | wye
64 | LV_3297-9_0_4_load_51 | 81 | 0.001011 | 0.00025338 | 0 | 0 |  | 1 | TRUE | wye
65 | LV_3297-9_0_4_load_57 | 82 | 0.00094325 | 0.0002364 | 0 | 0 |  | 1 | TRUE | wye
66 | LV_3297-9_0_4_load_58 | 83 | 0.00099641 | 0.00024972 | 0 | 0 |  | 1 | TRUE | wye
67 | LV_3297-9_0_4_load_70 | 84 | 0.00049273 | 0.00012349 | 0 | 0 |  | 1 | TRUE | wye
68 | LV_3297-9_0_4_load_71 | 85 | 0.00012071 | 3.0252e-05 | 0 | 0 |  | 1 | TRUE | wye
69 | LV_3297-9_0_4_load_54 | 87 | 0.00029414 | 7.3717e-05 | 0 | 0 |  | 1 | TRUE | wye
70 | LV_3297-9_0_4_load_117 | 90 | 0.00023621 | 5.9201e-05 | 0 | 0 |  | 1 | TRUE | wye
71 | LV_3297-9_0_4_load_59 | 91 | 0.0010982 | 0.00027525 | 0 | 0 |  | 1 | TRUE | wye
72 | LV_3297-9_0_4_load_61 | 92 | 0.0012515 | 0.00031364 | 0 | 0 |  | 1 | TRUE | wye
73 | LV_3297-9_0_4_load_62 | 93 | 0.0016606 | 0.00041619 | 0 | 0 |  | 1 | TRUE | wye
74 | LV_3297-9_0_4_load_63 | 94 | 0.00099897 | 0.00025037 | 0 | 0 |  | 1 | TRUE | wye
75 | LV_3297-9_0_4_load_65 | 96 | 0.00097494 | 0.00024434 | 0 | 0 |  | 1 | TRUE | wye
76 | LV_3297-9_0_4_load_79 | 97 | 0.001613 | 0.00040426 | 0 | 0 |  | 1 | TRUE | wye
77 | LV_3297-9_0_4_load_76 | 98 | 0.00098558 | 0.00024701 | 0 | 0 |  | 1 | TRUE | wye
78 | LV_3297-9_0_4_load_84 | 99 | 0.002293 | 0.00057468 | 0 | 0 |  | 1 | TRUE | wye
79 | LV_3297-9_0_4_load_82 | 100 | 0.00021696 | 5.4377e-05 | 0 | 0 |  | 1 | TRUE | wye
80 | LV_3297-9_0_4_load_77 | 101 | 0.00021993 | 5.512e-05 | 0 | 0 |  | 1 | TRUE | wye
81 | LV_3297-9_0_4_load_165 | 102 | 0.00011822 | 2.9628e-05 | 0 | 0 |  | 1 | TRUE | wye
82 | LV_3297-9_0_4_load_90 | 103 | 0.0020887 | 0.00052348 | 0 | 0 |  | 1 | TRUE | wye
83 | LV_3297-9_0_4_load_91 | 104 | 0.0007209 | 0.00018067 | 0 | 0 |  | 1 | TRUE | wye
84 | LV_3297-9_0_4_load_72 | 105 | 0.00034586 | 8.6681e-05 | 0 | 0 |  | 1 | TRUE | wye
85 | LV_3297-9_0_4_load_73 | 106 | 0.00029594 | 7.4169e-05 | 0 | 0 |  | 1 | TRUE | wye
86 | LV_3297-9_0_4_load_75 | 108 | 0.00022615 | 5.6679e-05 | 0 | 0 |  | 1 | TRUE | wye
87 | LV_3297-9_0_4_load_81 | 110 | 0.0002116 | 5.3031e-05 | 0 | 0 |  | 1 | TRUE | wye
88 | LV_3297-9_0_4_load_120 | 111 | 0.00024287 | 6.0868e-05 | 0 | 0 |  | 1 | TRUE | wye
89 | LV_3297-9_0_4_load_78 | 112 | 0.00015678 | 3.9292e-05 | 0 | 0 |  | 1 | TRUE | wye
90 | LV_3297-9_0_4_load_93 | 113 | 0.00037954 | 9.5121e-05 | 0 | 0 |  | 1 | TRUE | wye
91 | LV_3297-9_0_4_load_94 | 114 | 0.00023703 | 5.9405e-05 | 0 | 0 |  | 1 | TRUE | wye
92 | LV_3297-9_0_4_load_95 | 115 | 0.0002586 | 6.4811e-05 | 0 | 0 |  | 1 | TRUE | wye
93 | LV_3297-9_0_4_load_125 | 117 | 0.00027428 | 6.8741e-05 | 0 | 0 |  | 1 | TRUE | wye
94 | LV_3297-9_0_4_load_97 | 118 | 0.00015435 | 3.8683e-05 | 0 | 0 |  | 1 | TRUE | wye
95 | LV_3297-9_0_4_load_122 | 119 | 0.00030221 | 7.5742e-05 | 0 | 0 |  | 1 | TRUE | wye
96 | LV_3297-9_0_4_load_124 | 121 | 0.00030477 | 7.6382e-05 | 0 | 0 |  | 1 | TRUE | wye
97 | LV_3297-9_0_4_load_126 | 122 | 0.00034539 | 8.6564e-05 | 0 | 0 |  | 1 | TRUE | wye
98 | LV_3297-9_0_4_load_131 | 123 | 0.0003498 | 8.7669e-05 | 0 | 0 |  | 1 | TRUE | wye
99 | LV_3297-9_0_4_load_127 | 124 | 0.00026253 | 6.5795e-05 | 0 | 0 |  | 1 | TRUE | wye
100 | LV_3297-9_0_4_load_173 | 128 | 0.0003272 | 8.2003e-05 | 0 | 0 |  | 1 | TRUE | wye
101 | LV_3297-9_0_4_load_137 | 129 | 0.00013621 | 3.4139e-05 | 0 | 0 |  | 1 | TRUE | wye
102 | LV_3297-9_0_4_load_132 | 130 | 0.00035529 | 8.9045e-05 | 0 | 0 |  | 1 | TRUE | wye
103 | LV_3297-9_0_4_load_158 | 134 | 9.7424e-05 | 2.4417e-05 | 0 | 0 |  | 1 | TRUE | wye
104 | LV_3297-9_0_4_load_98 | 136 | 0.00022697 | 5.6884e-05 | 0 | 0 |  | 1 | TRUE | wye
105 | LV_3297-9_0_4_load_99 | 137 | 0.00021731 | 5.4463e-05 | 0 | 0 |  | 1 | TRUE | wye
106 | LV_3297-9_0_4_load_102 | 140 | 0.0016688 | 0.00041823 | 0 | 0 |  | 1 | TRUE | wye
107 | LV_3297-9_0_4_load_103 | 141 | 0.00022275 | 5.5827e-05 | 0 | 0 |  | 1 | TRUE | wye
108 | LV_3297-9_0_4_load_134 | 142 | 0.00026 | 6.5162e-05 | 0 | 0 |  | 1 | TRUE | wye
109 | LV_3297-9_0_4_load_135 | 143 | 0.00019775 | 4.9562e-05 | 0 | 0 |  | 1 | TRUE | wye
110 | LV_3297-9_0_4_load_136 | 144 | 0.00032033 | 8.0282e-05 | 0 | 0 |  | 1 | TRUE | wye
111 | LV_3297-9_0_4_load_115 | 145 | 0.00051131 | 0.00012815 | 0 | 0 |  | 1 | TRUE | wye
112 | LV_3297-9_0_4_load_113 | 146 | 0.00040162 | 0.00010066 | 0 | 0 |  | 1 | TRUE | wye
113 | LV_3297-9_0_4_load_104 | 147 | 0.00023523 | 5.8954e-05 | 0 | 0 |  | 1 | TRUE | wye
114 | LV_3297-9_0_4_load_106 | 149 | 0.00028143 | 7.0534e-05 | 0 | 0 |  | 1 | TRUE | wye
115 | LV_3297-9_0_4_load_107 | 150 | 0.00091453 | 0.0002292 | 0 | 0 |  | 1 | TRUE | wye
116 | LV_3297-9_0_4_load_114 | 151 | 0.00030641 | 7.6793e-05 | 0 | 0 |  | 1 | TRUE | wye
117 | LV_3297-9_0_4_load_116 | 152 | 0.00027733 | 6.9506e-05 | 0 | 0 |  | 1 | TRUE | wye
118 | LV_3297-9_0_4_load_108 | 153 | 0.00030766 | 7.7108e-05 | 0 | 0 |  | 1 | TRUE | wye
119 | LV_3297-9_0_4_load_109 | 154 | 0.00030004 | 7.5196e-05 | 0 | 0 |  | 1 | TRUE | wye
120 | LV_3297-9_0_4_load_110 | 155 | 0.00029819 | 7.4734e-05 | 0 | 0 |  | 1 | TRUE | wye
121 | LV_3297-9_0_4_load_111 | 156 | 0.00040412 | 0.00010128 | 0 | 0 |  | 1 | TRUE | wye
122 | LV_3297-9_0_4_load_112 | 157 | 0.0003063 | 7.6765e-05 | 0 | 0 |  | 1 | TRUE | wye
123 | LV_3297-9_0_4_load_140 | 158 | 0.00023571 | 5.9075e-05 | 0 | 0 |  | 1 | TRUE | wye
124 | LV_3297-9_0_4_load_141 | 159 | 0.00062008 | 0.00015541 | 0 | 0 |  | 1 | TRUE | wye
125 | LV_3297-9_0_4_load_151 | 160 | 0.00021584 | 5.4096e-05 | 0 | 0 |  | 1 | TRUE | wye
126 | LV_3297-9_0_4_load_142 | 161 | 0.00015151 | 3.7973e-05 | 0 | 0 |  | 1 | TRUE | wye
127 | LV_3297-9_0_4_load_144 | 162 | 0.00047253 | 0.00011843 | 0 | 0 |  | 1 | TRUE | wye
128 | LV_3297-9_0_4_load_150 | 163 | 0.00015054 | 3.7728e-05 | 0 | 0 |  | 1 | TRUE | wye
129 | LV_3297-9_0_4_load_146 | 164 | 0.00013156 | 3.2973e-05 | 0 | 0 |  | 1 | TRUE | wye
130 | LV_3297-9_0_4_load_157 | 165 | 0.00018766 | 4.7033e-05 | 0 | 0 |  | 1 | TRUE | wye
131 | LV_3297-9_0_4_load_147 | 166 | 0.00029071 | 7.2859e-05 | 0 | 0 |  | 1 | TRUE | wye
132 | LV_3297-9_0_4_load_149 | 167 | 0.00023119 | 5.7941e-05 | 0 | 0 |  | 1 | TRUE | wye
133 | LV_3297-9_0_4_load_155 | 168 | 0.00028354 | 7.1062e-05 | 0 | 0 |  | 1 | TRUE | wye

## ext_grid
| name | bus | vm_pu | va_degree | slack_weight | in_service
0 |  | 33 | 1 | 0 | 1 | TRUE

## line
| name | std_type | from_bus | to_bus | length_km | r_ohm_per_km | x_ohm_per_km | c_nf_per_km | g_us_per_km | max_i_ka | df | parallel | type | in_service
0 | LV_3297-9_0_4_line_0 |  | 0 | 1 | 0.11518 | 0.125 | 0.08 | 261 | 0 | 0.364 | 1 | 1 | cs | TRUE
1 | LV_3297-9_0_4_line_1 |  | 0 | 2 | 0.11077 | 0.125 | 0.08 | 261 | 0 | 0.364 | 1 | 1 | cs | TRUE
2 | LV_3297-9_0_4_line_2 |  | 1 | 3 | 0.18732 | 0.125 | 0.08 | 261 | 0 | 0.364 | 1 | 1 | cs | TRUE
3 | LV_3297-9_0_4_line_3 |  | 1 | 4 | 0.68108 | 0.125 | 0.08 | 261 | 0 | 0.364 | 1 | 1 | cs | TRUE
4 | LV_3297-9_0_4_line_4 |  | 2 | 5 | 0.033577 | 0.125 | 0.08 | 261 | 0 | 0.364 | 1 | 1 | cs | TRUE
5 | LV_3297-9_0_4_line_5 |  | 3 | 8 | 0.0013721 | 0.125 | 0.08 | 261 | 0 | 0.364 | 1 | 1 | cs | TRUE
6 | LV_3297-9_0_4_line_6 |  | 4 | 9 | 0.0036991 | 0.125 | 0.08 | 261 | 0 | 0.364 | 1 | 1 | cs | TRUE
7 | LV_3297-9_0_4_line_7 |  | 5 | 14 | 0.31793 | 0.125 | 0.08 | 261 | 0 | 0.364 | 1 | 1 | cs | TRUE
8 | LV_3297-9_0_4_line_8 |  | 6 | 7 | 0.091889 | 0.125 | 0.08 | 261 | 0 | 0.364 | 1 | 1 | cs | TRUE
9 | LV_3297-9_0_4_line_9 |  | 7 | 168 | 0.020518 | 0.125 | 0.08 | 261 | 0 | 0.364 | 1 | 1 | cs | TRUE
10 | LV_3297-9_0_4_line_10 |  | 7 | 167 | 0.012111 | 0.125 | 0.08 | 261 | 0 | 0.364 | 1 | 1 | cs | TRUE
11 | LV_3297-9_0_4_line_11 |  | 9 | 10 | 0.01536 | 0.125 | 0.08 | 261 | 0 | 0.364 | 1 | 1 | cs | TRUE
12 | LV_3297-9_0_4_line_12 |  | 11 | 12 | 0.43064 | 0.125 | 0.08 | 261 | 0 | 0.364 | 1 | 1 | cs | TRUE
13 | LV_3297-9_0_4_line_13 |  | 11 | 13 | 0.35399 | 0.125 | 0.08 | 261 | 0 | 0.364 | 1 | 1 | cs | TRUE
14 | LV_3297-9_0_4_line_14 |  | 12 | 15 | 0.07534 | 0.125 | 0.08 | 261 | 0 | 0.364 | 1 | 1 | cs | TRUE
15 | LV_3297-9_0_4_line_15 |  | 12 | 14 | 0.024864 | 0.125 | 0.08 | 261 | 0 | 0.364 | 1 | 1 | cs | TRUE
16 | LV_3297-9_0_4_line_16 |  | 13 | 160 | 0.010115 | 0.125 | 0.08 | 261 | 0 | 0.364 | 1 | 1 | cs | TRUE
17 | LV_3297-9_0_4_line_17 |  | 13 | 152 | 0.049296 | 0.125 | 0.08 | 261 | 0 | 0.364 | 1 | 1 | cs | TRUE
18 | LV_3297-9_0_4_line_18 |  | 16 | 17 | 0.014998 | 0.125 | 0.08 | 261 | 0 | 0.364 | 1 | 1 | cs | TRUE
19 | LV_3297-9_0_4_line_19 |  | 16 | 18 | 0.065997 | 0.125 | 0.08 | 261 | 0 | 0.364 | 1 | 1 | cs | TRUE
20 | LV_3297-9_0_4_line_20 |  | 17 | 19 | 0.092508 | 0.125 | 0.08 | 261 | 0 | 0.364 | 1 | 1 | cs | TRUE
21 | LV_3297-9_0_4_line_21 |  | 18 | 20 | 0.027246 | 0.125 | 0.08 | 261 | 0 | 0.364 | 1 | 1 | cs | TRUE
22 | LV_3297-9_0_4_line_22 |  | 19 | 21 | 0.061518 | 0.125 | 0.08 | 261 | 0 | 0.364 | 1 | 1 | cs | TRUE
23 | LV_3297-9_0_4_line_23 |  | 19 | 22 | 0.040758 | 0.125 | 0.08 | 261 | 0 | 0.364 | 1 | 1 | cs | TRUE
24 | LV_3297-9_0_4_line_24 |  | 20 | 23 | 0.015076 | 0.125 | 0.08 | 261 | 0 | 0.364 | 1 | 1 | cs | TRUE
25 | LV_3297-9_0_4_line_25 |  | 22 | 24 | 0.074159 | 0.125 | 0.08 | 261 | 0 | 0.364 | 1 | 1 | cs | TRUE
26 | LV_3297-9_0_4_line_26 |  | 23 | 25 | 0.052856 | 0.125 | 0.08 | 261 | 0 | 0.364 | 1 | 1 | cs | TRUE
27 | LV_3297-9_0_4_line_27 |  | 23 | 26 | 0.076884 | 0.125 | 0.08 | 261 | 0 | 0.364 | 1 | 1 | cs | TRUE
28 | LV_3297-9_0_4_line_28 |  | 25 | 30 | 0.12377 | 0.125 | 0.08 | 261 | 0 | 0.364 | 1 | 1 | cs | TRUE
29 | LV_3297-9_0_4_line_29 |  | 26 | 27 | 0.030257 | 0.125 | 0.08 | 261 | 0 | 0.364 | 1 | 1 | cs | TRUE
30 | LV_3297-9_0_4_line_30 |  | 27 | 28 | 0.2354 | 0.125 | 0.08 | 261 | 0 | 0.364 | 1 | 1 | cs | TRUE
31 | LV_3297-9_0_4_line_31 |  | 27 | 29 | 0.099195 | 0.125 | 0.08 | 261 | 0 | 0.364 | 1 | 1 | cs | TRUE
32 | LV_3297-9_0_4_line_32 |  | 28 | 31 | 0.020728 | 0.125 | 0.08 | 261 | 0 | 0.364 | 1 | 1 | cs | TRUE
33 | LV_3297-9_0_4_line_33 |  | 28 | 32 | 0.014712 | 0.125 | 0.08 | 261 | 0 | 0.364 | 1 | 3 | cs | TRUE
34 | LV_3297-9_0_4_line_34 |  | 28 | 33 | 0.16207 | 0.125 | 0.08 | 261 | 0 | 0.364 | 1 | 3 | cs | TRUE
35 | LV_3297-9_0_4_line_35 |  | 29 | 34 | 0.030322 | 0.125 | 0.08 | 261 | 0 | 0.364 | 1 | 1 | cs | TRUE
36 | LV_3297-9_0_4_line_36 |  | 31 | 35 | 0.013004 | 0.125 | 0.08 | 261 | 0 | 0.364 | 1 | 1 | cs | TRUE
37 | LV_3297-9_0_4_line_37 |  | 32 | 36 | 0.0062609 | 0.125 | 0.08 | 261 | 0 | 0.364 | 1 | 3 | cs | TRUE
38 | LV_3297-9_0_4_line_38 |  | 33 | 37 | 0.14193 | 0.125 | 0.08 | 261 | 0 | 0.364 | 1 | 1 | cs | TRUE
39 | LV_3297-9_0_4_line_39 |  | 34 | 38 | 0.08374 | 0.125 | 0.08 | 261 | 0 | 0.364 | 1 | 1 | cs | TRUE
40 | LV_3297-9_0_4_line_40 |  | 35 | 85 | 0.0091824 | 0.125 | 0.08 | 261 | 0 | 0.364 | 1 | 1 | cs | TRUE
41 | LV_3297-9_0_4_line_41 |  | 36 | 102 | 0.0071779 | 0.125 | 0.08 | 261 | 0 | 0.364 | 1 | 3 | cs | TRUE
42 | LV_3297-9_0_4_line_42 |  | 37 | 76 | 0.046115 | 0.125 | 0.08 | 261 | 0 | 0.364 | 1 | 1 | cs | TRUE
43 | LV_3297-9_0_4_line_43 |  | 38 | 52 | 0.032649 | 0.125 | 0.08 | 261 | 0 | 0.364 | 1 | 1 | cs | TRUE
44 | LV_3297-9_0_4_line_44 |  | 39 | 40 | 0.03469 | 0.125 | 0.08 | 261 | 0 | 0.364 | 1 | 1 | cs | TRUE
45 | LV_3297-9_0_4_line_45 |  | 40 | 41 | 0.1212 | 0.125 | 0.08 | 261 | 0 | 0.364 | 1 | 1 | cs | TRUE
46 | LV_3297-9_0_4_line_46 |  | 41 | 42 | 0.022712 | 0.125 | 0.08 | 261 | 0 | 0.364 | 1 | 1 | cs | TRUE
47 | LV_3297-9_0_4_line_47 |  | 42 | 43 | 0.019847 | 0.125 | 0.08 | 261 | 0 | 0.364 | 1 | 1 | cs | TRUE
48 | LV_3297-9_0_4_line_48 |  | 43 | 44 | 0.011607 | 0.125 | 0.08 | 261 | 0 | 0.364 | 1 | 1 | cs | TRUE
49 | LV_3297-9_0_4_line_49 |  | 44 | 45 | 0.0079601 | 0.125 | 0.08 | 261 | 0 | 0.364 | 1 | 1 | cs | TRUE
50 | LV_3297-9_0_4_line_50 |  | 45 | 46 | 0.042358 | 0.125 | 0.08 | 261 | 0 | 0.364 | 1 | 1 | cs | TRUE
51 | LV_3297-9_0_4_line_51 |  | 46 | 47 | 0.02737 | 0.125 | 0.08 | 261 | 0 | 0.364 | 1 | 1 | cs | TRUE
52 | LV_3297-9_0_4_line_52 |  | 46 | 48 | 0.016639 | 0.125 | 0.08 | 261 | 0 | 0.364 | 1 | 1 | cs | TRUE
53 | LV_3297-9_0_4_line_53 |  | 48 | 49 | 0.021412 | 0.125 | 0.08 | 261 | 0 | 0.364 | 1 | 1 | cs | TRUE
54 | LV_3297-9_0_4_line_54 |  | 49 | 50 | 0.084975 | 0.125 | 0.08 | 261 | 0 | 0.364 | 1 | 1 | cs | TRUE
55 | LV_3297-9_0_4_line_55 |  | 49 | 51 | 0.030467 | 0.125 | 0.08 | 261 | 0 | 0.364 | 1 | 1 | cs | TRUE
56 | LV_3297-9_0_4_line_56 |  | 50 | 56 | 0.021742 | 0.125 | 0.08 | 261 | 0 | 0.364 | 1 | 1 | cs | TRUE
57 | LV_3297-9_0_4_line_57 |  | 50 | 57 | 0.10945 | 0.125 | 0.08 | 261 | 0 | 0.364 | 1 | 1 | cs | TRUE
58 | LV_3297-9_0_4_line_58 |  | 51 | 58 | 0.13578 | 0.125 | 0.08 | 261 | 0 | 0.364 | 1 | 1 | cs | TRUE
59 | LV_3297-9_0_4_line_59 |  | 51 | 59 | 0.062115 | 0.125 | 0.08 | 261 | 0 | 0.364 | 1 | 1 | cs | TRUE
60 | LV_3297-9_0_4_line_60 |  | 52 | 53 | 0.060373 | 0.125 | 0.08 | 261 | 0 | 0.364 | 1 | 1 | cs | TRUE
61 | LV_3297-9_0_4_line_61 |  | 53 | 54 | 0.069289 | 0.125 | 0.08 | 261 | 0 | 0.364 | 1 | 1 | cs | TRUE
62 | LV_3297-9_0_4_line_62 |  | 54 | 55 | 0.061753 | 0.125 | 0.08 | 261 | 0 | 0.364 | 1 | 1 | cs | TRUE
63 | LV_3297-9_0_4_line_63 |  | 55 | 87 | 0.049146 | 0.125 | 0.08 | 261 | 0 | 0.364 | 1 | 1 | cs | TRUE
64 | LV_3297-9_0_4_line_64 |  | 56 | 60 | 0.034092 | 0.125 | 0.08 | 261 | 0 | 0.364 | 1 | 1 | cs | TRUE
65 | LV_3297-9_0_4_line_65 |  | 57 | 61 | 0.016862 | 0.125 | 0.08 | 261 | 0 | 0.364 | 1 | 1 | cs | TRUE
66 | LV_3297-9_0_4_line_66 |  | 58 | 64 | 0.020786 | 0.125 | 0.08 | 261 | 0 | 0.364 | 1 | 1 | cs | TRUE
67 | LV_3297-9_0_4_line_67 |  | 58 | 65 | 0.059171 | 0.125 | 0.08 | 261 | 0 | 0.364 | 1 | 1 | cs | TRUE
68 | LV_3297-9_0_4_line_68 |  | 58 | 62 | 0.077198 | 0.125 | 0.08 | 261 | 0 | 0.364 | 1 | 1 | cs | TRUE
69 | LV_3297-9_0_4_line_69 |  | 59 | 66 | 0.0082894 | 0.125 | 0.08 | 261 | 0 | 0.364 | 1 | 1 | cs | TRUE
70 | LV_3297-9_0_4_line_70 |  | 61 | 79 | 0.029652 | 0.125 | 0.08 | 261 | 0 | 0.364 | 1 | 1 | cs | TRUE
71 | LV_3297-9_0_4_line_71 |  | 62 | 63 | 0.046957 | 0.125 | 0.08 | 261 | 0 | 0.364 | 1 | 1 | cs | TRUE
72 | LV_3297-9_0_4_line_72 |  | 67 | 68 | 0.07217 | 0.125 | 0.08 | 261 | 0 | 0.364 | 1 | 1 | cs | TRUE
73 | LV_3297-9_0_4_line_73 |  | 67 | 69 | 0.019534 | 0.125 | 0.08 | 261 | 0 | 0.364 | 1 | 1 | cs | TRUE
74 | LV_3297-9_0_4_line_74 |  | 68 | 70 | 0.024497 | 0.125 | 0.08 | 261 | 0 | 0.364 | 1 | 1 | cs | TRUE
75 | LV_3297-9_0_4_line_75 |  | 69 | 71 | 0.0014594 | 0.125 | 0.08 | 261 | 0 | 0.364 | 1 | 1 | cs | TRUE
76 | LV_3297-9_0_4_line_76 |  | 70 | 72 | 0.022428 | 0.125 | 0.08 | 261 | 0 | 0.364 | 1 | 1 | cs | TRUE
77 | LV_3297-9_0_4_line_77 |  | 71 | 73 | 0.0058509 | 0.125 | 0.08 | 261 | 0 | 0.364 | 1 | 1 | cs | TRUE
78 | LV_3297-9_0_4_line_78 |  | 72 | 74 | 0.010236 | 0.125 | 0.08 | 261 | 0 | 0.364 | 1 | 1 | cs | TRUE
79 | LV_3297-9_0_4_line_79 |  | 73 | 75 | 0.0099502 | 0.125 | 0.08 | 261 | 0 | 0.364 | 1 | 1 | cs | TRUE
80 | LV_3297-9_0_4_line_80 |  | 74 | 84 | 0.044836 | 0.125 | 0.08 | 261 | 0 | 0.364 | 1 | 1 | cs | TRUE
81 | LV_3297-9_0_4_line_81 |  | 74 | 85 | 0.045823 | 0.125 | 0.08 | 261 | 0 | 0.364 | 1 | 1 | cs | TRUE
82 | LV_3297-9_0_4_line_82 |  | 75 | 91 | 0.0017273 | 0.125 | 0.08 | 261 | 0 | 0.364 | 1 | 1 | cs | TRUE
83 | LV_3297-9_0_4_line_83 |  | 76 | 77 | 0.055625 | 0.125 | 0.08 | 261 | 0 | 0.364 | 1 | 1 | cs | TRUE
84 | LV_3297-9_0_4_line_84 |  | 78 | 79 | 0.014893 | 0.125 | 0.08 | 261 | 0 | 0.364 | 1 | 1 | cs | TRUE
85 | LV_3297-9_0_4_line_85 |  | 78 | 80 | 0.0096609 | 0.125 | 0.08 | 261 | 0 | 0.364 | 1 | 1 | cs | TRUE
86 | LV_3297-9_0_4_line_86 |  | 80 | 81 | 0.093621 | 0.125 | 0.08 | 261 | 0 | 0.364 | 1 | 1 | cs | TRUE
87 | LV_3297-9_0_4_line_87 |  | 81 | 82 | 0.0013225 | 0.125 | 0.08 | 261 | 0 | 0.364 | 1 | 1 | cs | TRUE
88 | LV_3297-9_0_4_line_88 |  | 82 | 83 | 0.00011148 | 0.125 | 0.08 | 261 | 0 | 0.364 | 1 | 1 | cs | TRUE
89 | LV_3297-9_0_4_line_89 |  | 83 | 91 | 0.00058086 | 0.125 | 0.08 | 261 | 0 | 0.364 | 1 | 1 | cs | TRUE
90 | LV_3297-9_0_4_line_90 |  | 84 | 86 | 0.034381 | 0.125 | 0.08 | 261 | 0 | 0.364 | 1 | 1 | cs | TRUE
91 | LV_3297-9_0_4_line_91 |  | 86 | 103 | 0.054284 | 0.125 | 0.08 | 261 | 0 | 0.364 | 1 | 1 | cs | TRUE
92 | LV_3297-9_0_4_line_92 |  | 86 | 104 | 0.17404 | 0.125 | 0.08 | 261 | 0 | 0.364 | 1 | 1 | cs | TRUE
93 | LV_3297-9_0_4_line_93 |  | 88 | 89 | 0.22977 | 0.125 | 0.08 | 261 | 0 | 0.364 | 1 | 3 | cs | TRUE
94 | LV_3297-9_0_4_line_94 |  | 88 | 90 | 0.062945 | 0.125 | 0.08 | 261 | 0 | 0.364 | 1 | 3 | cs | TRUE
95 | LV_3297-9_0_4_line_95 |  | 89 | 119 | 0.087594 | 0.125 | 0.08 | 261 | 0 | 0.364 | 1 | 3 | cs | TRUE
96 | LV_3297-9_0_4_line_96 |  | 90 | 109 | 0.055627 | 0.125 | 0.08 | 261 | 0 | 0.364 | 1 | 3 | cs | TRUE
97 | LV_3297-9_0_4_line_97 |  | 92 | 93 | 0.021721 | 0.125 | 0.08 | 261 | 0 | 0.364 | 1 | 1 | cs | TRUE
98 | LV_3297-9_0_4_line_98 |  | 92 | 94 | 0.00043306 | 0.125 | 0.08 | 261 | 0 | 0.364 | 1 | 1 | cs | TRUE
99 | LV_3297-9_0_4_line_99 |  | 93 | 95 | 0.074209 | 0.125 | 0.08 | 261 | 0 | 0.364 | 1 | 1 | cs | TRUE
100 | LV_3297-9_0_4_line_100 |  | 94 | 96 | 0.0067617 | 0.125 | 0.08 | 261 | 0 | 0.364 | 1 | 1 | cs | TRUE
101 | LV_3297-9_0_4_line_101 |  | 95 | 97 | 0.033746 | 0.125 | 0.08 | 261 | 0 | 0.364 | 1 | 3 | cs | TRUE
102 | LV_3297-9_0_4_line_102 |  | 95 | 98 | 0.013267 | 0.125 | 0.08 | 261 | 0 | 0.364 | 1 | 3 | cs | TRUE
103 | LV_3297-9_0_4_line_103 |  | 96 | 99 | 0.0067439 | 0.125 | 0.08 | 261 | 0 | 0.364 | 1 | 1 | cs | TRUE
104 | LV_3297-9_0_4_line_104 |  | 97 | 100 | 0.043344 | 0.125 | 0.08 | 261 | 0 | 0.364 | 1 | 3 | cs | TRUE
105 | LV_3297-9_0_4_line_105 |  | 98 | 101 | 0.043292 | 0.125 | 0.08 | 261 | 0 | 0.364 | 1 | 3 | cs | TRUE
106 | LV_3297-9_0_4_line_106 |  | 100 | 110 | 0.0070935 | 0.125 | 0.08 | 261 | 0 | 0.364 | 1 | 3 | cs | TRUE
107 | LV_3297-9_0_4_line_107 |  | 101 | 112 | 0.023088 | 0.125 | 0.08 | 261 | 0 | 0.364 | 1 | 3 | cs | TRUE
108 | LV_3297-9_0_4_line_108 |  | 102 | 112 | 0.0026814 | 0.125 | 0.08 | 261 | 0 | 0.364 | 1 | 3 | cs | TRUE
109 | LV_3297-9_0_4_line_109 |  | 105 | 106 | 0.023887 | 0.125 | 0.08 | 261 | 0 | 0.364 | 1 | 3 | cs | TRUE
110 | LV_3297-9_0_4_line_110 |  | 105 | 107 | 0.21305 | 0.125 | 0.08 | 261 | 0 | 0.364 | 1 | 3 | cs | TRUE
111 | LV_3297-9_0_4_line_111 |  | 106 | 108 | 0.016627 | 0.125 | 0.08 | 261 | 0 | 0.364 | 1 | 3 | cs | TRUE
112 | LV_3297-9_0_4_line_112 |  | 107 | 109 | 0.22936 | 0.125 | 0.08 | 261 | 0 | 0.364 | 1 | 3 | cs | TRUE
113 | LV_3297-9_0_4_line_113 |  | 108 | 110 | 0.0035606 | 0.125 | 0.08 | 261 | 0 | 0.364 | 1 | 3 | cs | TRUE
114 | LV_3297-9_0_4_line_114 |  | 109 | 111 | 0.015034 | 0.125 | 0.08 | 261 | 0 | 0.364 | 1 | 1 | cs | TRUE
115 | LV_3297-9_0_4_line_115 |  | 113 | 114 | 0.0059086 | 0.125 | 0.08 | 261 | 0 | 0.364 | 1 | 3 | cs | TRUE
116 | LV_3297-9_0_4_line_116 |  | 113 | 115 | 0.086039 | 0.125 | 0.08 | 261 | 0 | 0.364 | 1 | 3 | cs | TRUE
117 | LV_3297-9_0_4_line_117 |  | 114 | 116 | 0.20201 | 0.125 | 0.08 | 261 | 0 | 0.364 | 1 | 3 | cs | TRUE
118 | LV_3297-9_0_4_line_118 |  | 115 | 117 | 0.21214 | 0.125 | 0.08 | 261 | 0 | 0.364 | 1 | 3 | cs | TRUE
119 | LV_3297-9_0_4_line_119 |  | 116 | 118 | 0.12158 | 0.125 | 0.08 | 261 | 0 | 0.364 | 1 | 3 | cs | TRUE
120 | LV_3297-9_0_4_line_120 |  | 117 | 123 | 0.082012 | 0.125 | 0.08 | 261 | 0 | 0.364 | 1 | 1 | cs | TRUE
121 | LV_3297-9_0_4_line_121 |  | 117 | 120 | 0.13894 | 0.125 | 0.08 | 261 | 0 | 0.364 | 1 | 3 | cs | TRUE
122 | LV_3297-9_0_4_line_122 |  | 118 | 132 | 0.25936 | 0.125 | 0.08 | 261 | 0 | 0.364 | 1 | 3 | cs | TRUE
123 | LV_3297-9_0_4_line_123 |  | 119 | 120 | 0.019811 | 0.125 | 0.08 | 261 | 0 | 0.364 | 1 | 3 | cs | TRUE
124 | LV_3297-9_0_4_line_124 |  | 120 | 121 | 0.0077342 | 0.125 | 0.08 | 261 | 0 | 0.364 | 1 | 1 | cs | TRUE
125 | LV_3297-9_0_4_line_125 |  | 121 | 122 | 0.019788 | 0.125 | 0.08 | 261 | 0 | 0.364 | 1 | 1 | cs | TRUE
126 | LV_3297-9_0_4_line_126 |  | 122 | 124 | 0.012193 | 0.125 | 0.08 | 261 | 0 | 0.364 | 1 | 1 | cs | TRUE
127 | LV_3297-9_0_4_line_127 |  | 123 | 130 | 0.014702 | 0.125 | 0.08 | 261 | 0 | 0.364 | 1 | 1 | cs | TRUE
128 | LV_3297-9_0_4_line_128 |  | 124 | 125 | 0.12775 | 0.125 | 0.08 | 261 | 0 | 0.364 | 1 | 1 | cs | TRUE
129 | LV_3297-9_0_4_line_129 |  | 125 | 126 | 0.029398 | 0.125 | 0.08 | 261 | 0 | 0.364 | 1 | 1 | cs | TRUE
130 | LV_3297-9_0_4_line_130 |  | 125 | 127 | 0.22285 | 0.125 | 0.08 | 261 | 0 | 0.364 | 1 | 1 | cs | TRUE
131 | LV_3297-9_0_4_line_131 |  | 126 | 128 | 0.078471 | 0.125 | 0.08 | 261 | 0 | 0.364 | 1 | 1 | cs | TRUE
132 | LV_3297-9_0_4_line_132 |  | 127 | 129 | 0.14364 | 0.125 | 0.08 | 261 | 0 | 0.364 | 1 | 1 | cs | TRUE
133 | LV_3297-9_0_4_line_133 |  | 130 | 131 | 0.12963 | 0.125 | 0.08 | 261 | 0 | 0.364 | 1 | 1 | cs | TRUE
134 | LV_3297-9_0_4_line_134 |  | 131 | 142 | 0.015383 | 0.125 | 0.08 | 261 | 0 | 0.364 | 1 | 1 | cs | TRUE
135 | LV_3297-9_0_4_line_135 |  | 131 | 143 | 0.05817 | 0.125 | 0.08 | 261 | 0 | 0.364 | 1 | 1 | cs | TRUE
136 | LV_3297-9_0_4_line_136 |  | 132 | 133 | 0.11553 | 0.125 | 0.08 | 261 | 0 | 0.364 | 1 | 2 | cs | TRUE
137 | LV_3297-9_0_4_line_137 |  | 132 | 134 | 0.18121 | 0.125 | 0.08 | 261 | 0 | 0.364 | 1 | 1 | cs | TRUE
138 | LV_3297-9_0_4_line_138 |  | 132 | 135 | 0.19507 | 0.125 | 0.08 | 261 | 0 | 0.364 | 1 | 1 | cs | TRUE
139 | LV_3297-9_0_4_line_139 |  | 133 | 163 | 0.14073 | 0.125 | 0.08 | 261 | 0 | 0.364 | 1 | 1 | cs | TRUE
140 | LV_3297-9_0_4_line_140 |  | 133 | 164 | 0.13555 | 0.125 | 0.08 | 261 | 0 | 0.364 | 1 | 1 | cs | TRUE
141 | LV_3297-9_0_4_line_141 |  | 134 | 165 | 0.0095915 | 0.125 | 0.08 | 261 | 0 | 0.364 | 1 | 1 | cs | TRUE
142 | LV_3297-9_0_4_line_142 |  | 135 | 162 | 0.11861 | 0.125 | 0.08 | 261 | 0 | 0.364 | 1 | 1 | cs | TRUE
143 | LV_3297-9_0_4_line_143 |  | 135 | 161 | 0.053847 | 0.125 | 0.08 | 261 | 0 | 0.364 | 1 | 1 | cs | TRUE
144 | LV_3297-9_0_4_line_144 |  | 136 | 137 | 0.1601 | 0.125 | 0.08 | 261 | 0 | 0.364 | 1 | 1 | cs | TRUE
145 | LV_3297-9_0_4_line_145 |  | 136 | 138 | 0.16662 | 0.125 | 0.08 | 261 | 0 | 0.364 | 1 | 1 | cs | TRUE
146 | LV_3297-9_0_4_line_146 |  | 137 | 139 | 0.013534 | 0.125 | 0.08 | 261 | 0 | 0.364 | 1 | 1 | cs | TRUE
147 | LV_3297-9_0_4_line_147 |  | 138 | 140 | 0.050706 | 0.125 | 0.08 | 261 | 0 | 0.364 | 1 | 1 | cs | TRUE
148 | LV_3297-9_0_4_line_148 |  | 139 | 141 | 0.095276 | 0.125 | 0.08 | 261 | 0 | 0.364 | 1 | 1 | cs | TRUE
149 | LV_3297-9_0_4_line_149 |  | 141 | 145 | 0.079686 | 0.125 | 0.08 | 261 | 0 | 0.364 | 1 | 1 | cs | TRUE
150 | LV_3297-9_0_4_line_150 |  | 142 | 144 | 0.013658 | 0.125 | 0.08 | 261 | 0 | 0.364 | 1 | 1 | cs | TRUE
151 | LV_3297-9_0_4_line_151 |  | 145 | 146 | 0.14452 | 0.125 | 0.08 | 261 | 0 | 0.364 | 1 | 1 | cs | TRUE
152 | LV_3297-9_0_4_line_152 |  | 146 | 151 | 0.18403 | 0.125 | 0.08 | 261 | 0 | 0.364 | 1 | 1 | cs | TRUE
153 | LV_3297-9_0_4_line_153 |  | 146 | 149 | 0.15663 | 0.125 | 0.08 | 261 | 0 | 0.364 | 1 | 1 | cs | TRUE
154 | LV_3297-9_0_4_line_154 |  | 147 | 148 | 0.085722 | 0.125 | 0.08 | 261 | 0 | 0.364 | 1 | 1 | cs | TRUE
155 | LV_3297-9_0_4_line_155 |  | 147 | 149 | 0.0066388 | 0.125 | 0.08 | 261 | 0 | 0.364 | 1 | 1 | cs | TRUE
156 | LV_3297-9_0_4_line_156 |  | 148 | 150 | 0.15478 | 0.125 | 0.08 | 261 | 0 | 0.364 | 1 | 1 | cs | TRUE
157 | LV_3297-9_0_4_line_157 |  | 151 | 152 | 0.0015632 | 0.125 | 0.08 | 261 | 0 | 0.364 | 1 | 1 | cs | TRUE
158 | LV_3297-9_0_4_line_158 |  | 153 | 154 | 0.0069975 | 0.125 | 0.08 | 261 | 0 | 0.364 | 1 | 1 | cs | TRUE
159 | LV_3297-9_0_4_line_159 |  | 153 | 155 | 0.037832 | 0.125 | 0.08 | 261 | 0 | 0.364 | 1 | 1 | cs | TRUE
160 | LV_3297-9_0_4_line_160 |  | 155 | 156 | 0.011405 | 0.125 | 0.08 | 261 | 0 | 0.364 | 1 | 1 | cs | TRUE
161 | LV_3297-9_0_4_line_161 |  | 156 | 157 | 0.021932 | 0.125 | 0.08 | 261 | 0 | 0.364 | 1 | 1 | cs | TRUE
162 | LV_3297-9_0_4_line_162 |  | 157 | 158 | 0.079769 | 0.125 | 0.08 | 261 | 0 | 0.364 | 1 | 1 | cs | TRUE
163 | LV_3297-9_0_4_line_163 |  | 158 | 159 | 0.036493 | 0.125 | 0.08 | 261 | 0 | 0.364 | 1 | 1 | cs | TRUE
164 | LV_3297-9_0_4_line_164 |  | 159 | 161 | 0.076722 | 0.125 | 0.08 | 261 | 0 | 0.364 | 1 | 1 | cs | TRUE
165 | LV_3297-9_0_4_line_165 |  | 160 | 163 | 0.11215 | 0.125 | 0.08 | 261 | 0 | 0.364 | 1 | 1 | cs | TRUE
166 | LV_3297-9_0_4_line_166 |  | 164 | 166 | 0.12117 | 0.125 | 0.08 | 261 | 0 | 0.364 | 1 | 1 | cs | TRUE
167 | LV_3297-9_0_4_line_167 |  | 166 | 167 | 0.0028989 | 0.125 | 0.08 | 261 | 0 | 0.364 | 1 | 1 | cs | TRUE

## trafo
| name | std_type | hv_bus | lv_bus | sn_mva | vn_hv_kv | vn_lv_kv | vk_percent | vkr_percent | pfe_kw | i0_percent | shift_degree | tap_side | tap_neutral | tap_min | tap_max | tap_step_percent | tap_step_degree | tap_pos | tap_phase_shifter | parallel | df | in_service
0 | LV_3297-9_0_4_trafo_44 | 0.63 MVA 20/0.4 kV | 169 | 33 | 0.63 | 20 | 0.4 | 6 | 1.206 | 1.65 | 0.2619 | 150 | hv | 0 | -2 | 2 | 2.5 | 0 | 0 | FALSE | 1 | 1 | TRUE

## line_geodata
| x0 | y0 | x1 | y1 | x2 | y2 | x3 | y3 | x4 | y4 | x5 | y5 | x6 | y6 | x7 | y7 | x8 | y8 | x9 | y9 | x10 | y10 | x11 | y11 | x12 | y12 | x13 | y13 | x14 | y14 | x15 | y15 | x16 | y16 | x17 | y17 | x18 | y18 | x19 | y19 | x20 | y20 | x21 | y21 | x22 | y22 | x23 | y23 | x24 | y24 | x25 | y25 | x26 | y26
0 | 2752527.7442 | 1208644.5098 | 2752502.7917 | 1208649.0873 | 2752492.3821 | 1208654.5928 | 2752481.9317 | 1208661.3984 | 2752459.0272 | 1208666.2064 | 2752436.8533 | 1208671.6003 | 2752421.0982 | 1208674.3559 | 2752418.1375 | 1208675.9067
1 | 2752328.6784 | 1208739.8981 | 2752350.8972 | 1208724.6964 | 2752369.3225 | 1208705.2497 | 2752391.9478 | 1208689.6248 | 2752418.1375 | 1208675.9067
2 | 2752527.7442 | 1208644.5098 | 2752490.5192 | 1208617.6796 | 2752481.4507 | 1208614.4673 | 2752471.1695 | 1208614.9495 | 2752447.4884 | 1208620.6718 | 2752431.6315 | 1208620.2665 | 2752426.7311 | 1208621.8205 | 2752410.7999 | 1208631.4665 | 2752400.2812 | 1208633.7999 | 2752369.8358 | 1208633.9561 | 2752353.7495 | 1208636.6327
3 | 2752527.7442 | 1208644.5098 | 2752471.8237 | 1207965.7325
4 | 2752328.6784 | 1208739.8981 | 2752307.0955 | 1208750.7567 | 2752299.86 | 1208756.7829
5 | 2752352.3959 | 1208636.8579 | 2752353.7495 | 1208636.6327
6 | 2752471.8237 | 1207965.7325 | 2752475.3418 | 1207964.5893
7 | 2752299.86 | 1208756.7829 | 2752296.1368 | 1209074.6935
8 | 2751802.3429 | 1209347.1285 | 2751804.7588 | 1209340.0615 | 2751819.7095 | 1209307.8804 | 2751826.6783 | 1209292.2663 | 2751827.7021 | 1209284.3188 | 2751826.5514 | 1209260.5132
9 | 2751788.935 | 1209362.6343 | 2751796.5267 | 1209353.019 | 2751799.5168 | 1209349.6922 | 2751802.3429 | 1209347.1285
10 | 2751802.3429 | 1209347.1285 | 2751799.4875 | 1209358.8983
11 | 2752475.3418 | 1207964.5893 | 2752489.9497 | 1207959.8427
12 | 2752235.8418 | 1209506.4327 | 2752319.1825 | 1209083.9382
13 | 2751885.1781 | 1209554.8286 | 2752235.8418 | 1209506.4327
14 | 2752319.1825 | 1209083.9382 | 2752335.4999 | 1209089.1997 | 2752347.3583 | 1209088.2794 | 2752359.5233 | 1209083.0965 | 2752374.4476 | 1209081.8543 | 2752389.715 | 1209083.2564 | 2752392.3937 | 1209083.9637
15 | 2752296.1368 | 1209074.6935 | 2752310.8165 | 1209081.2406 | 2752319.1825 | 1209083.9382
16 | 2751875.9438 | 1209550.7011 | 2751885.1781 | 1209554.8286 | 2751885.1781 | 1209554.8286
17 | 2751885.1781 | 1209554.8286 | 2751882.4513 | 1209565.7354 | 2751872.2 | 1209577.6516 | 2751862.4902 | 1209597.7649
18 | 2751364.9823 | 1209272.9108 | 2751364.2592 | 1209274.0929 | 2751355.0887 | 1209284.1523
19 | 2751389.8541 | 1209211.968 | 2751378.9621 | 1209241.393 | 2751370.7897 | 1209263.4159 | 2751364.9823 | 1209272.9108
20 | 2751287.1625 | 1209346.8569 | 2751307.1146 | 1209328.7692 | 2751328.6108 | 1209307.0843 | 2751353.6271 | 1209285.7557 | 2751355.0887 | 1209284.1523
21 | 2751389.8541 | 1209211.968 | 2751392.9829 | 1209203.5156 | 2751400.4707 | 1209186.8911
22 | 2751287.1625 | 1209346.8569 | 2751268.9131 | 1209345.204 | 2751241.4184 | 1209351.2234 | 2751227.018 | 1209356.1406
23 | 2751287.1625 | 1209346.8569 | 2751280.1849 | 1209351.1838 | 2751266.6869 | 1209360.4052 | 2751255.1771 | 1209371.9013
24 | 2751397.5469 | 1209173.5386 | 2751400.7526 | 1209175.7886 | 2751401.1554 | 1209181.4927 | 2751400.4707 | 1209186.8911
25 | 2751328.0805 | 1209379.823 | 2751285.4079 | 1209372.2456 | 2751268.6774 | 1209368.585 | 2751255.1771 | 1209371.9013
26 | 2751397.5469 | 1209173.5386 | 2751413.4868 | 1209155.6386 | 2751429.1376 | 1209135.9519 | 2751430.9956 | 1209132.7085
27 | 2751397.5469 | 1209173.5386 | 2751392.9255 | 1209173.4213 | 2751386.8542 | 1209176.7925 | 2751374.3492 | 1209187.3178 | 2751366.0285 | 1209193.6122 | 2751356.97 | 1209196.9075 | 2751328.3848 | 1209201.1554
28 | 2751460.9255 | 1209032.524 | 2751466.4082 | 1209028.0815 | 2751470.6025 | 1209029.1444 | 2751471.7974 | 1209035.1022 | 2751470.6068 | 1209044.2466 | 2751465.4802 | 1209057.1277 | 2751457.3109 | 1209076.6151 | 2751443.3916 | 1209111.0697 | 2751430.9956 | 1209132.7085
29 | 2751298.3075 | 1209204.371 | 2751320.7288 | 1209202.2932 | 2751328.3848 | 1209201.1554
30 | 2751298.3075 | 1209204.371 | 2751261.5246 | 1209199.6344 | 2751204.2168 | 1209201.6729 | 2751111.0525 | 1209193.9286 | 2751075.8152 | 1209184.6173 | 2751065.6728 | 1209178.7666
31 | 2751298.3075 | 1209204.371 | 2751276.189 | 1209219.1009 | 2751237.1498 | 1209238.2503 | 2751211.564 | 1209252.1931
32 | 2751065.6728 | 1209178.7666 | 2751056.6998 | 1209173.5905 | 2751046.3516 | 1209172.9245
33 | 2751065.6728 | 1209178.7666 | 2751051.2242 | 1209181.5403
34 | 2751065.6728 | 1209178.7666 | 2751078.2284 | 1209174.325 | 2751107.618 | 1209166.4845 | 2751137.4156 | 1209150.0581 | 2751157.9835 | 1209142.1833 | 2751188.4631 | 1209130.067 | 2751211.9928 | 1209121.4779 | 2751215.82 | 1209119.2255
35 | 2751211.564 | 1209252.1931 | 2751184.9391 | 1209266.7022
36 | 2751033.6267 | 1209171.0082 | 2751036.752 | 1209172.3068 | 2751046.3516 | 1209172.9245
37 | 2751045.0756 | 1209182.7206 | 2751051.2242 | 1209181.5403
38 | 2751313.3003 | 1209019.0946 | 2751297.9142 | 1209046.9129 | 2751284.1195 | 1209065.7017 | 2751260.347 | 1209083.8483 | 2751219.9455 | 1209116.7976 | 2751215.82 | 1209119.2255
39 | 2751184.9391 | 1209266.7022 | 2751155.855 | 1209282.5514 | 2751110.7929 | 1209305.6081 | 2751110.7929 | 1209305.6081
40 | 2751025.1471 | 1209167.4848 | 2751033.6267 | 1209171.0082
41 | 2751045.0756 | 1209182.7206 | 2751038.0264 | 1209184.0738
42 | 2751341.6632 | 1208982.7997 | 2751315.165 | 1209015.7231 | 2751313.3003 | 1209019.0946
43 | 2751110.7929 | 1209305.6081 | 2751080.38 | 1209317.4835
44 | 2751322.8699 | 1208751.6435 | 2751329.8415 | 1208737.1084 | 2751335.1254 | 1208731.2151 | 2751344.1259 | 1208725.5143
45 | 2751243.4193 | 1208836.3777 | 2751249.8479 | 1208828.1821 | 2751290.5634 | 1208807.8186 | 2751302.7121 | 1208793.6698 | 2751322.8699 | 1208751.6435
46 | 2751243.4193 | 1208836.3777 | 2751235.4791 | 1208846.5006 | 2751228.9412 | 1208853.8635
47 | 2751210.7777 | 1208861.8632 | 2751228.9412 | 1208853.8635 | 2751228.9412 | 1208853.8635
48 | 2751200.0676 | 1208866.1821 | 2751201.1265 | 1208866.1139 | 2751210.7777 | 1208861.8632
49 | 2751200.0676 | 1208866.1821 | 2751192.1239 | 1208866.694
50 | 2751149.8532 | 1208869.418 | 2751192.1239 | 1208866.694
51 | 2751149.8532 | 1208869.418 | 2751138.6593 | 1208844.442
52 | 2751149.8532 | 1208869.418 | 2751134.1582 | 1208872.8569 | 2751133.5938 | 1208872.9443
53 | 2751112.4334 | 1208876.2208 | 2751133.5938 | 1208872.9443
54 | 2751112.4334 | 1208876.2208 | 2751108.7014 | 1208880.9193 | 2751098.4864 | 1208888.4227 | 2751086.4916 | 1208896.2258 | 2751060.4409 | 1208924.1351 | 2751051.291 | 1208934.6349
55 | 2751112.4334 | 1208876.2208 | 2751108.9254 | 1208868.7811 | 2751101.1898 | 1208867.2839 | 2751087.9185 | 1208872.9306
56 | 2751051.291 | 1208934.6349 | 2751072.4668 | 1208929.7063
57 | 2751051.291 | 1208934.6349 | 2751032.6675 | 1208941.9922 | 2751025.7001 | 1208952.2136 | 2751020.0914 | 1208987.1687 | 2750999.3144 | 1209011.0971 | 2750991.5277 | 1209017.3117
58 | 2751087.9185 | 1208872.9306 | 2751067.4161 | 1208879.9844 | 2751045.505 | 1208877.4944 | 2751028.7132 | 1208871.3863 | 2751010.8899 | 1208870.2677 | 2750980.7924 | 1208867.5594 | 2750965.5463 | 1208870.0982 | 2750961.2306 | 1208879.8308
59 | 2751087.9185 | 1208872.9306 | 2751079.9146 | 1208882.0248 | 2751055.4607 | 1208888.934 | 2751040.6901 | 1208892.2186 | 2751031.2355 | 1208891.9792
60 | 2751080.38 | 1209317.4835 | 2751079.475 | 1209317.8369 | 2751071.2938 | 1209318.6416 | 2751045.7807 | 1209311.2894 | 2751033.6027 | 1209308.9458 | 2751022.0526 | 1209312.9596
61 | 2750958.7969 | 1209309.4313 | 2750962.7864 | 1209304.161 | 2750966.473 | 1209301.8411 | 2750980.6104 | 1209305.8022 | 2750998.1836 | 1209313.7426 | 2751015.0797 | 1209315.3827 | 2751022.0526 | 1209312.9596
62 | 2750958.7969 | 1209309.4313 | 2750973.7766 | 1209369.3401
63 | 2750973.7766 | 1209369.3401 | 2750968.4843 | 1209368.3943 | 2750962.6061 | 1209369.2574 | 2750955.1437 | 1209371.415 | 2750948.8417 | 1209373.4017 | 2750942.0642 | 1209375.243 | 2750937.4175 | 1209377.939 | 2750932.0644 | 1209382.0961 | 2750928.3565 | 1209384.2329
64 | 2751105.4393 | 1208921.1049 | 2751091.6664 | 1208925.2376 | 2751072.4668 | 1208929.7063
65 | 2750978.3488 | 1209027.83 | 2750991.5277 | 1209017.3117
66 | 2750961.2306 | 1208879.8308 | 2750948.3729 | 1208896.1865
67 | 2750961.2306 | 1208879.8308 | 2750959.2899 | 1208892.1924 | 2750952.9904 | 1208907.2795 | 2750952.0968 | 1208918.2442 | 2750955.8808 | 1208921.9988 | 2750963.3543 | 1208924.8347 | 2750965.9408 | 1208919.4065
68 | 2750900.7677 | 1208885.0062 | 2750930.4483 | 1208879.8412 | 2750965.5463 | 1208870.0982 | 2750961.2306 | 1208879.8308
69 | 2751022.9487 | 1208891.7693 | 2751031.2355 | 1208891.9792
70 | 2750954.2741 | 1209044.9227 | 2750961.4317 | 1209041.3317 | 2750978.3488 | 1209027.83
71 | 2750900.7677 | 1208885.0062 | 2750884.4484 | 1208888.7747 | 2750861.1948 | 1208890.0435 | 2750854.3991 | 1208888.7371
72 | 2750858.9146 | 1209125.8737 | 2750875.7594 | 1209125.4605 | 2750885.2284 | 1209130.2819 | 2750908.5375 | 1209146.0182 | 2750918.0786 | 1209147.9834 | 2750924.9078 | 1209147.9768
73 | 2750858.9146 | 1209125.8737 | 2750854.3357 | 1209125.986 | 2750847.1837 | 1209123.9813 | 2750842.0833 | 1209118.4476 | 2750842.0833 | 1209118.4476
74 | 2750949.2724 | 1209149.5967 | 2750939.2385 | 1209147.963 | 2750924.9078 | 1209147.9768
75 | 2750842.0833 | 1209118.4476 | 2750842.0595 | 1209116.9884
76 | 2750949.2724 | 1209149.5967 | 2750964.7951 | 1209152.1241 | 2750971.4832 | 1209152.5443
77 | 2750841.964 | 1209111.1382 | 2750841.964 | 1209111.1382 | 2750842.0595 | 1209116.9884
78 | 2750981.6987 | 1209153.186 | 2750971.4832 | 1209152.5443
79 | 2750841.964 | 1209111.1382 | 2750849.3432 | 1209104.4634
80 | 2750981.6987 | 1209153.186 | 2750997.2622 | 1209141.3917 | 2751019.5772 | 1209129.4512
81 | 2750981.6987 | 1209153.186 | 2750992.3426 | 1209157.2588 | 2751015.2335 | 1209163.3655 | 2751025.1471 | 1209167.4848
82 | 2750849.3432 | 1209104.4634 | 2750849.3432 | 1209104.4634 | 2750850.9611 | 1209103.8585
83 | 2751341.6632 | 1208982.7997 | 2751357.2492 | 1208978.5579 | 2751394.4081 | 1208965.2444
84 | 2750940.9623 | 1209051.6014 | 2750954.2741 | 1209044.9227
85 | 2750940.9623 | 1209051.6014 | 2750933.937 | 1209055.126 | 2750932.3455 | 1209055.969
86 | 2750852.8483 | 1209103.1528 | 2750884.9177 | 1209091.1622 | 2750896.701 | 1209082.9753 | 2750918.3874 | 1209063.3622 | 2750932.3455 | 1209055.969
87 | 2750852.8483 | 1209103.1528 | 2750851.6096 | 1209103.616
88 | 2750851.5052 | 1209103.655 | 2750851.6096 | 1209103.616
89 | 2750850.9611 | 1209103.8585 | 2750851.5052 | 1209103.655
90 | 2751049.5871 | 1209112.6909 | 2751037.8031 | 1209119.6987 | 2751019.5772 | 1209129.4512
91 | 2751049.5871 | 1209112.6909 | 2751072.798 | 1209116.3816 | 2751088.4523 | 1209115.1213 | 2751103.0583 | 1209110.8095
92 | 2751049.5871 | 1209112.6909 | 2751059.5138 | 1209107.2485 | 2751091.4395 | 1209079.1768 | 2751104.2299 | 1209065.4776 | 2751114.2057 | 1209058.4018 | 2751126.0115 | 1209055.3425 | 2751136.4422 | 1209050.4246 | 2751137.9614 | 1209046.6042 | 2751134.5522 | 1209043.0703 | 2751130.2869 | 1209041.2051 | 2751078.6095 | 1209037.29
93 | 2750707.0011 | 1209723.3601 | 2750708.0645 | 1209712.2773 | 2750701.2744 | 1209679.7331 | 2750680.0587 | 1209628.4751 | 2750672.9365 | 1209619.8989 | 2750663.0128 | 1209611.4299 | 2750657.7669 | 1209607.7498 | 2750651.4354 | 1209605.4991 | 2750645.3502 | 1209602.832 | 2750613.8793 | 1209588.7032 | 2750601.0327 | 1209576.4127 | 2750584.0846 | 1209547.0484
94 | 2750584.0846 | 1209547.0484 | 2750587.2687 | 1209537.2091 | 2750599.0252 | 1209521.9036 | 2750605.9947 | 1209511.8486 | 2750607.5558 | 1209490.8368
95 | 2750707.0011 | 1209723.3601 | 2750702.1666 | 1209773.8151 | 2750704.444 | 1209783.0029 | 2750723.7127 | 1209802.5422
96 | 2750596.0448 | 1209437.255 | 2750599.6958 | 1209443.2634 | 2750602.6888 | 1209452.4358 | 2750603.2343 | 1209472.0889 | 2750607.6309 | 1209489.8263 | 2750607.5558 | 1209490.8368
97 | 2750867.3572 | 1209186.1947 | 2750876.8229 | 1209183.5267 | 2750888.7093 | 1209183.4949
98 | 2750866.9404 | 1209186.3122 | 2750867.3572 | 1209186.1947
99 | 2750959.7899 | 1209202.6192 | 2750945.179 | 1209199.3245 | 2750921.7515 | 1209188.5782 | 2750890.7348 | 1209183.4895 | 2750888.7093 | 1209183.4949
100 | 2750866.9404 | 1209186.3122 | 2750860.4323 | 1209188.1465
101 | 2750959.7899 | 1209202.6192 | 2750928.0708 | 1209214.1387
102 | 2750959.7899 | 1209202.6192 | 2750973.056 | 1209202.7972
103 | 2750853.9414 | 1209189.9761 | 2750860.4323 | 1209188.1465
104 | 2750928.0708 | 1209214.1387 | 2750893.9504 | 1209226.5304 | 2750888.2463 | 1209230.6612
105 | 2751014.6568 | 1209194.4814 | 2751006.9042 | 1209198.5409 | 2750992.491 | 1209203.0579 | 2750973.056 | 1209202.7972
106 | 2750882.5011 | 1209234.8217 | 2750888.2463 | 1209230.6612
107 | 2751035.3931 | 1209184.5793 | 2751032.5101 | 1209185.1328 | 2751014.6568 | 1209194.4814
108 | 2751035.3931 | 1209184.5793 | 2751038.0264 | 1209184.0738
109 | 2750865.7794 | 1209245.9555 | 2750860.7014 | 1209247.7527 | 2750854.8434 | 1209247.2153 | 2750845.3546 | 1209242.8828 | 2750843.669 | 1209241.4894
110 | 2750741.3306 | 1209259.7801 | 2750745.4505 | 1209264.6884 | 2750749.2634 | 1209268.4992 | 2750751.0138 | 1209272.9695 | 2750754.2947 | 1209276.7668 | 2750759.8037 | 1209280.2756 | 2750762.3566 | 1209284.5883 | 2750769.0766 | 1209292.5428 | 2750773.9489 | 1209296.5694 | 2750776.7356 | 1209298.8529 | 2750778.4165 | 1209299.1512 | 2750780.0326 | 1209298.4024 | 2750782.5275 | 1209294.4843 | 2750783.9142 | 1209288.6698 | 2750783.8047 | 1209282.4728 | 2750784.1246 | 1209269.8255 | 2750784.22 | 1209262.7439 | 2750783.5769 | 1209252.9859 | 2750784.5465 | 1209249.8299 | 2750783.4411 | 1209244.2193 | 2750781.9025 | 1209234.9835 | 2750781.0913 | 1209224.9543 | 2750779.2432 | 1209219.236 | 2750792.9135 | 1209212.8091 | 2750804.2531 | 1209213.4295 | 2750814.6983 | 1209217.5415 | 2750843.669 | 1209241.4894
111 | 2750865.7794 | 1209245.9555 | 2750868.4141 | 1209245.0231 | 2750879.6172 | 1209236.9101
112 | 2750741.3306 | 1209259.7801 | 2750596.0448 | 1209437.255
113 | 2750879.6172 | 1209236.9101 | 2750882.5011 | 1209234.8217
114 | 2750596.0448 | 1209437.255 | 2750595.8425 | 1209445.5682 | 2750590.8654 | 1209450.0813
115 | 2751027.4306 | 1209679.3117 | 2751027.4306 | 1209679.3117 | 2751031.1964 | 1209674.7586 | 2751031.1964 | 1209674.7586
116 | 2751027.4306 | 1209679.3117 | 2751015.2429 | 1209684.8859 | 2751007.2807 | 1209689.9777 | 2750999.3444 | 1209700.0523 | 2750995.6732 | 1209703.2734 | 2750988.2416 | 1209704.5309 | 2750975.8073 | 1209699.7232 | 2750966.8306 | 1209693.524 | 2750953.7874 | 1209689.3349
117 | 2751184.826 | 1209559.96 | 2751155.6384 | 1209576.7019 | 2751136.9981 | 1209585.9934 | 2751118.3846 | 1209596.6313 | 2751106.9448 | 1209605.0934 | 2751094.2904 | 1209613.7694 | 2751083.7563 | 1209618.6069 | 2751075.8868 | 1209622.4332 | 2751067.1523 | 1209628.2839 | 2751059.5997 | 1209635.2098 | 2751049.0879 | 1209639.7699 | 2751039.9546 | 1209643.353 | 2751034.1178 | 1209649.7997 | 2751032.3185 | 1209659.2847 | 2751032.9648 | 1209669.7991 | 2751031.1964 | 1209674.7586
118 | 2750953.7874 | 1209689.3349 | 2750834.8074 | 1209864.9632
119 | 2751184.826 | 1209559.96 | 2751207.6212 | 1209555.6783 | 2751248.2533 | 1209556.998 | 2751305.3329 | 1209548.307
120 | 2750834.8074 | 1209864.9632 | 2750834.9137 | 1209890.3704 | 2750848.5509 | 1209945.3074 | 2750848.5509 | 1209945.3074
121 | 2750729.6491 | 1209821.117 | 2750737.1444 | 1209824.8541 | 2750745.2103 | 1209826.1701 | 2750799.8444 | 1209818.6439 | 2750815.5414 | 1209820.7313 | 2750824.475 | 1209826.8291 | 2750829.9535 | 1209833.629 | 2750834.7669 | 1209855.2918 | 2750834.8074 | 1209864.9632
122 | 2751550.0924 | 1209598.3029 | 2751550.9946 | 1209592.1316 | 2751497.567 | 1209588.861 | 2751434.649 | 1209565.7884 | 2751405.6631 | 1209555.9888 | 2751339.7183 | 1209543.0714 | 2751305.3329 | 1209548.307
123 | 2750729.6491 | 1209821.117 | 2750725.4874 | 1209804.3418 | 2750723.7127 | 1209802.5422
124 | 2750729.6491 | 1209821.117 | 2750730.961 | 1209824.2751 | 2750733.1757 | 1209827.9778
125 | 2750733.1757 | 1209827.9778 | 2750734.2298 | 1209829.7402 | 2750735.058 | 1209836.3892 | 2750734.7263 | 1209840.1841 | 2750732.9438 | 1209843.3084 | 2750729.7882 | 1209845.0969
126 | 2750718.0058 | 1209842.0815 | 2750725.1 | 1209844.3334 | 2750729.7882 | 1209845.0969 | 2750729.7882 | 1209845.0969
127 | 2750859.3247 | 1209955.3107 | 2750848.5509 | 1209945.3074
128 | 2750625.4275 | 1209790.8591 | 2750636.6768 | 1209794.4128 | 2750649.8502 | 1209789.2298 | 2750657.8557 | 1209784.2164 | 2750662.6813 | 1209781.6471 | 2750667.5575 | 1209781.5924 | 2750672.6545 | 1209784.835 | 2750679.6008 | 1209791.3383 | 2750686.7903 | 1209797.5475 | 2750690.038 | 1209801.444 | 2750693.0091 | 1209807.2574 | 2750694.0019 | 1209814.3108 | 2750702.1886 | 1209830.1091 | 2750710.7039 | 1209839.5212 | 2750715.8884 | 1209841.4093 | 2750718.0058 | 1209842.0815
129 | 2750625.4275 | 1209790.8591 | 2750632.0023 | 1209787.689 | 2750628.8029 | 1209783.6825 | 2750621.4389 | 1209778.3587 | 2750615.9639 | 1209772.6155
130 | 2750625.4275 | 1209790.8591 | 2750614.8518 | 1209790.4473 | 2750603.2976 | 1209792.9468 | 2750591.9983 | 1209810.0431 | 2750583.3596 | 1209822.0689 | 2750580.9845 | 1209827.5804 | 2750581.6115 | 1209833.7683 | 2750586.283 | 1209833.3859 | 2750591.4458 | 1209831.0141 | 2750606.5101 | 1209829.8488 | 2750612.8407 | 1209830.6204 | 2750612.1309 | 1209839.7548 | 2750608.5751 | 1209847.1493 | 2750603.1523 | 1209854.3965 | 2750600.3305 | 1209860.1303 | 2750593.6479 | 1209872.995 | 2750586.0666 | 1209885.9149 | 2750579.6187 | 1209893.7034 | 2750581.8252 | 1209902.0886 | 2750586.7286 | 1209909.6856 | 2750599.0546 | 1209922.986 | 2750605.2507 | 1209934.4968
131 | 2750615.9639 | 1209772.6155 | 2750625.0642 | 1209764.9052 | 2750633.1638 | 1209757.9703 | 2750639.0941 | 1209747.4997 | 2750639.4007 | 1209735.3636 | 2750641.6852 | 1209725.6128 | 2750649.7446 | 1209722.0799 | 2750662.7049 | 1209722.93
132 | 2750605.2507 | 1209934.4968 | 2750607.3738 | 1209946.1828 | 2750606.7863 | 1209957.0997 | 2750608.3419 | 1209968.6712 | 2750617.4904 | 1209990.3432 | 2750625.4822 | 1210000.6094 | 2750634.4051 | 1210007.1292 | 2750643.3473 | 1210012.8821 | 2750672.3503 | 1210054.7529
133 | 2750890.9967 | 1210076.1722 | 2750890.0278 | 1210070.287 | 2750881.3467 | 1210060.2365 | 2750878.7857 | 1210049.9517 | 2750883.9141 | 1210032.7108 | 2750877.6703 | 1209996.9663 | 2750859.3247 | 1209955.3107
134 | 2750890.9967 | 1210076.1722 | 2750905.9015 | 1210072.3664
135 | 2750890.9967 | 1210076.1722 | 2750866.3806 | 1210076.4723 | 2750842.6446 | 1210087.6708 | 2750838.0788 | 1210093.3761
136 | 2751662.5466 | 1209575.7735 | 2751641.4347 | 1209586.5242 | 2751598.8257 | 1209593.57 | 2751550.0924 | 1209598.3029
137 | 2751550.0924 | 1209598.3029 | 2751549.2824 | 1209603.8428 | 2751526.7515 | 1209614.1796 | 2751495.8869 | 1209611.5826 | 2751473.2759 | 1209618.7927 | 2751454.8963 | 1209630.0805 | 2751444.2645 | 1209638.4513 | 2751430.418 | 1209665.3011 | 2751421.2306 | 1209678.4906 | 2751410.3096 | 1209688.3802
138 | 2751550.0924 | 1209598.3029 | 2751578.0134 | 1209568.0079 | 2751591.726 | 1209550.0517 | 2751601.4823 | 1209519.5952 | 2751612.9198 | 1209486.7348 | 2751622.1712 | 1209468.0647 | 2751626.9915 | 1209454.9647 | 2751627.751 | 1209440.9495 | 2751621.8018 | 1209426.3634
139 | 2751662.5466 | 1209575.7735 | 2751687.598 | 1209559.3515 | 2751721.2858 | 1209536.1877 | 2751742.7038 | 1209525.9789 | 2751755.2324 | 1209516.9118 | 2751768.799 | 1209512.7865 | 2751776.1074 | 1209513.9957 | 2751781.6707 | 1209518.0296 | 2751782.9732 | 1209519.8567
140 | 2751662.5466 | 1209575.7735 | 2751661.4575 | 1209570.4523 | 2751678.1844 | 1209552.4062 | 2751689.7558 | 1209530.7369 | 2751714.9851 | 1209485.2163 | 2751731.1292 | 1209461.2385
141 | 2751403.2001 | 1209694.8185 | 2751410.3096 | 1209688.3802
142 | 2751621.8018 | 1209426.3634 | 2751610.8374 | 1209424.461 | 2751597.5445 | 1209433.6757 | 2751583.4678 | 1209449.7878 | 2751569.6479 | 1209463.8824 | 2751553.2531 | 1209474.8533 | 2751523.119 | 1209480.5931
143 | 2751621.8018 | 1209426.3634 | 2751634.0164 | 1209410.5044 | 2751645.7304 | 1209396.9902 | 2751655.6387 | 1209384.4978
144 | 2751336.7781 | 1209955.3936 | 2751360.3287 | 1209941.497 | 2751374.1113 | 1209928.8133 | 2751386.0593 | 1209927.582 | 2751431.3734 | 1209937.2847 | 2751452.7148 | 1209938.0937 | 2751486.7541 | 1209933.7347
145 | 2751190.9724 | 1209951.579 | 2751192.7223 | 1209953.3471 | 2751207.6019 | 1209974.7539 | 2751221.8207 | 1209982.9325 | 2751243.0693 | 1209985.2953 | 2751269.6436 | 1209983.6675 | 2751291.6707 | 1209979.6224 | 2751311.1264 | 1209970.53 | 2751336.7781 | 1209955.3936
146 | 2751500.1789 | 1209932.0155 | 2751486.7541 | 1209933.7347
147 | 2751190.9724 | 1209951.579 | 2751205.0881 | 1209947.333 | 2751222.9568 | 1209950.433 | 2751240.6228 | 1209953.728
148 | 2751500.1789 | 1209932.0155 | 2751499.5481 | 1209922.1242 | 2751503.4048 | 1209917.8962 | 2751515.1718 | 1209910.9222 | 2751528.5728 | 1209900.9983 | 2751550.5631 | 1209878.3814 | 2751562.9791 | 1209865.7071
149 | 2751619.1746 | 1209809.2266 | 2751609.0887 | 1209818.6382 | 2751562.9791 | 1209865.7071
150 | 2750917.2427 | 1210065.5601 | 2750911.6015 | 1210070.9109 | 2750905.9015 | 1210072.3664
151 | 2751619.1746 | 1209809.2266 | 2751632.396 | 1209796.8892 | 2751637.7207 | 1209787.8722 | 2751646.0258 | 1209768.1215 | 2751653.7639 | 1209757.5089 | 2751663.7962 | 1209749.0899 | 2751675.2785 | 1209738.3835 | 2751694.8954 | 1209724.2031 | 2751704.5333 | 1209714.2505 | 2751712.7926 | 1209702.2778
152 | 2751861.8106 | 1209599.1726 | 2751852.7989 | 1209608.7072 | 2751805.7114 | 1209647.3651 | 2751783.5676 | 1209659.8127 | 2751753.1048 | 1209670.425 | 2751739.492 | 1209676.3841 | 2751718.6995 | 1209693.715 | 2751712.7926 | 1209702.2778
153 | 2751712.7926 | 1209702.2778 | 2751774.2406 | 1209846.3495
154 | 2751846.0751 | 1209895.3977 | 2751839.5877 | 1209880.4862 | 2751833.3054 | 1209873.3424 | 2751803.589 | 1209867.2254 | 2751788.983 | 1209859.3359 | 2751779.2223 | 1209850.7378
155 | 2751774.2406 | 1209846.3495 | 2751779.2223 | 1209850.7378
156 | 2751956.7329 | 1209789.522 | 2751949.4449 | 1209796.7761 | 2751915.235 | 1209815.3769 | 2751898.4143 | 1209834.4209 | 2751846.0751 | 1209895.3977
157 | 2751861.8106 | 1209599.1726 | 2751861.8106 | 1209599.1726 | 2751862.4902 | 1209597.7649
158 | 2751689.8618 | 1209142.1118 | 2751689.8618 | 1209142.1118 | 2751687.2205 | 1209135.6319
159 | 2751689.8618 | 1209142.1118 | 2751696.574 | 1209157.5069 | 2751700.0847 | 1209173.1765 | 2751701.2747 | 1209178.0118
160 | 2751704.0002 | 1209189.0863 | 2751701.2747 | 1209178.0118
161 | 2751708.3666 | 1209210.5752 | 2751708.3666 | 1209210.5752 | 2751704.9099 | 1209192.7829 | 2751704.0002 | 1209189.0863
162 | 2751708.3666 | 1209210.5752 | 2751714.192 | 1209233.0206 | 2751714.5386 | 1209247.1974 | 2751709.2074 | 1209261.2296 | 2751695.4898 | 1209270.0775 | 2751687.5673 | 1209277.801
163 | 2751687.5673 | 1209277.801 | 2751682.7383 | 1209282.5087 | 2751674.5634 | 1209296.8134 | 2751670.8886 | 1209309.5681
164 | 2751670.8886 | 1209309.5681 | 2751669.4997 | 1209314.3889 | 2751665.9128 | 1209329.5221 | 2751662.9323 | 1209348.9188 | 2751660.6302 | 1209369.7562 | 2751655.6387 | 1209384.4978
165 | 2751782.9732 | 1209519.8567 | 2751789.9391 | 1209529.6278 | 2751830.3341 | 1209563.5628 | 2751875.9438 | 1209550.7011 | 2751875.9438 | 1209550.7011
166 | 2751731.1292 | 1209461.2385 | 2751733.4255 | 1209457.8279 | 2751781.5348 | 1209395.1967 | 2751792.829 | 1209378.1691 | 2751796.4118 | 1209371.5767 | 2751798.8041 | 1209361.7155
167 | 2751798.8041 | 1209361.7155 | 2751799.4875 | 1209358.8983

## bus_geodata
| x | y | coords
0 | 2752418.1375 | 1208675.9067
1 | 2752527.7442 | 1208644.5098
2 | 2752328.6784 | 1208739.8981
3 | 2752353.7495 | 1208636.6327
4 | 2752471.8237 | 1207965.7325
5 | 2752299.86 | 1208756.7829
6 | 2751826.5514 | 1209260.5132
7 | 2751802.3429 | 1209347.1285
8 | 2752352.3959 | 1208636.8579
9 | 2752475.3418 | 1207964.5893
10 | 2752489.9497 | 1207959.8427
11 | 2752235.8418 | 1209506.4327
12 | 2752319.1825 | 1209083.9382
13 | 2751885.1781 | 1209554.8286
14 | 2752296.1368 | 1209074.6935
15 | 2752392.3937 | 1209083.9637
16 | 2751364.9823 | 1209272.9108
17 | 2751355.0887 | 1209284.1523
18 | 2751389.8541 | 1209211.968
19 | 2751287.1625 | 1209346.8569
20 | 2751400.4707 | 1209186.8911
21 | 2751227.018 | 1209356.1406
22 | 2751255.1771 | 1209371.9013
23 | 2751397.5469 | 1209173.5386
24 | 2751328.0805 | 1209379.823
25 | 2751430.9956 | 1209132.7085
26 | 2751328.3848 | 1209201.1554
27 | 2751298.3075 | 1209204.371
28 | 2751065.6728 | 1209178.7666
29 | 2751211.564 | 1209252.1931
30 | 2751460.9255 | 1209032.524
31 | 2751046.3516 | 1209172.9245
32 | 2751051.2242 | 1209181.5403
33 | 2751215.82 | 1209119.2255
34 | 2751184.9391 | 1209266.7022
35 | 2751033.6267 | 1209171.0082
36 | 2751045.0756 | 1209182.7206
37 | 2751313.3003 | 1209019.0946
38 | 2751110.7929 | 1209305.6081
39 | 2751344.1259 | 1208725.5143
40 | 2751322.8699 | 1208751.6435
41 | 2751243.4193 | 1208836.3777
42 | 2751228.9412 | 1208853.8635
43 | 2751210.7777 | 1208861.8632
44 | 2751200.0676 | 1208866.1821
45 | 2751192.1239 | 1208866.694
46 | 2751149.8532 | 1208869.418
47 | 2751138.6593 | 1208844.442
48 | 2751133.5938 | 1208872.9443
49 | 2751112.4334 | 1208876.2208
50 | 2751051.291 | 1208934.6349
51 | 2751087.9185 | 1208872.9306
52 | 2751080.38 | 1209317.4835
53 | 2751022.0526 | 1209312.9596
54 | 2750958.7969 | 1209309.4313
55 | 2750973.7766 | 1209369.3401
56 | 2751072.4668 | 1208929.7063
57 | 2750991.5277 | 1209017.3117
58 | 2750961.2306 | 1208879.8308
59 | 2751031.2355 | 1208891.9792
60 | 2751105.4393 | 1208921.1049
61 | 2750978.3488 | 1209027.83
62 | 2750900.7677 | 1208885.0062
63 | 2750854.3991 | 1208888.7371
64 | 2750948.3729 | 1208896.1865
65 | 2750965.9408 | 1208919.4065
66 | 2751022.9487 | 1208891.7693
67 | 2750858.9146 | 1209125.8737
68 | 2750924.9078 | 1209147.9768
69 | 2750842.0833 | 1209118.4476
70 | 2750949.2724 | 1209149.5967
71 | 2750842.0595 | 1209116.9884
72 | 2750971.4832 | 1209152.5443
73 | 2750841.964 | 1209111.1382
74 | 2750981.6987 | 1209153.186
75 | 2750849.3432 | 1209104.4634
76 | 2751341.6632 | 1208982.7997
77 | 2751394.4081 | 1208965.2444
78 | 2750940.9623 | 1209051.6014
79 | 2750954.2741 | 1209044.9227
80 | 2750932.3455 | 1209055.969
81 | 2750852.8483 | 1209103.1528
82 | 2750851.6096 | 1209103.616
83 | 2750851.5052 | 1209103.655
84 | 2751019.5772 | 1209129.4512
85 | 2751025.1471 | 1209167.4848
86 | 2751049.5871 | 1209112.6909
87 | 2750928.3565 | 1209384.2329
88 | 2750584.0846 | 1209547.0484
89 | 2750707.0011 | 1209723.3601
90 | 2750607.5558 | 1209490.8368
91 | 2750850.9611 | 1209103.8585
92 | 2750867.3572 | 1209186.1947
93 | 2750888.7093 | 1209183.4949
94 | 2750866.9404 | 1209186.3122
95 | 2750959.7899 | 1209202.6192
96 | 2750860.4323 | 1209188.1465
97 | 2750928.0708 | 1209214.1387
98 | 2750973.056 | 1209202.7972
99 | 2750853.9414 | 1209189.9761
100 | 2750888.2463 | 1209230.6612
101 | 2751014.6568 | 1209194.4814
102 | 2751038.0264 | 1209184.0738
103 | 2751103.0583 | 1209110.8095
104 | 2751078.6095 | 1209037.29
105 | 2750843.669 | 1209241.4894
106 | 2750865.7794 | 1209245.9555
107 | 2750741.3306 | 1209259.7801
108 | 2750879.6172 | 1209236.9101
109 | 2750596.0448 | 1209437.255
110 | 2750882.5011 | 1209234.8217
111 | 2750590.8654 | 1209450.0813
112 | 2751035.3931 | 1209184.5793
113 | 2751027.4306 | 1209679.3117
114 | 2751031.1964 | 1209674.7586
115 | 2750953.7874 | 1209689.3349
116 | 2751184.826 | 1209559.96
117 | 2750834.8074 | 1209864.9632
118 | 2751305.3329 | 1209548.307
119 | 2750723.7127 | 1209802.5422
120 | 2750729.6491 | 1209821.117
121 | 2750733.1757 | 1209827.9778
122 | 2750729.7882 | 1209845.0969
123 | 2750848.5509 | 1209945.3074
124 | 2750718.0058 | 1209842.0815
125 | 2750625.4275 | 1209790.8591
126 | 2750615.9639 | 1209772.6155
127 | 2750605.2507 | 1209934.4968
128 | 2750662.7049 | 1209722.93
129 | 2750672.3503 | 1210054.7529
130 | 2750859.3247 | 1209955.3107
131 | 2750890.9967 | 1210076.1722
132 | 2751550.0924 | 1209598.3029
133 | 2751662.5466 | 1209575.7735
134 | 2751410.3096 | 1209688.3803
135 | 2751621.8018 | 1209426.3634
136 | 2751336.7781 | 1209955.3936
137 | 2751486.7541 | 1209933.7347
138 | 2751190.9724 | 1209951.579
139 | 2751500.1789 | 1209932.0155
140 | 2751240.6228 | 1209953.728
141 | 2751562.9791 | 1209865.7071
142 | 2750905.9015 | 1210072.3664
143 | 2750838.0788 | 1210093.3761
144 | 2750917.2427 | 1210065.5601
145 | 2751619.1746 | 1209809.2266
146 | 2751712.7926 | 1209702.2778
147 | 2751779.2223 | 1209850.7378
148 | 2751846.0751 | 1209895.3977
149 | 2751774.2406 | 1209846.3495
150 | 2751956.7329 | 1209789.522
151 | 2751861.8106 | 1209599.1726
152 | 2751862.4902 | 1209597.7649
153 | 2751689.8618 | 1209142.1118
154 | 2751687.2205 | 1209135.6319
155 | 2751701.2747 | 1209178.0118
156 | 2751704.0002 | 1209189.0863
157 | 2751708.3666 | 1209210.5752
158 | 2751687.5673 | 1209277.801
159 | 2751670.8886 | 1209309.5681
160 | 2751875.9438 | 1209550.7011
161 | 2751655.6387 | 1209384.4978
162 | 2751523.119 | 1209480.5931
163 | 2751782.9732 | 1209519.8567
164 | 2751731.1292 | 1209461.2385
165 | 2751403.2001 | 1209694.8185
166 | 2751798.8041 | 1209361.7155
167 | 2751799.4875 | 1209358.8983
168 | 2751788.935 | 1209362.6343
169 | 2751065.6728 | 1209178.7666

## line_std_types
| c_nf_per_km | r_ohm_per_km | x_ohm_per_km | max_i_ka | type | q_mm2 | alpha | voltage_rating
NAYY 4x50 SE | 210 | 0.642 | 0.083 | 0.142 | cs | 50 | 0.00403 | LV
NAYY 4x120 SE | 264 | 0.225 | 0.08 | 0.242 | cs | 120 | 0.00403 | LV
NAYY 4x150 SE | 261 | 0.208 | 0.08 | 0.27 | cs | 150 | 0.00403 | LV
NA2XS2Y 1x95 RM/25 12/20 kV | 216 | 0.313 | 0.132 | 0.252 | cs | 95 | 0.00403 | MV
NA2XS2Y 1x185 RM/25 12/20 kV | 273 | 0.161 | 0.117 | 0.362 | cs | 185 | 0.00403 | MV
NA2XS2Y 1x240 RM/25 12/20 kV | 304 | 0.122 | 0.112 | 0.421 | cs | 240 | 0.00403 | MV
NA2XS2Y 1x95 RM/25 6/10 kV | 315 | 0.313 | 0.123 | 0.249 | cs | 95 | 0.00403 | MV
NA2XS2Y 1x185 RM/25 6/10 kV | 406 | 0.161 | 0.11 | 0.358 | cs | 185 | 0.00403 | MV
NA2XS2Y 1x240 RM/25 6/10 kV | 456 | 0.122 | 0.105 | 0.416 | cs | 240 | 0.00403 | MV
NA2XS2Y 1x150 RM/25 12/20 kV | 250 | 0.206 | 0.116 | 0.319 | cs | 150 | 0.00403 | MV
NA2XS2Y 1x120 RM/25 12/20 kV | 230 | 0.253 | 0.119 | 0.283 | cs | 120 | 0.00403 | MV
NA2XS2Y 1x70 RM/25 12/20 kV | 190 | 0.443 | 0.132 | 0.22 | cs | 70 | 0.00403 | MV
NA2XS2Y 1x150 RM/25 6/10 kV | 360 | 0.206 | 0.11 | 0.315 | cs | 150 | 0.00403 | MV
NA2XS2Y 1x120 RM/25 6/10 kV | 340 | 0.253 | 0.113 | 0.28 | cs | 120 | 0.00403 | MV
NA2XS2Y 1x70 RM/25 6/10 kV | 280 | 0.443 | 0.123 | 0.217 | cs | 70 | 0.00403 | MV
N2XS(FL)2Y 1x120 RM/35 64/110 kV | 112 | 0.153 | 0.166 | 0.366 | cs | 120 | 0.00393 | HV
N2XS(FL)2Y 1x185 RM/35 64/110 kV | 125 | 0.099 | 0.156 | 0.457 | cs | 185 | 0.00393 | HV
N2XS(FL)2Y 1x240 RM/35 64/110 kV | 135 | 0.075 | 0.149 | 0.526 | cs | 240 | 0.00393 | HV
N2XS(FL)2Y 1x300 RM/35 64/110 kV | 144 | 0.06 | 0.144 | 0.588 | cs | 300 | 0.00393 | HV
15-AL1/3-ST1A 0.4 | 11 | 1.8769 | 0.35 | 0.105 | ol | 16 | 0.00403 | LV
24-AL1/4-ST1A 0.4 | 11.25 | 1.2012 | 0.335 | 0.14 | ol | 24 | 0.00403 | LV
48-AL1/8-ST1A 0.4 | 12.2 | 0.5939 | 0.3 | 0.21 | ol | 48 | 0.00403 | LV
94-AL1/15-ST1A 0.4 | 13.2 | 0.306 | 0.29 | 0.35 | ol | 94 | 0.00403 | LV
34-AL1/6-ST1A 10.0 | 9.7 | 0.8342 | 0.36 | 0.17 | ol | 34 | 0.00403 | MV
48-AL1/8-ST1A 10.0 | 10.1 | 0.5939 | 0.35 | 0.21 | ol | 48 | 0.00403 | MV
70-AL1/11-ST1A 10.0 | 10.4 | 0.4132 | 0.339 | 0.29 | ol | 70 | 0.00403 | MV
94-AL1/15-ST1A 10.0 | 10.75 | 0.306 | 0.33 | 0.35 | ol | 94 | 0.00403 | MV
122-AL1/20-ST1A 10.0 | 11.1 | 0.2376 | 0.323 | 0.41 | ol | 122 | 0.00403 | MV
149-AL1/24-ST1A 10.0 | 11.25 | 0.194 | 0.315 | 0.47 | ol | 149 | 0.00403 | MV
34-AL1/6-ST1A 20.0 | 9.15 | 0.8342 | 0.382 | 0.17 | ol | 34 | 0.00403 | MV
48-AL1/8-ST1A 20.0 | 9.5 | 0.5939 | 0.372 | 0.21 | ol | 48 | 0.00403 | MV
70-AL1/11-ST1A 20.0 | 9.7 | 0.4132 | 0.36 | 0.29 | ol | 70 | 0.00403 | MV
94-AL1/15-ST1A 20.0 | 10 | 0.306 | 0.35 | 0.35 | ol | 94 | 0.00403 | MV
122-AL1/20-ST1A 20.0 | 10.3 | 0.2376 | 0.344 | 0.41 | ol | 122 | 0.00403 | MV
149-AL1/24-ST1A 20.0 | 10.5 | 0.194 | 0.337 | 0.47 | ol | 149 | 0.00403 | MV
184-AL1/30-ST1A 20.0 | 10.75 | 0.1571 | 0.33 | 0.535 | ol | 184 | 0.00403 | MV
243-AL1/39-ST1A 20.0 | 11 | 0.1188 | 0.32 | 0.645 | ol | 243 | 0.00403 | MV
48-AL1/8-ST1A 110.0 | 8 | 0.5939 | 0.46 | 0.21 | ol | 48 | 0.00403 | HV
70-AL1/11-ST1A 110.0 | 8.4 | 0.4132 | 0.45 | 0.29 | ol | 70 | 0.00403 | HV
94-AL1/15-ST1A 110.0 | 8.65 | 0.306 | 0.44 | 0.35 | ol | 94 | 0.00403 | HV
122-AL1/20-ST1A 110.0 | 8.5 | 0.2376 | 0.43 | 0.41 | ol | 122 | 0.00403 | HV
149-AL1/24-ST1A 110.0 | 8.75 | 0.194 | 0.41 | 0.47 | ol | 149 | 0.00403 | HV
184-AL1/30-ST1A 110.0 | 8.8 | 0.1571 | 0.4 | 0.535 | ol | 184 | 0.00403 | HV
243-AL1/39-ST1A 110.0 | 9 | 0.1188 | 0.39 | 0.645 | ol | 243 | 0.00403 | HV
305-AL1/39-ST1A 110.0 | 9.2 | 0.0949 | 0.38 | 0.74 | ol | 305 | 0.00403 | HV
490-AL1/64-ST1A 110.0 | 9.75 | 0.059 | 0.37 | 0.96 | ol | 490 | 0.00403 | HV
679-AL1/86-ST1A 110.0 | 9.95 | 0.042 | 0.36 | 1.15 | ol | 679 | 0.00403 | HV
490-AL1/64-ST1A 220.0 | 10 | 0.059 | 0.285 | 0.96 | ol | 490 | 0.00403 | HV
679-AL1/86-ST1A 220.0 | 11.7 | 0.042 | 0.275 | 1.15 | ol | 679 | 0.00403 | HV
490-AL1/64-ST1A 380.0 | 11 | 0.059 | 0.253 | 0.96 | ol | 490 | 0.00403 | HV
679-AL1/86-ST1A 380.0 | 14.6 | 0.042 | 0.25 | 1.15 | ol | 679 | 0.00403 | HV

## trafo_std_types
| i0_percent | pfe_kw | vkr_percent | sn_mva | vn_lv_kv | vn_hv_kv | vk_percent | shift_degree | vector_group | tap_side | tap_neutral | tap_min | tap_max | tap_step_degree | tap_step_percent | tap_phase_shifter
160 MVA 380/110 kV | 0.06 | 60 | 0.25 | 160 | 110 | 380 | 12.2 | 0 | Yy0 | hv | 0 | -9 | 9 | 0 | 1.5 | FALSE
100 MVA 220/110 kV | 0.06 | 55 | 0.26 | 100 | 110 | 220 | 12 | 0 | Yy0 | hv | 0 | -9 | 9 | 0 | 1.5 | FALSE
63 MVA 110/20 kV | 0.04 | 22 | 0.32 | 63 | 20 | 110 | 18 | 150 | YNd5 | hv | 0 | -9 | 9 | 0 | 1.5 | FALSE
40 MVA 110/20 kV | 0.05 | 18 | 0.34 | 40 | 20 | 110 | 16.2 | 150 | YNd5 | hv | 0 | -9 | 9 | 0 | 1.5 | FALSE
25 MVA 110/20 kV | 0.07 | 14 | 0.41 | 25 | 20 | 110 | 12 | 150 | YNd5 | hv | 0 | -9 | 9 | 0 | 1.5 | FALSE
63 MVA 110/10 kV | 0.04 | 22 | 0.32 | 63 | 10 | 110 | 18 | 150 | YNd5 | hv | 0 | -9 | 9 | 0 | 1.5 | FALSE
40 MVA 110/10 kV | 0.05 | 18 | 0.34 | 40 | 10 | 110 | 16.2 | 150 | YNd5 | hv | 0 | -9 | 9 | 0 | 1.5 | FALSE
25 MVA 110/10 kV | 0.07 | 14 | 0.41 | 25 | 10 | 110 | 12 | 150 | YNd5 | hv | 0 | -9 | 9 | 0 | 1.5 | FALSE
0.25 MVA 20/0.4 kV | 0.32 | 0.8 | 1.44 | 0.25 | 0.4 | 20 | 6 | 150 | Yzn5 | hv | 0 | -2 | 2 | 0 | 2.5 | FALSE
0.4 MVA 20/0.4 kV | 0.3375 | 1.35 | 1.425 | 0.4 | 0.4 | 20 | 6 | 150 | Dyn5 | hv | 0 | -2 | 2 | 0 | 2.5 | FALSE
0.63 MVA 20/0.4 kV | 0.2619 | 1.65 | 1.206 | 0.63 | 0.4 | 20 | 6 | 150 | Dyn5 | hv | 0 | -2 | 2 | 0 | 2.5 | FALSE
0.25 MVA 10/0.4 kV | 0.24 | 0.6 | 1.2 | 0.25 | 0.4 | 10 | 4 | 150 | Dyn5 | hv | 0 | -2 | 2 | 0 | 2.5 | FALSE
0.4 MVA 10/0.4 kV | 0.2375 | 0.95 | 1.325 | 0.4 | 0.4 | 10 | 4 | 150 | Dyn5 | hv | 0 | -2 | 2 | 0 | 2.5 | FALSE
0.63 MVA 10/0.4 kV | 0.1873 | 1.18 | 1.0794 | 0.63 | 0.4 | 10 | 4 | 150 | Dyn5 | hv | 0 | -2 | 2 | 0 | 2.5 | FALSE

## trafo3w_std_types
| sn_hv_mva | sn_mv_mva | sn_lv_mva | vn_hv_kv | vn_mv_kv | vn_lv_kv | vk_hv_percent | vk_mv_percent | vk_lv_percent | vkr_hv_percent | vkr_mv_percent | vkr_lv_percent | pfe_kw | i0_percent | shift_mv_degree | shift_lv_degree | vector_group | tap_side | tap_neutral | tap_min | tap_max | tap_step_percent
63/25/38 MVA 110/20/10 kV | 63 | 25 | 38 | 110 | 20 | 10 | 10.4 | 10.4 | 10.4 | 0.28 | 0.32 | 0.35 | 35 | 0.89 | 0 | 0 | YN0yn0yn0 | hv | 0 | -10 | 10 | 1.2
63/25/38 MVA 110/10/10 kV | 63 | 25 | 38 | 110 | 10 | 10 | 10.4 | 10.4 | 10.4 | 0.28 | 0.32 | 0.35 | 35 | 0.89 | 0 | 0 | YN0yn0yn0 | hv | 0 | -10 | 10 | 1.2

## fuse_std_types
| fuse_type | i_rated_a | t_avg | t_min | t_total | x_avg | x_min | x_total
HV 100A | HV 100A | 100 | 0 | [10.0, 3.64, 0.854, 0.281, 0.1, 0.0531, 0.022, 0.01] | [10.0, 4.267, 1.21, 0.403, 0.1, 0.058, 0.022, 0.01] | 0 | [300.0, 350.0, 450.0, 550.0, 700.0, 850.0, 1200.0, 1752.0] | [600.0, 700.0, 900.0, 1150.0, 1665.0, 2000.0, 3000.0, 4313.0]
HV 10A | HV 10A | 10 | 0 | [10.0, 1675.0, 0.344, 0.156, 0.1, 0.0417, 0.0171, 0.01] | [10.0, 1.3, 0.3, 0.155, 0.1, 0.0555, 0.023, 0.01] | 0 | [30.0, 32.0, 35.0, 37.0, 39.0, 50.0, 70.0, 88.0] | [60.0, 70.0, 80.0, 87.0, 94.0, 110.0, 150.0, 216.0]
HV 125A | HV 125A | 125 | 0 | [10.0, 1.82, 0.344, 0.1, 0.0467, 0.0269, 0.01] | [10.0, 2.478, 0.426, 0.1, 0.0427, 0.0211, 0.01] | 0 | [375.0, 500.0, 700.0, 925.0, 1200.0, 1500.0, 2341.0] | [750.0, 1000.0, 1500.0, 2200.0, 3000.0, 4000.0, 5765.0]
HV 160A | HV 160A | 160 | 0 | [10.0, 4.15, 1.03, 0.198, 0.1, 0.051, 0.0172, 0.01] | [10.0, 2.3, 0.734, 0.274, 0.1, 0.046, 0.0177, 0.01] | 0 | [480.0, 550.0, 700.0, 1000.0, 1260.0, 1600.0, 2500.0, 3227.0] | [960.0, 1300.0, 1700.0, 2200.0, 2996.0, 4000.0, 6000.0, 7946.0]
HV 16A | HV 16A | 16 | 0 | [10.0, 0.352, 0.164, 0.1, 0.0649, 0.0342, 0.01] | [10.0, 2.34, 0.722, 0.181, 0.1, 0.055, 0.0296, 0.01] | 0 | [48.0, 60.0, 65.0, 71.0, 80.0, 100.0, 162.0] | [96.0, 110.0, 125.0, 150.0, 168.0, 200.0, 250.0, 398.0]
HV 200A | HV 200A | 200 | 0 | [10.0, 4.267, 1.21, 0.403, 0.1, 0.058, 0.022, 0.01] | [10.0, 3.73, 1.654, 0.328, 0.1, 0.0531, 0.019, 0.01] | 0 | [600.0, 700.0, 900.0, 1150.0, 1665.0, 2000.0, 3000.0, 4313.0] | [1200.0, 1500.0, 1800.0, 2700.0, 3960.0, 5000.0, 7500.0, 10620.0]
HV 20A | HV 20A | 20 | 0 | [10.0, 1.3, 0.3, 0.155, 0.1, 0.0555, 0.023, 0.01] | [10.0, 1.3, 0.161, 0.1, 0.0611, 0.0399, 0.0141, 0.01] | 0 | [60.0, 70.0, 80.0, 87.0, 94.0, 110.0, 150.0, 216.0] | [120.0, 150.0, 200.0, 223.0, 260.0, 300.0, 450.0, 532.0]
HV 25A | HV 25A | 25 | 0 | [10.0, 2.512, 0.833, 0.299, 0.1, 0.0372, 0.0223, 0.01] | [10.0, 3.125, 0.597, 0.198, 0.1, 0.0378, 0.022, 0.01] | 0 | [75.0, 82.0, 90.0, 100.0, 124.0, 170.0, 200.0, 289.0] | [150.0, 170.0, 210.0, 250.0, 294.0, 400.0, 500.0, 711.0]
HV 31.5A | HV 31.5A | 31.5 | 0 | [10.0, 2.34, 0.722, 0.181, 0.1, 0.055, 0.0296, 0.01] | [10.0, 2.84, 0.368, 0.164, 0.1, 0.0621, 0.0378, 0.0195, 0.01] | 0 | [95.0, 110.0, 125.0, 150.0, 165.0, 200.0, 250.0, 390.0] | [189.0, 220.0, 300.0, 350.0, 393.0, 450.0, 530.0, 700.0, 960.0]
HV 40A | HV 40A | 40 | 0 | [10.0, 1.3, 0.161, 0.1, 0.0611, 0.0399, 0.0141, 0.01] | [10.0, 2.05, 0.369, 0.198, 0.1, 0.051, 0.0298, 0.01] | 0 | [120.0, 150.0, 200.0, 223.0, 260.0, 300.0, 450.0, 532.0] | [240.0, 300.0, 400.0, 450.0, 530.0, 650.0, 800.0, 1311.0]
HV 50A | HV 50A | 50 | 0 | [10.0, 3.215, 0.597, 0.198, 0.1, 0.0378, 0.022, 0.01] | [10.0, 3.64, 0.854, 0.281, 0.1, 0.0531, 0.022, 0.01] | 0 | [150.0, 170.0, 210.0, 250.0, 294.0, 400.0, 500.0, 711.0] | [300.0, 350.0, 450.0, 550.0, 700.0, 850.0, 1200.0, 1752.0]
HV 6.3A | HV 6.3A | 6.3 | 0 | [10.0, 1.39, 0.344, 0.168, 0.1, 0.056, 0.0263, 0.01] | [10.0, 1.711, 0.516, 0.198, 0.1, 0.0634, 0.0303, 0.01] | 0 | [19.0, 19.5, 20.4, 20.8, 22.0, 25.0, 32.0, 48.0] | [38.0, 40.0, 43.0, 48.0, 53.0, 60.0, 75.0, 118.0]
HV 63A | HV 63A | 63 | 0 | [10.0, 2.84, 0.368, 0.164, 0.1, 0.0621, 0.0378, 0.0195, 0.01] | [10.0, 1.82, 0.344, 0.1, 0.0467, 0.0269, 0.01] | 0 | [189.0, 220.0, 300.0, 350.0, 393.0, 450.0, 530.0, 700.0, 961.0] | [378.0, 500.0, 700.0, 934.0, 1200.0, 1500.0, 2366.0]
HV 80A | HV 80A | 80 | 0 | [10.0, 2.05, 0.369, 0.198, 0.1, 0.051, 0.0298, 0.01] | [10.0, 4.15, 1.03, 0.198, 0.1, 0.051, 0.0172, 0.01] | 0 | [240.0, 300.0, 400.0, 450.0, 530.0, 650.0, 800.0, 1311.0] | [480.0, 550.0, 700.0, 1000.0, 1260.0, 1600.0, 2500.0, 3227.0]
Siemens NH-1-100 | Siemens NH-1-100 | 100 | [5400.0, 2000.0, 400.0, 20.0, 1.0, 0.2, 0.012, 0.004] | 0 | 0 | [150.0, 190.0, 250.0, 430.0, 900.0, 1250.0, 2700.0, 3600.0] | 0 | 0
Siemens NH-1-125 | Siemens NH-1-125 | 125 | [4800.0, 120.0, 7.0, 0.1, 0.004] | 0 | 0 | [180.0, 400.0, 740.0, 2000.0, 4250.0] | 0 | 0
Siemens NH-1-16 | Siemens NH-1-16 | 16 | [4000.0, 400.0, 2.0, 0.1, 0.04, 0.01] | 0 | 0 | [26.0, 35.0, 75.0, 150.0, 200.0, 300.0] | 0 | 0
Siemens NH-1-160 | Siemens NH-1-160 | 160 | [4800.0, 120.0, 7.0, 0.1, 0.004] | 0 | 0 | [210.0, 500.0, 900.0, 2300.0, 5000.0] | 0 | 0
Siemens NH-1-25 | Siemens NH-1-25 | 25 | [4000.0, 1000.0, 10.0, 0.2, 0.02, 0.01] | 0 | 0 | [40.0, 50.0, 100.0, 210.0, 400.0, 500.0] | 0 | 0
Siemens NH-1-50 | Siemens NH-1-50 | 50 | [4000.0, 40.0, 4.0, 1.0, 0.02, 0.01] | 0 | 0 | [86.0, 200.0, 300.0, 400.0, 1000.0, 1280.0] | 0 | 0
Siemens NH-1-63 | Siemens NH-1-63 | 63 | [4000.0, 100.0, 10.0, 2.0, 0.04, 0.01] | 0 | 0 | [100.0, 200.0, 300.0, 400.0, 1000.0, 1500.0] | 0 | 0
Siemens NH-1-80 | Siemens NH-1-80 | 80 | [4800.0, 120.0, 7.0, 0.1, 0.01] | 0 | 0 | [150.58, 250.0, 450.0, 1150.0, 2470.0] | 0 | 0
Siemens NH-2-1000 | Siemens NH-2-1000 | 1000 | [4800.0, 120.0, 7.0, 0.1, 0.004] | 0 | 0 | [1900.0, 3500.0, 8400.0, 24000.0, 52000.0] | 0 | 0
Siemens NH-2-200 | Siemens NH-2-200 | 200 | [4800.0, 120.0, 7.0, 0.1, 0.004] | 0 | 0 | [280.0, 650.0, 1200.0, 3000.0, 7000.0] | 0 | 0
Siemens NH-2-224 | Siemens NH-2-224 | 224 | [4800.0, 120.0, 7.0, 0.2, 0.04, 0.004] | 0 | 0 | [400.0, 750.0, 1453.0, 3025.0, 4315.0, 7600.0] | 0 | 0
Siemens NH-2-250 | Siemens NH-2-250 | 250 | [4800.0, 120.0, 7.0, 0.1, 0.004] | 0 | 0 | [450.0, 800.0, 1650.0, 4000.0, 8500.0] | 0 | 0
Siemens NH-2-315 | Siemens NH-2-315 | 315 | [4800.0, 120.0, 7.0, 0.1, 0.004] | 0 | 0 | [550.0, 920.0, 1900.0, 5000.0, 11000.0] | 0 | 0
Siemens NH-2-355 | Siemens NH-2-355 | 355 | [4800.0, 120.0, 6.0, 0.1, 0.004] | 0 | 0 | [650.0, 1116.27, 2350.0, 5840.0, 12790.0] | 0 | 0
Siemens NH-2-400 | Siemens NH-2-400 | 400 | [4800.0, 120.0, 7.0, 0.1, 0.004] | 0 | 0 | [720.0, 1350.0, 2800.0, 6500.0, 15000.0] | 0 | 0
Siemens NH-2-425 | Siemens NH-2-425 | 425 | [4800.0, 120.0, 7.0, 0.1, 0.004] | 0 | 0 | [850.0, 1500.0, 3050.0, 7500.0, 16500.0] | 0 | 0
Siemens NH-2-630 | Siemens NH-2-630 | 630 | [4800.0, 120.0, 7.0, 0.1, 0.004] | 0 | 0 | [1200.0, 2000.0, 4800.0, 12000.0, 26000.0] | 0 | 0

## dtypes
| element | column | dtype
0 | bus | name | object
1 | bus | vn_kv | float64
2 | bus | type | object
3 | bus | zone | object
4 | bus | in_service | bool
5 | load | name | object
6 | load | bus | uint32
7 | load | p_mw | float64
8 | load | q_mvar | float64
9 | load | const_z_percent | float64
10 | load | const_i_percent | float64
11 | load | sn_mva | float64
12 | load | scaling | float64
13 | load | in_service | bool
14 | load | type | object
15 | ext_grid | name | object
16 | ext_grid | bus | uint32
17 | ext_grid | vm_pu | float64
18 | ext_grid | va_degree | float64
19 | ext_grid | slack_weight | float64
20 | ext_grid | in_service | bool
21 | line | name | object
22 | line | std_type | object
23 | line | from_bus | uint32
24 | line | to_bus | uint32
25 | line | length_km | float64
26 | line | r_ohm_per_km | float64
27 | line | x_ohm_per_km | float64
28 | line | c_nf_per_km | float64
29 | line | g_us_per_km | float64
30 | line | max_i_ka | float64
31 | line | df | float64
32 | line | parallel | uint32
33 | line | type | object
34 | line | in_service | bool
35 | trafo | name | object
36 | trafo | std_type | object
37 | trafo | hv_bus | uint32
38 | trafo | lv_bus | uint32
39 | trafo | sn_mva | float64
40 | trafo | vn_hv_kv | float64
41 | trafo | vn_lv_kv | float64
42 | trafo | vk_percent | float64
43 | trafo | vkr_percent | float64
44 | trafo | pfe_kw | float64
45 | trafo | i0_percent | float64
46 | trafo | shift_degree | float64
47 | trafo | tap_side | object
48 | trafo | tap_neutral | int32
49 | trafo | tap_min | int32
50 | trafo | tap_max | int32
51 | trafo | tap_step_percent | float64
52 | trafo | tap_step_degree | float64
53 | trafo | tap_pos | int32
54 | trafo | tap_phase_shifter | bool
55 | trafo | parallel | uint32
56 | trafo | df | float64
57 | trafo | in_service | bool
58 | line_geodata | coords | object
59 | bus_geodata | x | float64
60 | bus_geodata | y | float64
61 | bus_geodata | coords | object

## parameters
| version | format_version | converged | OPF_converged | name | f_hz | sn_mva
0 | 2.14.6 | 2.14.0 | FALSE | FALSE |  | 50 | 1