## bus
| name | vn_kv | type | zone | in_service
0 | bus_LV_3379-4_1_3_node_9 | 0.4 | n |  | TRUE
1 | bus_LV_3379-4_1_3_node_128 | 0.4 | n |  | TRUE
2 | bus_LV_3379-4_1_3_node_158 | 0.4 | n |  | TRUE
3 | bus_LV_3379-4_1_3_node_46 | 0.4 | n |  | TRUE
4 | bus_LV_3379-4_1_3_node_47 | 0.4 | n |  | TRUE
5 | bus_LV_3379-4_1_3_node_48 | 0.4 | n |  | TRUE
6 | bus_LV_3379-4_1_3_node_49 | 0.4 | n |  | TRUE
7 | bus_LV_3379-4_1_3_node_50 | 0.4 | n |  | TRUE
8 | bus_LV_3379-4_1_3_node_62 | 0.4 | n |  | TRUE
9 | bus_LV_3379-4_1_3_node_51 | 0.4 | n |  | TRUE
10 | bus_LV_3379-4_1_3_node_54 | 0.4 | n |  | TRUE
11 | bus_LV_3379-4_1_3_node_52 | 0.4 | n |  | TRUE
12 | bus_LV_3379-4_1_3_node_53 | 0.4 | n |  | TRUE
13 | bus_LV_3379-4_1_3_node_56 | 0.4 | n |  | TRUE
14 | bus_LV_3379-4_1_3_node_57 | 0.4 | n |  | TRUE
15 | bus_LV_3379-4_1_3_node_58 | 0.4 | n |  | TRUE
16 | bus_LV_3379-4_1_3_node_59 | 0.4 | n |  | TRUE
17 | bus_LV_3379-4_1_3_node_60 | 0.4 | n |  | TRUE
18 | bus_LV_3379-4_1_3_node_61 | 0.4 | n |  | TRUE
19 | bus_LV_3379-4_1_3_node_66 | 0.4 | n |  | TRUE
20 | bus_LV_3379-4_1_3_node_65 | 0.4 | n |  | TRUE
21 | bus_LV_3379-4_1_3_node_140 | 0.4 | n |  | TRUE
22 | bus_LV_3379-4_1_3_node_63 | 0.4 | n |  | TRUE
23 | bus_LV_3379-4_1_3_node_64 | 0.4 | n |  | TRUE
24 | bus_LV_3379-4_1_3_node_67 | 0.4 | n |  | TRUE
25 | bus_LV_3379-4_1_3_node_68 | 0.4 | n |  | TRUE
26 | bus_LV_3379-4_1_3_node_69 | 0.4 | n |  | TRUE
27 | bus_LV_3379-4_1_3_node_178 | 0.4 | n |  | TRUE
28 | bus_LV_3379-4_1_3_node_73 | 0.4 | n |  | TRUE
29 | bus_LV_3379-4_1_3_node_149 | 0.4 | n |  | TRUE
30 | bus_LV_3379-4_1_3_node_85 | 0.4 | n |  | TRUE
31 | bus_LV_3379-4_1_3_node_260 | 0.4 | n |  | TRUE
32 | bus_LV_3379-4_1_3_node_86 | 0.4 | n |  | TRUE
33 | bus_LV_3379-4_1_3_node_87 | 0.4 | n |  | TRUE
34 | bus_LV_3379-4_1_3_node_88 | 0.4 | n |  | TRUE
35 | bus_LV_3379-4_1_3_node_89 | 0.4 | n |  | TRUE
36 | bus_LV_3379-4_1_3_node_90 | 0.4 | n |  | TRUE
37 | bus_LV_3379-4_1_3_node_91 | 0.4 | n |  | TRUE
38 | bus_LV_3379-4_1_3_node_96 | 0.4 | n |  | TRUE
39 | bus_LV_3379-4_1_3_node_93 | 0.4 | n |  | TRUE
40 | bus_LV_3379-4_1_3_node_94 | 0.4 | n |  | TRUE
41 | bus_LV_3379-4_1_3_node_95 | 0.4 | n |  | TRUE
42 | bus_LV_3379-4_1_3_node_113 | 0.4 | n |  | TRUE
43 | bus_LV_3379-4_1_3_node_97 | 0.4 | n |  | TRUE
44 | bus_LV_3379-4_1_3_node_98 | 0.4 | n |  | TRUE
45 | bus_LV_3379-4_1_3_node_110 | 0.4 | n |  | TRUE
46 | bus_LV_3379-4_1_3_node_99 | 0.4 | n |  | TRUE
47 | bus_LV_3379-4_1_3_node_100 | 0.4 | n |  | TRUE
48 | bus_LV_3379-4_1_3_node_101 | 0.4 | n |  | TRUE
49 | bus_LV_3379-4_1_3_node_109 | 0.4 | n |  | TRUE
50 | bus_LV_3379-4_1_3_node_102 | 0.4 | n |  | TRUE
51 | bus_LV_3379-4_1_3_node_105 | 0.4 | n |  | TRUE
52 | bus_LV_3379-4_1_3_node_103 | 0.4 | n |  | TRUE
53 | bus_LV_3379-4_1_3_node_131 | 0.4 | n |  | TRUE
54 | bus_LV_3379-4_1_3_node_104 | 0.4 | n |  | TRUE
55 | bus_LV_3379-4_1_3_node_129 | 0.4 | n |  | TRUE
56 | bus_LV_3379-4_1_3_node_106 | 0.4 | n |  | TRUE
57 | bus_LV_3379-4_1_3_node_136 | 0.4 | n |  | TRUE
58 | bus_LV_3379-4_1_3_node_125 | 0.4 | n |  | TRUE
59 | bus_LV_3379-4_1_3_node_126 | 0.4 | n |  | TRUE
60 | bus_LV_3379-4_1_3_node_107 | 0.4 | n |  | TRUE
61 | bus_LV_3379-4_1_3_node_119 | 0.4 | n |  | TRUE
62 | bus_LV_3379-4_1_3_node_108 | 0.4 | n |  | TRUE
63 | bus_LV_3379-4_1_3_node_118 | 0.4 | n |  | TRUE
64 | bus_LV_3379-4_1_3_node_117 | 0.4 | n |  | TRUE
65 | bus_LV_3379-4_1_3_node_112 | 0.4 | n |  | TRUE
66 | bus_LV_3379-4_1_3_node_111 | 0.4 | n |  | TRUE
67 | bus_LV_3379-4_1_3_node_132 | 0.4 | n |  | TRUE
68 | bus_LV_3379-4_1_3_node_133 | 0.4 | n |  | TRUE
69 | bus_LV_3379-4_1_3_node_116 | 0.4 | n |  | TRUE
70 | bus_LV_3379-4_1_3_node_114 | 0.4 | n |  | TRUE
71 | bus_LV_3379-4_1_3_node_115 | 0.4 | n |  | TRUE
72 | bus_LV_3379-4_1_3_node_256 | 0.4 | n |  | TRUE
73 | bus_LV_3379-4_1_3_node_120 | 0.4 | n |  | TRUE
74 | bus_LV_3379-4_1_3_node_121 | 0.4 | n |  | TRUE
75 | bus_LV_3379-4_1_3_node_122 | 0.4 | n |  | TRUE
76 | bus_LV_3379-4_1_3_node_123 | 0.4 | n |  | TRUE
77 | bus_LV_3379-4_1_3_node_124 | 0.4 | n |  | TRUE
78 | bus_LV_3379-4_1_3_node_127 | 0.4 | n |  | TRUE
79 | bus_LV_3379-4_1_3_node_172 | 0.4 | n |  | TRUE
80 | bus_LV_3379-4_1_3_node_171 | 0.4 | n |  | TRUE
81 | bus_LV_3379-4_1_3_node_174 | 0.4 | n |  | TRUE
82 | bus_LV_3379-4_1_3_node_173 | 0.4 | n |  | TRUE
83 | bus_LV_3379-4_1_3_node_130 | 0.4 | n |  | TRUE
84 | bus_LV_3379-4_1_3_node_139 | 0.4 | n |  | TRUE
85 | bus_LV_3379-4_1_3_node_141 | 0.4 | n |  | TRUE
86 | bus_LV_3379-4_1_3_node_134 | 0.4 | n |  | TRUE
87 | bus_LV_3379-4_1_3_node_135 | 0.4 | n |  | TRUE
88 | bus_LV_3379-4_1_3_node_137 | 0.4 | n |  | TRUE
89 | bus_LV_3379-4_1_3_node_138 | 0.4 | n |  | TRUE
90 | bus_LV_3379-4_1_3_node_143 | 0.4 | n |  | TRUE
91 | bus_LV_3379-4_1_3_node_142 | 0.4 | n |  | TRUE
92 | bus_LV_3379-4_1_3_node_170 | 0.4 | n |  | TRUE
93 | bus_LV_3379-4_1_3_node_144 | 0.4 | n |  | TRUE
94 | bus_LV_3379-4_1_3_node_145 | 0.4 | n |  | TRUE
95 | bus_LV_3379-4_1_3_node_146 | 0.4 | n |  | TRUE
96 | bus_LV_3379-4_1_3_node_147 | 0.4 | n |  | TRUE
97 | bus_LV_3379-4_1_3_node_148 | 0.4 | n |  | TRUE
98 | bus_LV_3379-4_1_3_node_150 | 0.4 | n |  | TRUE
99 | bus_LV_3379-4_1_3_node_160 | 0.4 | n |  | TRUE
100 | bus_LV_3379-4_1_3_node_169 | 0.4 | n |  | TRUE
101 | bus_LV_3379-4_1_3_node_151 | 0.4 | n |  | TRUE
102 | bus_LV_3379-4_1_3_node_152 | 0.4 | n |  | TRUE
103 | bus_LV_3379-4_1_3_node_153 | 0.4 | n |  | TRUE
104 | bus_LV_3379-4_1_3_node_154 | 0.4 | n |  | TRUE
105 | bus_LV_3379-4_1_3_node_155 | 0.4 | n |  | TRUE
106 | bus_LV_3379-4_1_3_node_156 | 0.4 | n |  | TRUE
107 | bus_LV_3379-4_1_3_node_159 | 0.4 | n |  | TRUE
108 | bus_LV_3379-4_1_3_node_157 | 0.4 | n |  | TRUE
109 | bus_LV_3379-4_1_3_node_161 | 0.4 | n |  | TRUE
110 | bus_LV_3379-4_1_3_node_176 | 0.4 | n |  | TRUE
111 | bus_LV_3379-4_1_3_node_175 | 0.4 | n |  | TRUE
112 | bus_LV_3379-4_1_3_node_177 | 0.4 | n |  | TRUE
113 | bus_MV_154_0_node_151 | 20 | n |  | TRUE

## load
| name | bus | p_mw | q_mvar | const_z_percent | const_i_percent | sn_mva | scaling | in_service | type
0 | LV_3379-4_1_3_load_158 | 2 | 0.00076571 | 0.00019191 | 0 | 0 |  | 1 | TRUE | wye
1 | LV_3379-4_1_3_load_46 | 3 | 0.0028063 | 0.00070332 | 0 | 0 |  | 1 | TRUE | wye
2 | LV_3379-4_1_3_load_48 | 5 | 0.00045475 | 0.00011397 | 0 | 0 |  | 1 | TRUE | wye
3 | LV_3379-4_1_3_load_49 | 6 | 0.0010813 | 0.000271 | 0 | 0 |  | 1 | TRUE | wye
4 | LV_3379-4_1_3_load_62 | 8 | 0.00058725 | 0.00014718 | 0 | 0 |  | 1 | TRUE | wye
5 | LV_3379-4_1_3_load_51 | 9 | 0.0011182 | 0.00028024 | 0 | 0 |  | 1 | TRUE | wye
6 | LV_3379-4_1_3_load_52 | 11 | 0.0020723 | 0.00051937 | 0 | 0 |  | 1 | TRUE | wye
7 | LV_3379-4_1_3_load_53 | 12 | 0.0013897 | 0.0003483 | 0 | 0 |  | 1 | TRUE | wye
8 | LV_3379-4_1_3_load_56 | 13 | 0.0022181 | 0.00055591 | 0 | 0 |  | 1 | TRUE | wye
9 | LV_3379-4_1_3_load_57 | 14 | 0.0016743 | 0.00041962 | 0 | 0 |  | 1 | TRUE | wye
10 | LV_3379-4_1_3_load_58 | 15 | 0.0032776 | 0.00082144 | 0 | 0 |  | 1 | TRUE | wye
11 | LV_3379-4_1_3_load_61 | 18 | 0.0017036 | 0.00042697 | 0 | 0 |  | 1 | TRUE | wye
12 | LV_3379-4_1_3_load_66 | 19 | 0.00033351 | 8.3586e-05 | 0 | 0 |  | 1 | TRUE | wye
13 | LV_3379-4_1_3_load_65 | 20 | 0.0023697 | 0.00059389 | 0 | 0 |  | 1 | TRUE | wye
14 | LV_3379-4_1_3_load_140 | 21 | 0.0016311 | 0.00040878 | 0 | 0 |  | 1 | TRUE | wye
15 | LV_3379-4_1_3_load_63 | 22 | 0.00035094 | 8.7954e-05 | 0 | 0 |  | 1 | TRUE | wye
16 | LV_3379-4_1_3_load_67 | 24 | 0.00046988 | 0.00011776 | 0 | 0 |  | 1 | TRUE | wye
17 | LV_3379-4_1_3_load_68 | 25 | 0.00055556 | 0.00013924 | 0 | 0 |  | 1 | TRUE | wye
18 | LV_3379-4_1_3_load_69 | 26 | 0.0012731 | 0.00031908 | 0 | 0 |  | 1 | TRUE | wye
19 | LV_3379-4_1_3_load_73 | 28 | 0.014544 | 0.0036451 | 0 | 0 |  | 1 | TRUE | wye
20 | LV_3379-4_1_3_load_149 | 29 | 0.00088601 | 0.00022205 | 0 | 0 |  | 1 | TRUE | wye
21 | LV_3379-4_1_3_load_85 | 30 | 0.00422 | 0.0010576 | 0 | 0 |  | 1 | TRUE | wye
22 | LV_3379-4_1_3_load_260 | 31 | 0.0038118 | 0.00095534 | 0 | 0 |  | 1 | TRUE | wye
23 | LV_3379-4_1_3_load_86 | 32 | 0.0044247 | 0.0011089 | 0 | 0 |  | 1 | TRUE | wye
24 | LV_3379-4_1_3_load_89 | 35 | 0.0042193 | 0.0010575 | 0 | 0 |  | 1 | TRUE | wye
25 | LV_3379-4_1_3_load_90 | 36 | 0.003666 | 0.00091877 | 0 | 0 |  | 1 | TRUE | wye
26 | LV_3379-4_1_3_load_91 | 37 | 0.0028611 | 0.00071706 | 0 | 0 |  | 1 | TRUE | wye
27 | LV_3379-4_1_3_load_96 | 38 | 0.0045964 | 0.001152 | 0 | 0 |  | 1 | TRUE | wye
28 | LV_3379-4_1_3_load_93 | 39 | 0.0060065 | 0.0015054 | 0 | 0 |  | 1 | TRUE | wye
29 | LV_3379-4_1_3_load_95 | 41 | 0.0048793 | 0.0012229 | 0 | 0 |  | 1 | TRUE | wye
30 | LV_3379-4_1_3_load_113 | 42 | 0.00077284 | 0.00019369 | 0 | 0 |  | 1 | TRUE | wye
31 | LV_3379-4_1_3_load_97 | 43 | 0.001382 | 0.00034636 | 0 | 0 |  | 1 | TRUE | wye
32 | LV_3379-4_1_3_load_98 | 44 | 0.00036878 | 9.2424e-05 | 0 | 0 |  | 1 | TRUE | wye
33 | LV_3379-4_1_3_load_99 | 46 | 0.0037788 | 0.00094705 | 0 | 0 |  | 1 | TRUE | wye
34 | LV_3379-4_1_3_load_100 | 47 | 0.0038136 | 0.00095578 | 0 | 0 |  | 1 | TRUE | wye
35 | LV_3379-4_1_3_load_101 | 48 | 0.0034061 | 0.00085366 | 0 | 0 |  | 1 | TRUE | wye
36 | LV_3379-4_1_3_load_109 | 49 | 0.00034884 | 8.7427e-05 | 0 | 0 |  | 1 | TRUE | wye
37 | LV_3379-4_1_3_load_131 | 53 | 0.005225 | 0.0013095 | 0 | 0 |  | 1 | TRUE | wye
38 | LV_3379-4_1_3_load_129 | 55 | 0.0030677 | 0.00076883 | 0 | 0 |  | 1 | TRUE | wye
39 | LV_3379-4_1_3_load_125 | 58 | 0.004309 | 0.0010799 | 0 | 0 |  | 1 | TRUE | wye
40 | LV_3379-4_1_3_load_126 | 59 | 0.0079143 | 0.0019835 | 0 | 0 |  | 1 | TRUE | wye
41 | LV_3379-4_1_3_load_119 | 61 | 0.010316 | 0.0025854 | 0 | 0 |  | 1 | TRUE | wye
42 | LV_3379-4_1_3_load_118 | 63 | 0.0037409 | 0.00093757 | 0 | 0 |  | 1 | TRUE | wye
43 | LV_3379-4_1_3_load_117 | 64 | 0.0057416 | 0.001439 | 0 | 0 |  | 1 | TRUE | wye
44 | LV_3379-4_1_3_load_132 | 67 | 0.0022294 | 0.00055874 | 0 | 0 |  | 1 | TRUE | wye
45 | LV_3379-4_1_3_load_133 | 68 | 0.0023314 | 0.00058429 | 0 | 0 |  | 1 | TRUE | wye
46 | LV_3379-4_1_3_load_116 | 69 | 0.0046242 | 0.0011589 | 0 | 0 |  | 1 | TRUE | wye
47 | LV_3379-4_1_3_load_114 | 70 | 0.0019007 | 0.00047637 | 0 | 0 |  | 1 | TRUE | wye
48 | LV_3379-4_1_3_load_115 | 71 | 0.015804 | 0.0039609 | 0 | 0 |  | 1 | TRUE | wye
49 | LV_3379-4_1_3_load_256 | 72 | 0.0028284 | 0.00070886 | 0 | 0 |  | 1 | TRUE | wye
50 | LV_3379-4_1_3_load_120 | 73 | 0.0031226 | 0.00078259 | 0 | 0 |  | 1 | TRUE | wye
51 | LV_3379-4_1_3_load_121 | 74 | 0.0014676 | 0.00036781 | 0 | 0 |  | 1 | TRUE | wye
52 | LV_3379-4_1_3_load_123 | 76 | 0.006872 | 0.0017223 | 0 | 0 |  | 1 | TRUE | wye
53 | LV_3379-4_1_3_load_124 | 77 | 0.010653 | 0.00267 | 0 | 0 |  | 1 | TRUE | wye
54 | LV_3379-4_1_3_load_172 | 79 | 0.00091381 | 0.00022902 | 0 | 0 |  | 1 | TRUE | wye
55 | LV_3379-4_1_3_load_171 | 80 | 0.0015322 | 0.000384 | 0 | 0 |  | 1 | TRUE | wye
56 | LV_3379-4_1_3_load_173 | 82 | 0.0023057 | 0.00057786 | 0 | 0 |  | 1 | TRUE | wye
57 | LV_3379-4_1_3_load_130 | 83 | 0.001167 | 0.00029248 | 0 | 0 |  | 1 | TRUE | wye
58 | LV_3379-4_1_3_load_139 | 84 | 0.001215 | 0.00030451 | 0 | 0 |  | 1 | TRUE | wye
59 | LV_3379-4_1_3_load_141 | 85 | 0.00062025 | 0.00015545 | 0 | 0 |  | 1 | TRUE | wye
60 | LV_3379-4_1_3_load_134 | 86 | 0.0026498 | 0.0006641 | 0 | 0 |  | 1 | TRUE | wye
61 | LV_3379-4_1_3_load_137 | 88 | 0.0028612 | 0.00071709 | 0 | 0 |  | 1 | TRUE | wye
62 | LV_3379-4_1_3_load_138 | 89 | 0.0076056 | 0.0019061 | 0 | 0 |  | 1 | TRUE | wye
63 | LV_3379-4_1_3_load_143 | 90 | 0.0015772 | 0.00039529 | 0 | 0 |  | 1 | TRUE | wye
64 | LV_3379-4_1_3_load_142 | 91 | 0.00043882 | 0.00010998 | 0 | 0 |  | 1 | TRUE | wye
65 | LV_3379-4_1_3_load_170 | 92 | 0.0010167 | 0.0002548 | 0 | 0 |  | 1 | TRUE | wye
66 | LV_3379-4_1_3_load_144 | 93 | 0.00096462 | 0.00024176 | 0 | 0 |  | 1 | TRUE | wye
67 | LV_3379-4_1_3_load_145 | 94 | 0.0012978 | 0.00032525 | 0 | 0 |  | 1 | TRUE | wye
68 | LV_3379-4_1_3_load_146 | 95 | 0.0013574 | 0.00034019 | 0 | 0 |  | 1 | TRUE | wye
69 | LV_3379-4_1_3_load_147 | 96 | 0.0029512 | 0.00073965 | 0 | 0 |  | 1 | TRUE | wye
70 | LV_3379-4_1_3_load_169 | 100 | 0.0017633 | 0.00044193 | 0 | 0 |  | 1 | TRUE | wye
71 | LV_3379-4_1_3_load_151 | 101 | 0.00071412 | 0.00017898 | 0 | 0 |  | 1 | TRUE | wye
72 | LV_3379-4_1_3_load_152 | 102 | 0.010514 | 0.0026351 | 0 | 0 |  | 1 | TRUE | wye
73 | LV_3379-4_1_3_load_154 | 104 | 0.0012896 | 0.0003232 | 0 | 0 |  | 1 | TRUE | wye
74 | LV_3379-4_1_3_load_155 | 105 | 0.0011741 | 0.00029426 | 0 | 0 |  | 1 | TRUE | wye
75 | LV_3379-4_1_3_load_156 | 106 | 0.0017567 | 0.00044026 | 0 | 0 |  | 1 | TRUE | wye
76 | LV_3379-4_1_3_load_159 | 107 | 0.0012968 | 0.00032501 | 0 | 0 |  | 1 | TRUE | wye
77 | LV_3379-4_1_3_load_157 | 108 | 0.00074786 | 0.00018743 | 0 | 0 |  | 1 | TRUE | wye
78 | LV_3379-4_1_3_load_161 | 109 | 0.00031298 | 7.8441e-05 | 0 | 0 |  | 1 | TRUE | wye
79 | LV_3379-4_1_3_load_176 | 110 | 0.00076639 | 0.00019208 | 0 | 0 |  | 1 | TRUE | wye
80 | LV_3379-4_1_3_load_175 | 111 | 0.00087709 | 0.00021982 | 0 | 0 |  | 1 | TRUE | wye
81 | LV_3379-4_1_3_load_177 | 112 | 0.00084329 | 0.00021135 | 0 | 0 |  | 1 | TRUE | wye

## ext_grid
| name | bus | vm_pu | va_degree | slack_weight | in_service
0 |  | 77 | 1 | 0 | 1 | TRUE

## line
| name | std_type | from_bus | to_bus | length_km | r_ohm_per_km | x_ohm_per_km | c_nf_per_km | g_us_per_km | max_i_ka | df | parallel | type | in_service
0 | LV_3379-4_1_3_line_0 |  | 0 | 1 | 0.055903 | 0.125 | 0.08 | 261 | 0 | 0.364 | 1 | 3 | cs | TRUE
1 | LV_3379-4_1_3_line_1 |  | 0 | 2 | 0.056759 | 0.125 | 0.08 | 261 | 0 | 0.364 | 1 | 3 | cs | TRUE
2 | LV_3379-4_1_3_line_2 |  | 1 | 81 | 0.020137 | 0.125 | 0.08 | 261 | 0 | 0.364 | 1 | 1 | cs | TRUE
3 | LV_3379-4_1_3_line_3 |  | 1 | 82 | 0.017346 | 0.125 | 0.08 | 261 | 0 | 0.364 | 1 | 3 | cs | TRUE
4 | LV_3379-4_1_3_line_4 |  | 2 | 108 | 0.020042 | 0.125 | 0.08 | 261 | 0 | 0.364 | 1 | 3 | cs | TRUE
5 | LV_3379-4_1_3_line_5 |  | 3 | 4 | 0.023106 | 0.125 | 0.08 | 261 | 0 | 0.364 | 1 | 1 | cs | TRUE
6 | LV_3379-4_1_3_line_6 |  | 4 | 5 | 0.0098299 | 0.125 | 0.08 | 261 | 0 | 0.364 | 1 | 1 | cs | TRUE
7 | LV_3379-4_1_3_line_7 |  | 4 | 6 | 0.014931 | 0.125 | 0.08 | 261 | 0 | 0.364 | 1 | 1 | cs | TRUE
8 | LV_3379-4_1_3_line_8 |  | 5 | 7 | 0.017383 | 0.125 | 0.08 | 261 | 0 | 0.364 | 1 | 1 | cs | TRUE
9 | LV_3379-4_1_3_line_9 |  | 6 | 8 | 0.20047 | 0.125 | 0.08 | 261 | 0 | 0.364 | 1 | 1 | cs | TRUE
10 | LV_3379-4_1_3_line_10 |  | 7 | 9 | 0.11098 | 0.125 | 0.08 | 261 | 0 | 0.364 | 1 | 1 | cs | TRUE
11 | LV_3379-4_1_3_line_11 |  | 8 | 22 | 0.015682 | 0.125 | 0.08 | 261 | 0 | 0.364 | 1 | 1 | cs | TRUE
12 | LV_3379-4_1_3_line_12 |  | 8 | 23 | 0.055541 | 0.125 | 0.08 | 261 | 0 | 0.364 | 1 | 1 | cs | TRUE
13 | LV_3379-4_1_3_line_13 |  | 9 | 10 | 0.28466 | 0.125 | 0.08 | 261 | 0 | 0.364 | 1 | 1 | cs | TRUE
14 | LV_3379-4_1_3_line_14 |  | 10 | 13 | 0.0091349 | 0.125 | 0.08 | 261 | 0 | 0.364 | 1 | 1 | cs | TRUE
15 | LV_3379-4_1_3_line_15 |  | 10 | 11 | 0.051458 | 0.125 | 0.08 | 261 | 0 | 0.364 | 1 | 1 | cs | TRUE
16 | LV_3379-4_1_3_line_16 |  | 11 | 12 | 0.031591 | 0.125 | 0.08 | 261 | 0 | 0.364 | 1 | 1 | cs | TRUE
17 | LV_3379-4_1_3_line_17 |  | 14 | 15 | 0.0043618 | 0.125 | 0.08 | 261 | 0 | 0.364 | 1 | 1 | cs | TRUE
18 | LV_3379-4_1_3_line_18 |  | 14 | 16 | 0.013185 | 0.125 | 0.08 | 261 | 0 | 0.364 | 1 | 1 | cs | TRUE
19 | LV_3379-4_1_3_line_19 |  | 16 | 17 | 0.11079 | 0.125 | 0.08 | 261 | 0 | 0.364 | 1 | 2 | cs | TRUE
20 | LV_3379-4_1_3_line_20 |  | 16 | 18 | 0.24256 | 0.125 | 0.08 | 261 | 0 | 0.364 | 1 | 2 | cs | TRUE
21 | LV_3379-4_1_3_line_21 |  | 17 | 19 | 0.1079 | 0.125 | 0.08 | 261 | 0 | 0.364 | 1 | 1 | cs | TRUE
22 | LV_3379-4_1_3_line_22 |  | 17 | 20 | 0.075234 | 0.125 | 0.08 | 261 | 0 | 0.364 | 1 | 1 | cs | TRUE
23 | LV_3379-4_1_3_line_23 |  | 18 | 21 | 0.056599 | 0.125 | 0.08 | 261 | 0 | 0.364 | 1 | 3 | cs | TRUE
24 | LV_3379-4_1_3_line_24 |  | 19 | 24 | 0.0083946 | 0.125 | 0.08 | 261 | 0 | 0.364 | 1 | 1 | cs | TRUE
25 | LV_3379-4_1_3_line_25 |  | 20 | 23 | 0.29052 | 0.125 | 0.08 | 261 | 0 | 0.364 | 1 | 1 | cs | TRUE
26 | LV_3379-4_1_3_line_26 |  | 21 | 84 | 0.011857 | 0.125 | 0.08 | 261 | 0 | 0.364 | 1 | 3 | cs | TRUE
27 | LV_3379-4_1_3_line_27 |  | 24 | 25 | 0.13009 | 0.125 | 0.08 | 261 | 0 | 0.364 | 1 | 1 | cs | TRUE
28 | LV_3379-4_1_3_line_28 |  | 25 | 26 | 0.057565 | 0.125 | 0.08 | 261 | 0 | 0.364 | 1 | 1 | cs | TRUE
29 | LV_3379-4_1_3_line_29 |  | 26 | 27 | 0.086632 | 0.125 | 0.08 | 261 | 0 | 0.364 | 1 | 1 | cs | TRUE
30 | LV_3379-4_1_3_line_30 |  | 27 | 112 | 0.014872 | 0.125 | 0.08 | 261 | 0 | 0.364 | 1 | 1 | cs | TRUE
31 | LV_3379-4_1_3_line_31 |  | 28 | 29 | 0.11792 | 0.125 | 0.08 | 261 | 0 | 0.364 | 1 | 1 | cs | TRUE
32 | LV_3379-4_1_3_line_32 |  | 29 | 97 | 0.015634 | 0.125 | 0.08 | 261 | 0 | 0.364 | 1 | 1 | cs | TRUE
33 | LV_3379-4_1_3_line_33 |  | 30 | 31 | 0.14358 | 0.125 | 0.08 | 261 | 0 | 0.364 | 1 | 1 | cs | TRUE
34 | LV_3379-4_1_3_line_34 |  | 31 | 39 | 0.043546 | 0.125 | 0.08 | 261 | 0 | 0.364 | 1 | 1 | cs | TRUE
35 | LV_3379-4_1_3_line_35 |  | 32 | 33 | 0.04635 | 0.125 | 0.08 | 261 | 0 | 0.364 | 1 | 1 | cs | TRUE
36 | LV_3379-4_1_3_line_36 |  | 32 | 34 | 0.20296 | 0.125 | 0.08 | 261 | 0 | 0.364 | 1 | 1 | cs | TRUE
37 | LV_3379-4_1_3_line_37 |  | 33 | 35 | 0.12739 | 0.125 | 0.08 | 261 | 0 | 0.364 | 1 | 1 | cs | TRUE
38 | LV_3379-4_1_3_line_38 |  | 33 | 36 | 0.12152 | 0.125 | 0.08 | 261 | 0 | 0.364 | 1 | 1 | cs | TRUE
39 | LV_3379-4_1_3_line_39 |  | 34 | 37 | 0.20025 | 0.125 | 0.08 | 261 | 0 | 0.364 | 1 | 1 | cs | TRUE
40 | LV_3379-4_1_3_line_40 |  | 36 | 38 | 0.11325 | 0.125 | 0.08 | 261 | 0 | 0.364 | 1 | 1 | cs | TRUE
41 | LV_3379-4_1_3_line_41 |  | 38 | 43 | 0.066589 | 0.125 | 0.08 | 261 | 0 | 0.364 | 1 | 1 | cs | TRUE
42 | LV_3379-4_1_3_line_42 |  | 39 | 40 | 0.010753 | 0.125 | 0.08 | 261 | 0 | 0.364 | 1 | 1 | cs | TRUE
43 | LV_3379-4_1_3_line_43 |  | 40 | 41 | 0.012715 | 0.125 | 0.08 | 261 | 0 | 0.364 | 1 | 1 | cs | TRUE
44 | LV_3379-4_1_3_line_44 |  | 41 | 42 | 0.011327 | 0.125 | 0.08 | 261 | 0 | 0.364 | 1 | 1 | cs | TRUE
45 | LV_3379-4_1_3_line_45 |  | 42 | 50 | 0.053691 | 0.125 | 0.08 | 261 | 0 | 0.364 | 1 | 1 | cs | TRUE
46 | LV_3379-4_1_3_line_46 |  | 43 | 44 | 0.016623 | 0.125 | 0.08 | 261 | 0 | 0.364 | 1 | 1 | cs | TRUE
47 | LV_3379-4_1_3_line_47 |  | 44 | 45 | 0.013394 | 0.125 | 0.08 | 261 | 0 | 0.364 | 1 | 1 | cs | TRUE
48 | LV_3379-4_1_3_line_48 |  | 45 | 65 | 0.022183 | 0.125 | 0.08 | 261 | 0 | 0.364 | 1 | 1 | cs | TRUE
49 | LV_3379-4_1_3_line_49 |  | 45 | 51 | 0.020536 | 0.125 | 0.08 | 261 | 0 | 0.364 | 1 | 1 | cs | TRUE
50 | LV_3379-4_1_3_line_50 |  | 45 | 62 | 0.031578 | 0.125 | 0.08 | 261 | 0 | 0.364 | 1 | 1 | cs | TRUE
51 | LV_3379-4_1_3_line_51 |  | 46 | 47 | 0.013421 | 0.125 | 0.08 | 261 | 0 | 0.364 | 1 | 1 | cs | TRUE
52 | LV_3379-4_1_3_line_52 |  | 47 | 48 | 0.012982 | 0.125 | 0.08 | 261 | 0 | 0.364 | 1 | 1 | cs | TRUE
53 | LV_3379-4_1_3_line_53 |  | 48 | 49 | 0.017504 | 0.125 | 0.08 | 261 | 0 | 0.364 | 1 | 1 | cs | TRUE
54 | LV_3379-4_1_3_line_54 |  | 49 | 51 | 0.024898 | 0.125 | 0.08 | 261 | 0 | 0.364 | 1 | 1 | cs | TRUE
55 | LV_3379-4_1_3_line_55 |  | 50 | 51 | 0.01153 | 0.125 | 0.08 | 261 | 0 | 0.364 | 1 | 1 | cs | TRUE
56 | LV_3379-4_1_3_line_56 |  | 52 | 53 | 0.030302 | 0.125 | 0.08 | 261 | 0 | 0.364 | 1 | 1 | cs | TRUE
57 | LV_3379-4_1_3_line_57 |  | 52 | 54 | 0.026414 | 0.125 | 0.08 | 261 | 0 | 0.364 | 1 | 1 | cs | TRUE
58 | LV_3379-4_1_3_line_58 |  | 52 | 55 | 0.016366 | 0.125 | 0.08 | 261 | 0 | 0.364 | 1 | 1 | cs | TRUE
59 | LV_3379-4_1_3_line_59 |  | 54 | 56 | 0.074164 | 0.125 | 0.08 | 261 | 0 | 0.364 | 1 | 3 | cs | TRUE
60 | LV_3379-4_1_3_line_60 |  | 54 | 57 | 0.068262 | 0.125 | 0.08 | 261 | 0 | 0.364 | 1 | 3 | cs | TRUE
61 | LV_3379-4_1_3_line_61 |  | 55 | 83 | 0.014339 | 0.125 | 0.08 | 261 | 0 | 0.364 | 1 | 1 | cs | TRUE
62 | LV_3379-4_1_3_line_62 |  | 56 | 58 | 0.00011441 | 0.125 | 0.08 | 261 | 0 | 0.364 | 1 | 3 | cs | TRUE
63 | LV_3379-4_1_3_line_63 |  | 56 | 59 | 0.041302 | 0.125 | 0.08 | 261 | 0 | 0.364 | 1 | 1 | cs | TRUE
64 | LV_3379-4_1_3_line_64 |  | 57 | 89 | 0.011852 | 0.125 | 0.08 | 261 | 0 | 0.364 | 1 | 1 | cs | TRUE
65 | LV_3379-4_1_3_line_65 |  | 57 | 86 | 0.011809 | 0.125 | 0.08 | 261 | 0 | 0.364 | 1 | 3 | cs | TRUE
66 | LV_3379-4_1_3_line_66 |  | 58 | 75 | 0.0070269 | 0.125 | 0.08 | 261 | 0 | 0.364 | 1 | 3 | cs | TRUE
67 | LV_3379-4_1_3_line_67 |  | 60 | 61 | 0.011271 | 0.125 | 0.08 | 261 | 0 | 0.364 | 1 | 1 | cs | TRUE
68 | LV_3379-4_1_3_line_68 |  | 60 | 62 | 0.052638 | 0.125 | 0.08 | 261 | 0 | 0.364 | 1 | 1 | cs | TRUE
69 | LV_3379-4_1_3_line_69 |  | 60 | 63 | 0.018889 | 0.125 | 0.08 | 261 | 0 | 0.364 | 1 | 1 | cs | TRUE
70 | LV_3379-4_1_3_line_70 |  | 61 | 73 | 0.0024826 | 0.125 | 0.08 | 261 | 0 | 0.364 | 1 | 1 | cs | TRUE
71 | LV_3379-4_1_3_line_71 |  | 62 | 64 | 0.0056393 | 0.125 | 0.08 | 261 | 0 | 0.364 | 1 | 1 | cs | TRUE
72 | LV_3379-4_1_3_line_72 |  | 65 | 69 | 0.015726 | 0.125 | 0.08 | 261 | 0 | 0.364 | 1 | 1 | cs | TRUE
73 | LV_3379-4_1_3_line_73 |  | 65 | 70 | 0.025431 | 0.125 | 0.08 | 261 | 0 | 0.364 | 1 | 1 | cs | TRUE
74 | LV_3379-4_1_3_line_74 |  | 66 | 67 | 0.033698 | 0.125 | 0.08 | 261 | 0 | 0.364 | 1 | 3 | cs | TRUE
75 | LV_3379-4_1_3_line_75 |  | 66 | 68 | 0.0087458 | 0.125 | 0.08 | 261 | 0 | 0.364 | 1 | 3 | cs | TRUE
76 | LV_3379-4_1_3_line_76 |  | 67 | 84 | 0.02434 | 0.125 | 0.08 | 261 | 0 | 0.364 | 1 | 3 | cs | TRUE
77 | LV_3379-4_1_3_line_77 |  | 68 | 85 | 0.0079941 | 0.125 | 0.08 | 261 | 0 | 0.364 | 1 | 3 | cs | TRUE
78 | LV_3379-4_1_3_line_78 |  | 69 | 72 | 0.027075 | 0.125 | 0.08 | 261 | 0 | 0.364 | 1 | 1 | cs | TRUE
79 | LV_3379-4_1_3_line_79 |  | 70 | 71 | 0.017572 | 0.125 | 0.08 | 261 | 0 | 0.364 | 1 | 1 | cs | TRUE
80 | LV_3379-4_1_3_line_80 |  | 73 | 74 | 0.011734 | 0.125 | 0.08 | 261 | 0 | 0.364 | 1 | 1 | cs | TRUE
81 | LV_3379-4_1_3_line_81 |  | 74 | 75 | 0.024065 | 0.125 | 0.08 | 261 | 0 | 0.364 | 1 | 1 | cs | TRUE
82 | LV_3379-4_1_3_line_82 |  | 75 | 76 | 0.019692 | 0.125 | 0.08 | 261 | 0 | 0.364 | 1 | 3 | cs | TRUE
83 | LV_3379-4_1_3_line_83 |  | 76 | 77 | 0.027519 | 0.125 | 0.08 | 261 | 0 | 0.364 | 1 | 3 | cs | TRUE
84 | LV_3379-4_1_3_line_84 |  | 78 | 79 | 0.012502 | 0.125 | 0.08 | 261 | 0 | 0.364 | 1 | 3 | cs | TRUE
85 | LV_3379-4_1_3_line_85 |  | 78 | 80 | 0.023148 | 0.125 | 0.08 | 261 | 0 | 0.364 | 1 | 3 | cs | TRUE
86 | LV_3379-4_1_3_line_86 |  | 79 | 82 | 0.0090927 | 0.125 | 0.08 | 261 | 0 | 0.364 | 1 | 3 | cs | TRUE
87 | LV_3379-4_1_3_line_87 |  | 80 | 92 | 0.021195 | 0.125 | 0.08 | 261 | 0 | 0.364 | 1 | 3 | cs | TRUE
88 | LV_3379-4_1_3_line_88 |  | 81 | 110 | 0.066712 | 0.125 | 0.08 | 261 | 0 | 0.364 | 1 | 1 | cs | TRUE
89 | LV_3379-4_1_3_line_89 |  | 81 | 111 | 0.013015 | 0.125 | 0.08 | 261 | 0 | 0.364 | 1 | 1 | cs | TRUE
90 | LV_3379-4_1_3_line_90 |  | 85 | 91 | 0.0067846 | 0.125 | 0.08 | 261 | 0 | 0.364 | 1 | 3 | cs | TRUE
91 | LV_3379-4_1_3_line_91 |  | 86 | 87 | 0.0088053 | 0.125 | 0.08 | 261 | 0 | 0.364 | 1 | 3 | cs | TRUE
92 | LV_3379-4_1_3_line_92 |  | 87 | 88 | 0.009627 | 0.125 | 0.08 | 261 | 0 | 0.364 | 1 | 3 | cs | TRUE
93 | LV_3379-4_1_3_line_93 |  | 88 | 90 | 0.015606 | 0.125 | 0.08 | 261 | 0 | 0.364 | 1 | 3 | cs | TRUE
94 | LV_3379-4_1_3_line_94 |  | 90 | 93 | 0.0034155 | 0.125 | 0.08 | 261 | 0 | 0.364 | 1 | 3 | cs | TRUE
95 | LV_3379-4_1_3_line_95 |  | 91 | 92 | 0.018134 | 0.125 | 0.08 | 261 | 0 | 0.364 | 1 | 3 | cs | TRUE
96 | LV_3379-4_1_3_line_96 |  | 93 | 94 | 0.010398 | 0.125 | 0.08 | 261 | 0 | 0.364 | 1 | 3 | cs | TRUE
97 | LV_3379-4_1_3_line_97 |  | 94 | 95 | 0.0089371 | 0.125 | 0.08 | 261 | 0 | 0.364 | 1 | 3 | cs | TRUE
98 | LV_3379-4_1_3_line_98 |  | 95 | 96 | 0.005453 | 0.125 | 0.08 | 261 | 0 | 0.364 | 1 | 3 | cs | TRUE
99 | LV_3379-4_1_3_line_99 |  | 96 | 97 | 0.0093651 | 0.125 | 0.08 | 261 | 0 | 0.364 | 1 | 3 | cs | TRUE
100 | LV_3379-4_1_3_line_100 |  | 97 | 98 | 0.007592 | 0.125 | 0.08 | 261 | 0 | 0.364 | 1 | 3 | cs | TRUE
101 | LV_3379-4_1_3_line_101 |  | 98 | 99 | 0.025365 | 0.125 | 0.08 | 261 | 0 | 0.364 | 1 | 3 | cs | TRUE
102 | LV_3379-4_1_3_line_102 |  | 98 | 100 | 0.013177 | 0.125 | 0.08 | 261 | 0 | 0.364 | 1 | 1 | cs | TRUE
103 | LV_3379-4_1_3_line_103 |  | 99 | 109 | 0.020405 | 0.125 | 0.08 | 261 | 0 | 0.364 | 1 | 1 | cs | TRUE
104 | LV_3379-4_1_3_line_104 |  | 99 | 107 | 0.0088223 | 0.125 | 0.08 | 261 | 0 | 0.364 | 1 | 3 | cs | TRUE
105 | LV_3379-4_1_3_line_105 |  | 101 | 102 | 0.023513 | 0.125 | 0.08 | 261 | 0 | 0.364 | 1 | 3 | cs | TRUE
106 | LV_3379-4_1_3_line_106 |  | 101 | 103 | 0.025903 | 0.125 | 0.08 | 261 | 0 | 0.364 | 1 | 3 | cs | TRUE
107 | LV_3379-4_1_3_line_107 |  | 102 | 104 | 0.0057895 | 0.125 | 0.08 | 261 | 0 | 0.364 | 1 | 3 | cs | TRUE
108 | LV_3379-4_1_3_line_108 |  | 103 | 105 | 0.01349 | 0.125 | 0.08 | 261 | 0 | 0.364 | 1 | 1 | cs | TRUE
109 | LV_3379-4_1_3_line_109 |  | 103 | 106 | 0.026175 | 0.125 | 0.08 | 261 | 0 | 0.364 | 1 | 3 | cs | TRUE
110 | LV_3379-4_1_3_line_110 |  | 104 | 107 | 0.0053693 | 0.125 | 0.08 | 261 | 0 | 0.364 | 1 | 3 | cs | TRUE
111 | LV_3379-4_1_3_line_111 |  | 106 | 108 | 0.022691 | 0.125 | 0.08 | 261 | 0 | 0.364 | 1 | 3 | cs | TRUE

## trafo
| name | std_type | hv_bus | lv_bus | sn_mva | vn_hv_kv | vn_lv_kv | vk_percent | vkr_percent | pfe_kw | i0_percent | shift_degree | tap_side | tap_neutral | tap_min | tap_max | tap_step_percent | tap_step_degree | tap_pos | tap_phase_shifter | parallel | df | in_service
0 | LV_3379-4_1_3_trafo_124 | 0.63 MVA 20/0.4 kV | 113 | 77 | 0.63 | 20 | 0.4 | 6 | 1.206 | 1.65 | 0.2619 | 150 | hv | 0 | -2 | 2 | 2.5 | 0 | 0 | FALSE | 1 | 1 | TRUE

## line_geodata
| x0 | y0 | x1 | y1 | x2 | y2 | x3 | y3 | x4 | y4 | x5 | y5 | x6 | y6 | x7 | y7 | x8 | y8 | x9 | y9 | x10 | y10 | x11 | y11 | x12 | y12 | x13 | y13 | x14 | y14 | x15 | y15 | x16 | y16 | x17 | y17 | x18 | y18 | x19 | y19 | x20 | y20 | x21 | y21 | x22 | y22 | x23 | y23 | x24 | y24 | x25 | y25 | x26 | y26
0 | 2724656.7987 | 1242484.1441 | 2724656.6688 | 1242495.362 | 2724661.6527 | 1242496.045 | 2724661.6947 | 1242482.1786 | 2724665.9761 | 1242481.3901 | 2724686.9747 | 1242477.0943
1 | 2724656.7987 | 1242484.1441 | 2724655.2404 | 1242461.8704 | 2724650.6743 | 1242428.3573 | 2724650.5811 | 1242427.7565
2 | 2724706.9117 | 1242474.0217 | 2724704.2151 | 1242474.5989 | 2724691.5405 | 1242476.0894 | 2724686.9747 | 1242477.0943
3 | 2724686.9747 | 1242477.0943 | 2724683.8714 | 1242460.0278
4 | 2724647.507 | 1242407.9521 | 2724650.5811 | 1242427.7565
5 | 2725345.7801 | 1242301.4569 | 2725339.096 | 1242291.7631 | 2725331.0107 | 1242283.8242
6 | 2725345.7801 | 1242301.4569 | 2725354.9778 | 1242304.9252
7 | 2725331.1601 | 1242301.5816 | 2725337.986 | 1242299.9132 | 2725345.7801 | 1242301.4569
8 | 2725371.2426 | 1242311.0584 | 2725354.9778 | 1242304.9252
9 | 2725182.9763 | 1242436.6001 | 2725331.1601 | 1242301.5816
10 | 2725371.2426 | 1242311.0584 | 2725369.3263 | 1242309.0606 | 2725347.81 | 1242271.6078 | 2725337.9473 | 1242258.4551 | 2725325.3737 | 1242248.6924 | 2725305.7111 | 1242238.3685 | 2725295.8936 | 1242234.7952
11 | 2725182.9763 | 1242436.6001 | 2725168.8467 | 1242429.7962
12 | 2725222.3943 | 1242473.8758 | 2725219.1038 | 1242466.4112 | 2725210.4729 | 1242457.2324 | 2725201.746 | 1242447.9516 | 2725193.3654 | 1242441.6028 | 2725182.9763 | 1242436.6001
13 | 2725148.4964 | 1242034.4124 | 2725149.7251 | 1242037.1072 | 2725152.6315 | 1242043.4405 | 2725156.3801 | 1242048.5683 | 2725166.6225 | 1242053.444 | 2725179.0651 | 1242059.7673 | 2725186.4484 | 1242065.3833 | 2725188.5631 | 1242070.8881 | 2725188.4521 | 1242076.1458 | 2725188.6514 | 1242086.0473 | 2725194.3401 | 1242095.275 | 2725200.9949 | 1242106.7362 | 2725204.4121 | 1242117.5285 | 2725210.0838 | 1242127.5566 | 2725210.4656 | 1242138.485 | 2725210.1122 | 1242145.5502 | 2725206.4307 | 1242156.593 | 2725200.9028 | 1242168.4086 | 2725200.1188 | 1242176.8881 | 2725204.1951 | 1242185.4702 | 2725208.3517 | 1242190.6067 | 2725215.9346 | 1242196.4272 | 2725232.1772 | 1242205.0661 | 2725259.844 | 1242220.6075 | 2725273.7028 | 1242227.1722 | 2725288.0007 | 1242231.9225 | 2725295.8936 | 1242234.7952
14 | 2725148.4964 | 1242034.4124 | 2725143.2324 | 1242033.723 | 2725139.4157 | 1242033.4568
15 | 2725148.4964 | 1242034.4124 | 2725145.5895 | 1242021.6514 | 2725144.0332 | 1242008.6743 | 2725144.3318 | 1241994.5242 | 2725145.0857 | 1241988.5462 | 2725142.9359 | 1241983.8973
16 | 2725123.0759 | 1241961.8151 | 2725123.0759 | 1241961.8151 | 2725125.7626 | 1241969.6005 | 2725131.5102 | 1241974.6148 | 2725140.3702 | 1241978.3492 | 2725142.9359 | 1241983.8973
17 | 2724912.1709 | 1242275.037 | 2724908.3346 | 1242272.9616
18 | 2724922.3025 | 1242283.3684 | 2724920.2291 | 1242280.9227 | 2724912.1709 | 1242275.037
19 | 2724914.7962 | 1242382.672 | 2724917.4371 | 1242371.8185 | 2724921.2571 | 1242364.5816 | 2724927.8204 | 1242356.3462 | 2724936.2152 | 1242342.2999 | 2724938.9821 | 1242331.9272 | 2724939.4872 | 1242318.0038 | 2724937.9967 | 1242305.84 | 2724932.3608 | 1242294.4561 | 2724922.3025 | 1242283.3684
20 | 2724922.3025 | 1242283.3684 | 2724914.9268 | 1242290.319 | 2724906.9773 | 1242296.8684 | 2724899.7835 | 1242301.2874 | 2724883.9315 | 1242306.7695 | 2724865.1075 | 1242312.9787 | 2724848.4363 | 1242321.8132 | 2724818.1363 | 1242346.5634 | 2724802.8156 | 1242354.8371 | 2724781.2383 | 1242361.8115 | 2724752.633 | 1242368.2156 | 2724727.784 | 1242371.4738 | 2724711.4281 | 1242370.3736 | 2724703.4478 | 1242368.328
21 | 2724914.7962 | 1242382.672 | 2724912.6785 | 1242383.05 | 2724910.5127 | 1242385.7067 | 2724909.4818 | 1242388.6986 | 2724908.5975 | 1242392.9836 | 2724906.3794 | 1242416.4345 | 2724904.4774 | 1242429.55 | 2724900.3417 | 1242441.006 | 2724893.7146 | 1242453.7106 | 2724889.7104 | 1242465.3917 | 2724887.278 | 1242481.4319 | 2724887.0588 | 1242484.317
22 | 2724914.7962 | 1242382.672 | 2724917.3009 | 1242383.67 | 2724918.9936 | 1242386.597 | 2724919.6774 | 1242392.1828 | 2724920.9648 | 1242406.4553 | 2724923.7107 | 1242422.2042 | 2724927.7774 | 1242432.6875 | 2724934.2904 | 1242439.397 | 2724945.3575 | 1242445.456
23 | 2724668.7052 | 1242327.1422 | 2724669.1292 | 1242327.8157 | 2724672.0189 | 1242336.7617 | 2724676.3011 | 1242346.7267 | 2724682.1813 | 1242354.4234 | 2724689.9161 | 1242362.0257 | 2724699.424 | 1242367.2966 | 2724703.4478 | 1242368.328
24 | 2724887.8282 | 1242492.4713 | 2724886.6607 | 1242489.5591 | 2724887.0588 | 1242484.317
25 | 2725222.3943 | 1242473.8758 | 2725111.2325 | 1242464.3567 | 2725092.8583 | 1242455.7065 | 2725079.3786 | 1242440.8654 | 2725057.8467 | 1242452.1434 | 2725002.0017 | 1242455.4141 | 2724984.7725 | 1242455.5736 | 2724966.7808 | 1242453.5263 | 2724952.2468 | 1242449.2277 | 2724945.3575 | 1242445.456
26 | 2724660.7958 | 1242319.4146 | 2724663.5385 | 1242319.658 | 2724666.0997 | 1242323.0035 | 2724668.7052 | 1242327.1422
27 | 2724812.0102 | 1242526.3481 | 2724889.4374 | 1242528.6172 | 2724899.486 | 1242528.662 | 2724903.5943 | 1242525.6793 | 2724903.6808 | 1242520.499 | 2724901.1972 | 1242514.5528 | 2724895.2837 | 1242505.5874 | 2724889.3045 | 1242496.1536 | 2724887.8282 | 1242492.4713
28 | 2724764.0385 | 1242504.6641 | 2724764.1217 | 1242504.6834 | 2724768.9294 | 1242506.5527 | 2724772.5256 | 1242510.2981 | 2724779.4415 | 1242521.5864 | 2724782.9813 | 1242524.7746 | 2724787.0318 | 1242525.6161 | 2724812.0102 | 1242526.3481
29 | 2724735.151 | 1242524.8915 | 2724740.8887 | 1242528.2038 | 2724746.1031 | 1242530.5153 | 2724751.0553 | 1242531.2645 | 2724755.1047 | 1242530.0041 | 2724756.6397 | 1242527.4898 | 2724756.883 | 1242524.1921 | 2724754.9054 | 1242521.148 | 2724750.1841 | 1242513.7314 | 2724746.2381 | 1242503.6065 | 2724745.6661 | 1242500.6031 | 2724745.7604 | 1242496.1235 | 2724747.3484 | 1242492.8875 | 2724750.0507 | 1242491.6766 | 2724753.0414 | 1242492.5736 | 2724753.9836 | 1242497.0305 | 2724755.446 | 1242500.8422 | 2724758.5757 | 1242503.399 | 2724764.0385 | 1242504.6641
30 | 2724735.151 | 1242524.8915 | 2724727.2271 | 1242519.4648 | 2724721.9592 | 1242519.5085
31 | 2724570.8933 | 1242350.7834 | 2724489.0328 | 1242265.9053
32 | 2724586.462 | 1242352.6451 | 2724570.8933 | 1242350.7834
33 | 2724481.735 | 1241973.0389 | 2724423.4438 | 1242104.2493
34 | 2724524.6737 | 1241965.7914 | 2724481.735 | 1241973.0389
35 | 2724684.9391 | 1241976.5294 | 2724693.0807 | 1241982.7946 | 2724701.6247 | 1241985.0204 | 2724708.1233 | 1241983.4668 | 2724710.9842 | 1241979.4012 | 2724710.7763 | 1241972.024 | 2724707.4961 | 1241964.493
36 | 2724619.5987 | 1241789.0881 | 2724615.3025 | 1241794.1578 | 2724616.6781 | 1241803.1942 | 2724622.7904 | 1241812.8307 | 2724672.8377 | 1241875.5234 | 2724683.5986 | 1241901.4491 | 2724692.5857 | 1241928.6497 | 2724701.8452 | 1241951.5191 | 2724707.4961 | 1241964.493
37 | 2724684.9391 | 1241976.5294 | 2724685.6201 | 1241982.6266 | 2724688.1519 | 1241987.7397 | 2724696.1555 | 1241995.1696 | 2724705.4922 | 1242002.1383 | 2724707.2536 | 1242006.1231 | 2724707.768 | 1242010.0706 | 2724708.2818 | 1242018.722 | 2724709.1706 | 1242036.5113 | 2724722.0123 | 1242093.2845
38 | 2724684.9391 | 1241976.5294 | 2724680.9604 | 1241968.6614 | 2724675.3888 | 1241954.8994 | 2724670.3171 | 1241948.2985 | 2724660.8492 | 1241941.4494 | 2724647.8095 | 1241934.3473 | 2724633.8945 | 1241929.6734 | 2724605.8629 | 1241923.0793 | 2724586.8955 | 1241918.4422
39 | 2724619.5987 | 1241789.0881 | 2724628.0651 | 1241791.7904 | 2724634.2753 | 1241798.9268 | 2724640.9793 | 1241803.7939 | 2724654.9768 | 1241809.2369 | 2724704.1134 | 1241827.8292 | 2724712.6895 | 1241838.9743 | 2724718.2553 | 1241853.37 | 2724726.1856 | 1241865.0132 | 2724739.8356 | 1241870.7827 | 2724755.099 | 1241868.8796 | 2724767.7997 | 1241861.5404 | 2724784.9457 | 1241857.5086
40 | 2724548.3111 | 1241934.8092 | 2724537.1287 | 1241915.4636 | 2724532.1254 | 1241908.4749 | 2724527.6303 | 1241901.775 | 2724528.2086 | 1241896.2046 | 2724531.4252 | 1241892.1242 | 2724536.4985 | 1241891.0965 | 2724542.3228 | 1241892.8424 | 2724547.9064 | 1241898.4865 | 2724556.2363 | 1241905.1558 | 2724566.6965 | 1241911.2138 | 2724581.8769 | 1241917.2152 | 2724586.8955 | 1241918.4422
41 | 2724548.3111 | 1241934.8092 | 2724569.8133 | 1241972.0082 | 2724581.8232 | 1241992.3503
42 | 2724530.8044 | 1241974.6251 | 2724524.6737 | 1241965.7914
43 | 2724530.8044 | 1241974.6251 | 2724537.9846 | 1241985.1187
44 | 2724544.381 | 1241994.467 | 2724537.9846 | 1241985.1187
45 | 2724576.2311 | 1242037.6537 | 2724569.445 | 1242027.7029 | 2724551.3705 | 1242004.682 | 2724544.381 | 1241994.467
46 | 2724581.8232 | 1241992.3503 | 2724589.3184 | 1242005.0454 | 2724590.3035 | 1242006.6478
47 | 2724597.3182 | 1242018.0577 | 2724590.3035 | 1242006.6478
48 | 2724613.3707 | 1242015.2923 | 2724606.8343 | 1242016.1336 | 2724601.8795 | 1242019.4435 | 2724600.3381 | 1242022.9808 | 2724597.3182 | 1242018.0577
49 | 2724597.3182 | 1242018.0577 | 2724580.8089 | 1242030.3326
50 | 2724608.5371 | 1242047.3846 | 2724607.244 | 1242043.4207 | 2724602.4401 | 1242031.6322 | 2724600.3381 | 1242022.9808 | 2724597.3182 | 1242018.0577
51 | 2724538.4881 | 1241976.1478 | 2724541.3245 | 1241980.7065 | 2724546.2048 | 1241987.1105
52 | 2724546.2048 | 1241987.1105 | 2724554.0739 | 1241997.4363
53 | 2724554.0739 | 1241997.4363 | 2724563.3296 | 1242009.5815 | 2724564.7688 | 1242011.2902
54 | 2724580.8089 | 1242030.3326 | 2724564.7688 | 1242011.2902
55 | 2724576.2311 | 1242037.6537 | 2724579.2655 | 1242035.4044 | 2724582.9265 | 1242032.8458 | 2724580.8089 | 1242030.3326
56 | 2724634.0603 | 1242230.5082 | 2724640.4579 | 1242248.491 | 2724642.4639 | 1242259.5247
57 | 2724620.5784 | 1242214.6117 | 2724623.1361 | 1242213.4533 | 2724630.336 | 1242231.7644 | 2724634.0603 | 1242230.5082
58 | 2724634.0603 | 1242230.5082 | 2724649.5748 | 1242225.2975
59 | 2724620.5784 | 1242214.6117 | 2724623.1361 | 1242213.4533 | 2724613.1988 | 1242184.6982 | 2724616.3667 | 1242178.2481 | 2724618.6737 | 1242173.5482 | 2724626.5191 | 1242156.8321 | 2724631.7135 | 1242148.234
60 | 2724620.9527 | 1242277.4058 | 2724621.3403 | 1242276.2352 | 2724623.1941 | 1242268.2674 | 2724624.6985 | 1242257.134 | 2724625.3162 | 1242250.408 | 2724625.1369 | 1242245.2666 | 2724624.6092 | 1242242.3085 | 2724623.2728 | 1242237.532 | 2724619.2694 | 1242229.7636 | 2724615.6785 | 1242223.5941 | 2724614.9841 | 1242220.6548 | 2724615.6712 | 1242217.8224 | 2724617.6934 | 1242215.8744 | 2724620.5784 | 1242214.6117
61 | 2724663.7738 | 1242224.2936 | 2724652.1022 | 1242224.4486 | 2724649.5748 | 1242225.2975
62 | 2724631.7724 | 1242148.1359 | 2724631.7135 | 1242148.234
63 | 2724631.7135 | 1242148.234 | 2724635.8207 | 1242155.0259 | 2724623.9319 | 1242180.2642 | 2724624.9471 | 1242185.6351
64 | 2724616.4036 | 1242266.4566 | 2724620.9527 | 1242277.4058
65 | 2724620.9527 | 1242277.4058 | 2724617.2626 | 1242288.6239
66 | 2724634.8803 | 1242141.8395 | 2724632.4266 | 1242147.0479 | 2724631.7724 | 1242148.1359
67 | 2724626.8063 | 1242096.3872 | 2724633.2869 | 1242105.6093
68 | 2724608.5371 | 1242047.3846 | 2724609.0344 | 1242048.9074 | 2724615.1604 | 1242069.3977 | 2724620.813 | 1242087.2203 | 2724626.4979 | 1242095.947 | 2724626.8063 | 1242096.3872
69 | 2724626.8063 | 1242096.3872 | 2724628.2739 | 1242088.4447 | 2724627.9036 | 1242077.6389
70 | 2724634.7143 | 1242107.6405 | 2724634.7143 | 1242107.6405 | 2724633.2869 | 1242105.6093
71 | 2724608.5371 | 1242047.3846 | 2724611.9384 | 1242051.8826
72 | 2724613.3707 | 1242015.2923 | 2724619.7868 | 1242019.8198 | 2724625.2451 | 1242025.4934
73 | 2724613.3707 | 1242015.2923 | 2724611.1478 | 1242000.1551 | 2724607.4193 | 1241990.7351
74 | 2724650.1572 | 1242373.0998 | 2724651.7578 | 1242368.5407 | 2724654.0362 | 1242339.7652
75 | 2724650.1572 | 1242373.0998 | 2724651.6291 | 1242381.7208
76 | 2724660.7958 | 1242319.4146 | 2724657.4625 | 1242319.1188 | 2724654.7949 | 1242330.1832 | 2724654.0362 | 1242339.7652
77 | 2724652.9746 | 1242389.6008 | 2724651.6291 | 1242381.7208
78 | 2724644.0165 | 1242045.0053 | 2724625.2451 | 1242025.4934
79 | 2724603.0612 | 1241973.9967 | 2724603.0475 | 1241979.6901 | 2724607.4193 | 1241990.7351
80 | 2724634.7143 | 1242107.6405 | 2724638.8851 | 1242118.604 | 2724638.8853 | 1242118.6076
81 | 2724634.8803 | 1242141.8395 | 2724637.8802 | 1242135.4749 | 2724639.3235 | 1242128.6884 | 2724638.8853 | 1242118.6076
82 | 2724634.8803 | 1242141.8395 | 2724653.2788 | 1242148.8575
83 | 2724653.2788 | 1242148.8575 | 2724654.0405 | 1242149.1481 | 2724656.7999 | 1242152.7869 | 2724656.4777 | 1242161.2762 | 2724654.1386 | 1242174.7155
84 | 2724664.2763 | 1242457.9346 | 2724676.6056 | 1242455.8625
85 | 2724664.2763 | 1242457.9346 | 2724660.5341 | 1242435.0908
86 | 2724676.6056 | 1242455.8625 | 2724678.8616 | 1242455.4834 | 2724683.8365 | 1242459.836 | 2724683.8714 | 1242460.0278
87 | 2724657.1077 | 1242414.1746 | 2724660.5341 | 1242435.0908
88 | 2724698.8674 | 1242422.5315 | 2724698.631 | 1242426.9413 | 2724720.5343 | 1242452.2674 | 2724721.3796 | 1242460.9703 | 2724715.0085 | 1242469.0766 | 2724710.5882 | 1242473.2317 | 2724706.9117 | 1242474.0217
89 | 2724706.9117 | 1242474.0217 | 2724711.3908 | 1242480.7326 | 2724712.8496 | 1242485.4595
90 | 2724652.9746 | 1242389.6008 | 2724654.1165 | 1242396.2887
91 | 2724614.4016 | 1242296.9514 | 2724617.051 | 1242289.2672 | 2724617.2626 | 1242288.6239
92 | 2724614.4016 | 1242296.9514 | 2724611.4135 | 1242305.6404 | 2724611.2459 | 1242306.0456
93 | 2724611.2459 | 1242306.0456 | 2724608.5854 | 1242312.4757 | 2724605.8483 | 1242316.7774 | 2724603.8332 | 1242319.6988
94 | 2724601.8939 | 1242322.5103 | 2724603.8332 | 1242319.6988
95 | 2724657.1077 | 1242414.1746 | 2724655.6243 | 1242405.1194 | 2724654.1165 | 1242396.2887
96 | 2724601.8939 | 1242322.5103 | 2724601.8939 | 1242322.5103 | 2724596.6815 | 1242329.0954 | 2724595.6504 | 1242330.8089
97 | 2724595.6504 | 1242330.8089 | 2724594.1506 | 1242333.3013 | 2724591.5452 | 1242338.7375
98 | 2724589.5467 | 1242343.8027 | 2724590.6945 | 1242340.5126 | 2724591.5452 | 1242338.7375
99 | 2724586.462 | 1242352.6451 | 2724589.5467 | 1242343.8027
100 | 2724584.8392 | 1242360.0617 | 2724586.462 | 1242352.6451
101 | 2724584.8392 | 1242360.0617 | 2724583.7602 | 1242370.7481 | 2724584.0417 | 1242375.7026 | 2724585.4701 | 1242381.86 | 2724586.4922 | 1242385.0397
102 | 2724584.8392 | 1242360.0617 | 2724576.7946 | 1242366.1202 | 2724574.9855 | 1242368.6447
103 | 2724586.4922 | 1242385.0397 | 2724588.922 | 1242393.9205 | 2724592.4387 | 1242402.179 | 2724593.0384 | 1242404.3185
104 | 2724586.4922 | 1242385.0397 | 2724590.5177 | 1242383.4785 | 2724593.6006 | 1242386.4679 | 2724593.7373 | 1242386.3081
105 | 2724614.1496 | 1242361.1224 | 2724610.2219 | 1242364.8654 | 2724607.9808 | 1242376.15 | 2724603.1161 | 1242380.585 | 2724603.1161 | 1242380.585
106 | 2724640.0117 | 1242359.6643 | 2724614.1496 | 1242361.1224
107 | 2724603.1161 | 1242380.585 | 2724597.904 | 1242383.1055
108 | 2724640.0117 | 1242359.6643 | 2724639.0746 | 1242346.2066
109 | 2724640.0117 | 1242359.6643 | 2724644.0265 | 1242385.5293
110 | 2724593.7373 | 1242386.3081 | 2724595.4689 | 1242384.2831 | 2724597.904 | 1242383.1055
111 | 2724647.507 | 1242407.9521 | 2724644.0265 | 1242385.5293

## bus_geodata
| x | y | coords
0 | 2724656.7987 | 1242484.1441
1 | 2724686.9747 | 1242477.0943
2 | 2724650.5811 | 1242427.7565
3 | 2725331.0107 | 1242283.8242
4 | 2725345.7801 | 1242301.4569
5 | 2725354.9778 | 1242304.9252
6 | 2725331.1601 | 1242301.5816
7 | 2725371.2426 | 1242311.0584
8 | 2725182.9763 | 1242436.6001
9 | 2725295.8936 | 1242234.7952
10 | 2725148.4964 | 1242034.4124
11 | 2725142.9359 | 1241983.8973
12 | 2725123.0759 | 1241961.8151
13 | 2725139.4157 | 1242033.4568
14 | 2724912.1709 | 1242275.037
15 | 2724908.3346 | 1242272.9616
16 | 2724922.3025 | 1242283.3684
17 | 2724914.7962 | 1242382.672
18 | 2724703.4478 | 1242368.328
19 | 2724887.0588 | 1242484.317
20 | 2724945.3575 | 1242445.456
21 | 2724668.7052 | 1242327.1422
22 | 2725168.8467 | 1242429.7962
23 | 2725222.3943 | 1242473.8758
24 | 2724887.8282 | 1242492.4713
25 | 2724812.0102 | 1242526.3481
26 | 2724764.0385 | 1242504.6641
27 | 2724735.151 | 1242524.8915
28 | 2724489.0328 | 1242265.9053
29 | 2724570.8933 | 1242350.7834
30 | 2724423.4438 | 1242104.2493
31 | 2724481.735 | 1241973.0389
32 | 2724707.4961 | 1241964.493
33 | 2724684.9391 | 1241976.5294
34 | 2724619.5987 | 1241789.0881
35 | 2724722.0123 | 1242093.2845
36 | 2724586.8955 | 1241918.4422
37 | 2724784.9457 | 1241857.5086
38 | 2724548.3111 | 1241934.8092
39 | 2724524.6737 | 1241965.7914
40 | 2724530.8044 | 1241974.6251
41 | 2724537.9846 | 1241985.1187
42 | 2724544.381 | 1241994.467
43 | 2724581.8233 | 1241992.3503
44 | 2724590.3035 | 1242006.6478
45 | 2724597.3182 | 1242018.0577
46 | 2724538.4881 | 1241976.1478
47 | 2724546.2048 | 1241987.1105
48 | 2724554.0739 | 1241997.4363
49 | 2724564.7688 | 1242011.2902
50 | 2724576.2311 | 1242037.6537
51 | 2724580.8089 | 1242030.3326
52 | 2724634.0603 | 1242230.5082
53 | 2724642.4639 | 1242259.5247
54 | 2724620.5784 | 1242214.6117
55 | 2724649.5748 | 1242225.2975
56 | 2724631.7135 | 1242148.234
57 | 2724620.9527 | 1242277.4058
58 | 2724631.7724 | 1242148.1359
59 | 2724624.9471 | 1242185.6351
60 | 2724626.8063 | 1242096.3872
61 | 2724633.2869 | 1242105.6093
62 | 2724608.5371 | 1242047.3846
63 | 2724627.9036 | 1242077.6389
64 | 2724611.9384 | 1242051.8826
65 | 2724613.3707 | 1242015.2923
66 | 2724650.1572 | 1242373.0998
67 | 2724654.0362 | 1242339.7652
68 | 2724651.6291 | 1242381.7208
69 | 2724625.2451 | 1242025.4934
70 | 2724607.4193 | 1241990.7351
71 | 2724603.0612 | 1241973.9967
72 | 2724644.0165 | 1242045.0053
73 | 2724634.7143 | 1242107.6405
74 | 2724638.8853 | 1242118.6076
75 | 2724634.8803 | 1242141.8395
76 | 2724653.2788 | 1242148.8575
77 | 2724654.1386 | 1242174.7155
78 | 2724664.2763 | 1242457.9346
79 | 2724676.6056 | 1242455.8625
80 | 2724660.5341 | 1242435.0908
81 | 2724706.9117 | 1242474.0217
82 | 2724683.8714 | 1242460.0278
83 | 2724663.7738 | 1242224.2936
84 | 2724660.7958 | 1242319.4146
85 | 2724652.9746 | 1242389.6008
86 | 2724617.2626 | 1242288.6239
87 | 2724614.4016 | 1242296.9514
88 | 2724611.2459 | 1242306.0456
89 | 2724616.4036 | 1242266.4566
90 | 2724603.8332 | 1242319.6988
91 | 2724654.1165 | 1242396.2887
92 | 2724657.1077 | 1242414.1746
93 | 2724601.8939 | 1242322.5103
94 | 2724595.6504 | 1242330.8089
95 | 2724591.5452 | 1242338.7375
96 | 2724589.5467 | 1242343.8027
97 | 2724586.462 | 1242352.6451
98 | 2724584.8392 | 1242360.0617
99 | 2724586.4922 | 1242385.0397
100 | 2724574.9855 | 1242368.6447
101 | 2724614.1496 | 1242361.1224
102 | 2724603.1161 | 1242380.585
103 | 2724640.0117 | 1242359.6643
104 | 2724597.904 | 1242383.1055
105 | 2724639.0746 | 1242346.2066
106 | 2724644.0265 | 1242385.5293
107 | 2724593.7373 | 1242386.3081
108 | 2724647.507 | 1242407.9521
109 | 2724593.0384 | 1242404.3185
110 | 2724698.8674 | 1242422.5315
111 | 2724712.8496 | 1242485.4595
112 | 2724721.9592 | 1242519.5085
113 | 2724651.5408 | 1242189.6408

## line_std_types
| c_nf_per_km | r_ohm_per_km | x_ohm_per_km | max_i_ka | type | q_mm2 | alpha | voltage_rating
NAYY 4x50 SE | 210 | 0.642 | 0.083 | 0.142 | cs | 50 | 0.00403 | LV
NAYY 4x120 SE | 264 | 0.225 | 0.08 | 0.242 | cs | 120 | 0.00403 | LV
NAYY 4x150 SE | 261 | 0.208 | 0.08 | 0.27 | cs | 150 | 0.00403 | LV
NA2XS2Y 1x95 RM/25 12/20 kV | 216 | 0.313 | 0.132 | 0.252 | cs | 95 | 0.00403 | MV
NA2XS2Y 1x185 RM/25 12/20 kV | 273 | 0.161 | 0.117 | 0.362 | cs | 185 | 0.00403 | MV
NA2XS2Y 1x240 RM/25 12/20 kV | 304 | 0.122 | 0.112 | 0.421 | cs | 240 | 0.00403 | MV
NA2XS2Y 1x95 RM/25 6/10 kV | 315 | 0.313 | 0.123 | 0.249 | cs | 95 | 0.00403 | MV
NA2XS2Y 1x185 RM/25 6/10 kV | 406 | 0.161 | 0.11 | 0.358 | cs | 185 | 0.00403 | MV
NA2XS2Y 1x240 RM/25 6/10 kV | 456 | 0.122 | 0.105 | 0.416 | cs | 240 | 0.00403 | MV
NA2XS2Y 1x150 RM/25 12/20 kV | 250 | 0.206 | 0.116 | 0.319 | cs | 150 | 0.00403 | MV
NA2XS2Y 1x120 RM/25 12/20 kV | 230 | 0.253 | 0.119 | 0.283 | cs | 120 | 0.00403 | MV
NA2XS2Y 1x70 RM/25 12/20 kV | 190 | 0.443 | 0.132 | 0.22 | cs | 70 | 0.00403 | MV
NA2XS2Y 1x150 RM/25 6/10 kV | 360 | 0.206 | 0.11 | 0.315 | cs | 150 | 0.00403 | MV
NA2XS2Y 1x120 RM/25 6/10 kV | 340 | 0.253 | 0.113 | 0.28 | cs | 120 | 0.00403 | MV
NA2XS2Y 1x70 RM/25 6/10 kV | 280 | 0.443 | 0.123 | 0.217 | cs | 70 | 0.00403 | MV
N2XS(FL)2Y 1x120 RM/35 64/110 kV | 112 | 0.153 | 0.166 | 0.366 | cs | 120 | 0.00393 | HV
N2XS(FL)2Y 1x185 RM/35 64/110 kV | 125 | 0.099 | 0.156 | 0.457 | cs | 185 | 0.00393 | HV
N2XS(FL)2Y 1x240 RM/35 64/110 kV | 135 | 0.075 | 0.149 | 0.526 | cs | 240 | 0.00393 | HV
N2XS(FL)2Y 1x300 RM/35 64/110 kV | 144 | 0.06 | 0.144 | 0.588 | cs | 300 | 0.00393 | HV
15-AL1/3-ST1A 0.4 | 11 | 1.8769 | 0.35 | 0.105 | ol | 16 | 0.00403 | LV
24-AL1/4-ST1A 0.4 | 11.25 | 1.2012 | 0.335 | 0.14 | ol | 24 | 0.00403 | LV
48-AL1/8-ST1A 0.4 | 12.2 | 0.5939 | 0.3 | 0.21 | ol | 48 | 0.00403 | LV
94-AL1/15-ST1A 0.4 | 13.2 | 0.306 | 0.29 | 0.35 | ol | 94 | 0.00403 | LV
34-AL1/6-ST1A 10.0 | 9.7 | 0.8342 | 0.36 | 0.17 | ol | 34 | 0.00403 | MV
48-AL1/8-ST1A 10.0 | 10.1 | 0.5939 | 0.35 | 0.21 | ol | 48 | 0.00403 | MV
70-AL1/11-ST1A 10.0 | 10.4 | 0.4132 | 0.339 | 0.29 | ol | 70 | 0.00403 | MV
94-AL1/15-ST1A 10.0 | 10.75 | 0.306 | 0.33 | 0.35 | ol | 94 | 0.00403 | MV
122-AL1/20-ST1A 10.0 | 11.1 | 0.2376 | 0.323 | 0.41 | ol | 122 | 0.00403 | MV
149-AL1/24-ST1A 10.0 | 11.25 | 0.194 | 0.315 | 0.47 | ol | 149 | 0.00403 | MV
34-AL1/6-ST1A 20.0 | 9.15 | 0.8342 | 0.382 | 0.17 | ol | 34 | 0.00403 | MV
48-AL1/8-ST1A 20.0 | 9.5 | 0.5939 | 0.372 | 0.21 | ol | 48 | 0.00403 | MV
70-AL1/11-ST1A 20.0 | 9.7 | 0.4132 | 0.36 | 0.29 | ol | 70 | 0.00403 | MV
94-AL1/15-ST1A 20.0 | 10 | 0.306 | 0.35 | 0.35 | ol | 94 | 0.00403 | MV
122-AL1/20-ST1A 20.0 | 10.3 | 0.2376 | 0.344 | 0.41 | ol | 122 | 0.00403 | MV
149-AL1/24-ST1A 20.0 | 10.5 | 0.194 | 0.337 | 0.47 | ol | 149 | 0.00403 | MV
184-AL1/30-ST1A 20.0 | 10.75 | 0.1571 | 0.33 | 0.535 | ol | 184 | 0.00403 | MV
243-AL1/39-ST1A 20.0 | 11 | 0.1188 | 0.32 | 0.645 | ol | 243 | 0.00403 | MV
48-AL1/8-ST1A 110.0 | 8 | 0.5939 | 0.46 | 0.21 | ol | 48 | 0.00403 | HV
70-AL1/11-ST1A 110.0 | 8.4 | 0.4132 | 0.45 | 0.29 | ol | 70 | 0.00403 | HV
94-AL1/15-ST1A 110.0 | 8.65 | 0.306 | 0.44 | 0.35 | ol | 94 | 0.00403 | HV
122-AL1/20-ST1A 110.0 | 8.5 | 0.2376 | 0.43 | 0.41 | ol | 122 | 0.00403 | HV
149-AL1/24-ST1A 110.0 | 8.75 | 0.194 | 0.41 | 0.47 | ol | 149 | 0.00403 | HV
184-AL1/30-ST1A 110.0 | 8.8 | 0.1571 | 0.4 | 0.535 | ol | 184 | 0.00403 | HV
243-AL1/39-ST1A 110.0 | 9 | 0.1188 | 0.39 | 0.645 | ol | 243 | 0.00403 | HV
305-AL1/39-ST1A 110.0 | 9.2 | 0.0949 | 0.38 | 0.74 | ol | 305 | 0.00403 | HV
490-AL1/64-ST1A 110.0 | 9.75 | 0.059 | 0.37 | 0.96 | ol | 490 | 0.00403 | HV
679-AL1/86-ST1A 110.0 | 9.95 | 0.042 | 0.36 | 1.15 | ol | 679 | 0.00403 | HV
490-AL1/64-ST1A 220.0 | 10 | 0.059 | 0.285 | 0.96 | ol | 490 | 0.00403 | HV
679-AL1/86-ST1A 220.0 | 11.7 | 0.042 | 0.275 | 1.15 | ol | 679 | 0.00403 | HV
490-AL1/64-ST1A 380.0 | 11 | 0.059 | 0.253 | 0.96 | ol | 490 | 0.00403 | HV
679-AL1/86-ST1A 380.0 | 14.6 | 0.042 | 0.25 | 1.15 | ol | 679 | 0.00403 | HV

## trafo_std_types
| i0_percent | pfe_kw | vkr_percent | sn_mva | vn_lv_kv | vn_hv_kv | vk_percent | shift_degree | vector_group | tap_side | tap_neutral | tap_min | tap_max | tap_step_degree | tap_step_percent | tap_phase_shifter
160 MVA 380/110 kV | 0.06 | 60 | 0.25 | 160 | 110 | 380 | 12.2 | 0 | Yy0 | hv | 0 | -9 | 9 | 0 | 1.5 | FALSE
100 MVA 220/110 kV | 0.06 | 55 | 0.26 | 100 | 110 | 220 | 12 | 0 | Yy0 | hv | 0 | -9 | 9 | 0 | 1.5 | FALSE
63 MVA 110/20 kV | 0.04 | 22 | 0.32 | 63 | 20 | 110 | 18 | 150 | YNd5 | hv | 0 | -9 | 9 | 0 | 1.5 | FALSE
40 MVA 110/20 kV | 0.05 | 18 | 0.34 | 40 | 20 | 110 | 16.2 | 150 | YNd5 | hv | 0 | -9 | 9 | 0 | 1.5 | FALSE
25 MVA 110/20 kV | 0.07 | 14 | 0.41 | 25 | 20 | 110 | 12 | 150 | YNd5 | hv | 0 | -9 | 9 | 0 | 1.5 | FALSE
63 MVA 110/10 kV | 0.04 | 22 | 0.32 | 63 | 10 | 110 | 18 | 150 | YNd5 | hv | 0 | -9 | 9 | 0 | 1.5 | FALSE
40 MVA 110/10 kV | 0.05 | 18 | 0.34 | 40 | 10 | 110 | 16.2 | 150 | YNd5 | hv | 0 | -9 | 9 | 0 | 1.5 | FALSE
25 MVA 110/10 kV | 0.07 | 14 | 0.41 | 25 | 10 | 110 | 12 | 150 | YNd5 | hv | 0 | -9 | 9 | 0 | 1.5 | FALSE
0.25 MVA 20/0.4 kV | 0.32 | 0.8 | 1.44 | 0.25 | 0.4 | 20 | 6 | 150 | Yzn5 | hv | 0 | -2 | 2 | 0 | 2.5 | FALSE
0.4 MVA 20/0.4 kV | 0.3375 | 1.35 | 1.425 | 0.4 | 0.4 | 20 | 6 | 150 | Dyn5 | hv | 0 | -2 | 2 | 0 | 2.5 | FALSE
0.63 MVA 20/0.4 kV | 0.2619 | 1.65 | 1.206 | 0.63 | 0.4 | 20 | 6 | 150 | Dyn5 | hv | 0 | -2 | 2 | 0 | 2.5 | FALSE
0.25 MVA 10/0.4 kV | 0.24 | 0.6 | 1.2 | 0.25 | 0.4 | 10 | 4 | 150 | Dyn5 | hv | 0 | -2 | 2 | 0 | 2.5 | FALSE
0.4 MVA 10/0.4 kV | 0.2375 | 0.95 | 1.325 | 0.4 | 0.4 | 10 | 4 | 150 | Dyn5 | hv | 0 | -2 | 2 | 0 | 2.5 | FALSE
0.63 MVA 10/0.4 kV | 0.1873 | 1.18 | 1.0794 | 0.63 | 0.4 | 10 | 4 | 150 | Dyn5 | hv | 0 | -2 | 2 | 0 | 2.5 | FALSE

## trafo3w_std_types
| sn_hv_mva | sn_mv_mva | sn_lv_mva | vn_hv_kv | vn_mv_kv | vn_lv_kv | vk_hv_percent | vk_mv_percent | vk_lv_percent | vkr_hv_percent | vkr_mv_percent | vkr_lv_percent | pfe_kw | i0_percent | shift_mv_degree | shift_lv_degree | vector_group | tap_side | tap_neutral | tap_min | tap_max | tap_step_percent
63/25/38 MVA 110/20/10 kV | 63 | 25 | 38 | 110 | 20 | 10 | 10.4 | 10.4 | 10.4 | 0.28 | 0.32 | 0.35 | 35 | 0.89 | 0 | 0 | YN0yn0yn0 | hv | 0 | -10 | 10 | 1.2
63/25/38 MVA 110/10/10 kV | 63 | 25 | 38 | 110 | 10 | 10 | 10.4 | 10.4 | 10.4 | 0.28 | 0.32 | 0.35 | 35 | 0.89 | 0 | 0 | YN0yn0yn0 | hv | 0 | -10 | 10 | 1.2

## fuse_std_types
| fuse_type | i_rated_a | t_avg | t_min | t_total | x_avg | x_min | x_total
HV 100A | HV 100A | 100 | 0 | [10.0, 3.64, 0.854, 0.281, 0.1, 0.0531, 0.022, 0.01] | [10.0, 4.267, 1.21, 0.403, 0.1, 0.058, 0.022, 0.01] | 0 | [300.0, 350.0, 450.0, 550.0, 700.0, 850.0, 1200.0, 1752.0] | [600.0, 700.0, 900.0, 1150.0, 1665.0, 2000.0, 3000.0, 4313.0]
HV 10A | HV 10A | 10 | 0 | [10.0, 1675.0, 0.344, 0.156, 0.1, 0.0417, 0.0171, 0.01] | [10.0, 1.3, 0.3, 0.155, 0.1, 0.0555, 0.023, 0.01] | 0 | [30.0, 32.0, 35.0, 37.0, 39.0, 50.0, 70.0, 88.0] | [60.0, 70.0, 80.0, 87.0, 94.0, 110.0, 150.0, 216.0]
HV 125A | HV 125A | 125 | 0 | [10.0, 1.82, 0.344, 0.1, 0.0467, 0.0269, 0.01] | [10.0, 2.478, 0.426, 0.1, 0.0427, 0.0211, 0.01] | 0 | [375.0, 500.0, 700.0, 925.0, 1200.0, 1500.0, 2341.0] | [750.0, 1000.0, 1500.0, 2200.0, 3000.0, 4000.0, 5765.0]
HV 160A | HV 160A | 160 | 0 | [10.0, 4.15, 1.03, 0.198, 0.1, 0.051, 0.0172, 0.01] | [10.0, 2.3, 0.734, 0.274, 0.1, 0.046, 0.0177, 0.01] | 0 | [480.0, 550.0, 700.0, 1000.0, 1260.0, 1600.0, 2500.0, 3227.0] | [960.0, 1300.0, 1700.0, 2200.0, 2996.0, 4000.0, 6000.0, 7946.0]
HV 16A | HV 16A | 16 | 0 | [10.0, 0.352, 0.164, 0.1, 0.0649, 0.0342, 0.01] | [10.0, 2.34, 0.722, 0.181, 0.1, 0.055, 0.0296, 0.01] | 0 | [48.0, 60.0, 65.0, 71.0, 80.0, 100.0, 162.0] | [96.0, 110.0, 125.0, 150.0, 168.0, 200.0, 250.0, 398.0]
HV 200A | HV 200A | 200 | 0 | [10.0, 4.267, 1.21, 0.403, 0.1, 0.058, 0.022, 0.01] | [10.0, 3.73, 1.654, 0.328, 0.1, 0.0531, 0.019, 0.01] | 0 | [600.0, 700.0, 900.0, 1150.0, 1665.0, 2000.0, 3000.0, 4313.0] | [1200.0, 1500.0, 1800.0, 2700.0, 3960.0, 5000.0, 7500.0, 10620.0]
HV 20A | HV 20A | 20 | 0 | [10.0, 1.3, 0.3, 0.155, 0.1, 0.0555, 0.023, 0.01] | [10.0, 1.3, 0.161, 0.1, 0.0611, 0.0399, 0.0141, 0.01] | 0 | [60.0, 70.0, 80.0, 87.0, 94.0, 110.0, 150.0, 216.0] | [120.0, 150.0, 200.0, 223.0, 260.0, 300.0, 450.0, 532.0]
HV 25A | HV 25A | 25 | 0 | [10.0, 2.512, 0.833, 0.299, 0.1, 0.0372, 0.0223, 0.01] | [10.0, 3.125, 0.597, 0.198, 0.1, 0.0378, 0.022, 0.01] | 0 | [75.0, 82.0, 90.0, 100.0, 124.0, 170.0, 200.0, 289.0] | [150.0, 170.0, 210.0, 250.0, 294.0, 400.0, 500.0, 711.0]
HV 31.5A | HV 31.5A | 31.5 | 0 | [10.0, 2.34, 0.722, 0.181, 0.1, 0.055, 0.0296, 0.01] | [10.0, 2.84, 0.368, 0.164, 0.1, 0.0621, 0.0378, 0.0195, 0.01] | 0 | [95.0, 110.0, 125.0, 150.0, 165.0, 200.0, 250.0, 390.0] | [189.0, 220.0, 300.0, 350.0, 393.0, 450.0, 530.0, 700.0, 960.0]
HV 40A | HV 40A | 40 | 0 | [10.0, 1.3, 0.161, 0.1, 0.0611, 0.0399, 0.0141, 0.01] | [10.0, 2.05, 0.369, 0.198, 0.1, 0.051, 0.0298, 0.01] | 0 | [120.0, 150.0, 200.0, 223.0, 260.0, 300.0, 450.0, 532.0] | [240.0, 300.0, 400.0, 450.0, 530.0, 650.0, 800.0, 1311.0]
HV 50A | HV 50A | 50 | 0 | [10.0, 3.215, 0.597, 0.198, 0.1, 0.0378, 0.022, 0.01] | [10.0, 3.64, 0.854, 0.281, 0.1, 0.0531, 0.022, 0.01] | 0 | [150.0, 170.0, 210.0, 250.0, 294.0, 400.0, 500.0, 711.0] | [300.0, 350.0, 450.0, 550.0, 700.0, 850.0, 1200.0, 1752.0]
HV 6.3A | HV 6.3A | 6.3 | 0 | [10.0, 1.39, 0.344, 0.168, 0.1, 0.056, 0.0263, 0.01] | [10.0, 1.711, 0.516, 0.198, 0.1, 0.0634, 0.0303, 0.01] | 0 | [19.0, 19.5, 20.4, 20.8, 22.0, 25.0, 32.0, 48.0] | [38.0, 40.0, 43.0, 48.0, 53.0, 60.0, 75.0, 118.0]
HV 63A | HV 63A | 63 | 0 | [10.0, 2.84, 0.368, 0.164, 0.1, 0.0621, 0.0378, 0.0195, 0.01] | [10.0, 1.82, 0.344, 0.1, 0.0467, 0.0269, 0.01] | 0 | [189.0, 220.0, 300.0, 350.0, 393.0, 450.0, 530.0, 700.0, 961.0] | [378.0, 500.0, 700.0, 934.0, 1200.0, 1500.0, 2366.0]
HV 80A | HV 80A | 80 | 0 | [10.0, 2.05, 0.369, 0.198, 0.1, 0.051, 0.0298, 0.01] | [10.0, 4.15, 1.03, 0.198, 0.1, 0.051, 0.0172, 0.01] | 0 | [240.0, 300.0, 400.0, 450.0, 530.0, 650.0, 800.0, 1311.0] | [480.0, 550.0, 700.0, 1000.0, 1260.0, 1600.0, 2500.0, 3227.0]
Siemens NH-1-100 | Siemens NH-1-100 | 100 | [5400.0, 2000.0, 400.0, 20.0, 1.0, 0.2, 0.012, 0.004] | 0 | 0 | [150.0, 190.0, 250.0, 430.0, 900.0, 1250.0, 2700.0, 3600.0] | 0 | 0
Siemens NH-1-125 | Siemens NH-1-125 | 125 | [4800.0, 120.0, 7.0, 0.1, 0.004] | 0 | 0 | [180.0, 400.0, 740.0, 2000.0, 4250.0] | 0 | 0
Siemens NH-1-16 | Siemens NH-1-16 | 16 | [4000.0, 400.0, 2.0, 0.1, 0.04, 0.01] | 0 | 0 | [26.0, 35.0, 75.0, 150.0, 200.0, 300.0] | 0 | 0
Siemens NH-1-160 | Siemens NH-1-160 | 160 | [4800.0, 120.0, 7.0, 0.1, 0.004] | 0 | 0 | [210.0, 500.0, 900.0, 2300.0, 5000.0] | 0 | 0
Siemens NH-1-25 | Siemens NH-1-25 | 25 | [4000.0, 1000.0, 10.0, 0.2, 0.02, 0.01] | 0 | 0 | [40.0, 50.0, 100.0, 210.0, 400.0, 500.0] | 0 | 0
Siemens NH-1-50 | Siemens NH-1-50 | 50 | [4000.0, 40.0, 4.0, 1.0, 0.02, 0.01] | 0 | 0 | [86.0, 200.0, 300.0, 400.0, 1000.0, 1280.0] | 0 | 0
Siemens NH-1-63 | Siemens NH-1-63 | 63 | [4000.0, 100.0, 10.0, 2.0, 0.04, 0.01] | 0 | 0 | [100.0, 200.0, 300.0, 400.0, 1000.0, 1500.0] | 0 | 0
Siemens NH-1-80 | Siemens NH-1-80 | 80 | [4800.0, 120.0, 7.0, 0.1, 0.01] | 0 | 0 | [150.58, 250.0, 450.0, 1150.0, 2470.0] | 0 | 0
Siemens NH-2-1000 | Siemens NH-2-1000 | 1000 | [4800.0, 120.0, 7.0, 0.1, 0.004] | 0 | 0 | [1900.0, 3500.0, 8400.0, 24000.0, 52000.0] | 0 | 0
Siemens NH-2-200 | Siemens NH-2-200 | 200 | [4800.0, 120.0, 7.0, 0.1, 0.004] | 0 | 0 | [280.0, 650.0, 1200.0, 3000.0, 7000.0] | 0 | 0
Siemens NH-2-224 | Siemens NH-2-224 | 224 | [4800.0, 120.0, 7.0, 0.2, 0.04, 0.004] | 0 | 0 | [400.0, 750.0, 1453.0, 3025.0, 4315.0, 7600.0] | 0 | 0
Siemens NH-2-250 | Siemens NH-2-250 | 250 | [4800.0, 120.0, 7.0, 0.1, 0.004] | 0 | 0 | [450.0, 800.0, 1650.0, 4000.0, 8500.0] | 0 | 0
Siemens NH-2-315 | Siemens NH-2-315 | 315 | [4800.0, 120.0, 7.0, 0.1, 0.004] | 0 | 0 | [550.0, 920.0, 1900.0, 5000.0, 11000.0] | 0 | 0
Siemens NH-2-355 | Siemens NH-2-355 | 355 | [4800.0, 120.0, 6.0, 0.1, 0.004] | 0 | 0 | [650.0, 1116.27, 2350.0, 5840.0, 12790.0] | 0 | 0
Siemens NH-2-400 | Siemens NH-2-400 | 400 | [4800.0, 120.0, 7.0, 0.1, 0.004] | 0 | 0 | [720.0, 1350.0, 2800.0, 6500.0, 15000.0] | 0 | 0
Siemens NH-2-425 | Siemens NH-2-425 | 425 | [4800.0, 120.0, 7.0, 0.1, 0.004] | 0 | 0 | [850.0, 1500.0, 3050.0, 7500.0, 16500.0] | 0 | 0
Siemens NH-2-630 | Siemens NH-2-630 | 630 | [4800.0, 120.0, 7.0, 0.1, 0.004] | 0 | 0 | [1200.0, 2000.0, 4800.0, 12000.0, 26000.0] | 0 | 0

## res_bus
| vm_pu | va_degree | p_mw | q_mvar
0 | 0.9866 | -0.2573 | 0 | 0
1 | 0.9859 | -0.27085 | 0 | 0
2 | 0.98731 | -0.24357 | 0.00076571 | 0.00019191
3 | 0.97282 | -0.52681 | 0.0028063 | 0.00070332
4 | 0.97289 | -0.52561 | 0 | 0
5 | 0.97282 | -0.52693 | 0.00045475 | 0.00011397
6 | 0.97303 | -0.52284 | 0.0010813 | 0.000271
7 | 0.97271 | -0.52911 | 0 | 0
8 | 0.97511 | -0.48174 | 0.00058725 | 0.00014718
9 | 0.972 | -0.54305 | 0.0011182 | 0.00028024
10 | 0.97049 | -0.57296 | 0 | 0
11 | 0.97033 | -0.57626 | 0.0020723 | 0.00051937
12 | 0.97029 | -0.57707 | 0.0013897 | 0.0003483
13 | 0.97047 | -0.57334 | 0.0022181 | 0.00055591
14 | 0.98089 | -0.36856 | 0.0016743 | 0.00041962
15 | 0.98087 | -0.36882 | 0.0032776 | 0.00082144
16 | 0.98095 | -0.36738 | 0 | 0
17 | 0.98002 | -0.38544 | 0 | 0
18 | 0.98352 | -0.31711 | 0.0017036 | 0.00042697
19 | 0.97968 | -0.39227 | 0.00033351 | 8.3586e-05
20 | 0.97901 | -0.40523 | 0.0023697 | 0.00059389
21 | 0.98396 | -0.30874 | 0.0016311 | 0.00040878
22 | 0.9751 | -0.48184 | 0.00035094 | 8.7954e-05
23 | 0.97574 | -0.46943 | 0 | 0
24 | 0.97965 | -0.39275 | 0.00046988 | 0.00011776
25 | 0.97933 | -0.39908 | 0.00055556 | 0.00013924
26 | 0.97922 | -0.4013 | 0.0012731 | 0.00031908
27 | 0.97915 | -0.40263 | 0 | 0
28 | 0.98806 | -0.22915 | 0.014544 | 0.0036451
29 | 0.98964 | -0.19858 | 0.00088601 | 0.00022205
30 | 0.9828 | -0.33141 | 0.00422 | 0.0010576
31 | 0.98336 | -0.32047 | 0.0038118 | 0.00095534
32 | 0.98095 | -0.36749 | 0.0044247 | 0.0011089
33 | 0.98126 | -0.36137 | 0 | 0
34 | 0.98042 | -0.37805 | 0 | 0
35 | 0.98077 | -0.37111 | 0.0042193 | 0.0010575
36 | 0.98256 | -0.33605 | 0.003666 | 0.00091877
37 | 0.97989 | -0.38846 | 0.0028611 | 0.00071706
38 | 0.98414 | -0.30503 | 0.0045964 | 0.001152
39 | 0.98368 | -0.31417 | 0.0060065 | 0.0015054
40 | 0.98382 | -0.31145 | 0 | 0
41 | 0.98398 | -0.30823 | 0.0048793 | 0.0012229
42 | 0.98418 | -0.30437 | 0.00077284 | 0.00019369
43 | 0.98536 | -0.28134 | 0.001382 | 0.00034636
44 | 0.98568 | -0.27502 | 0.00036878 | 9.2424e-05
45 | 0.98595 | -0.26984 | 0 | 0
46 | 0.98479 | -0.2925 | 0.0037788 | 0.00094705
47 | 0.98483 | -0.29159 | 0.0038136 | 0.00095578
48 | 0.98493 | -0.28982 | 0.0034061 | 0.00085366
49 | 0.9851 | -0.28636 | 0.00034884 | 8.7427e-05
50 | 0.98515 | -0.28536 | 0 | 0
51 | 0.98536 | -0.28128 | 0 | 0
52 | 0.99382 | -0.11803 | 0 | 0
53 | 0.99367 | -0.12083 | 0.005225 | 0.0013095
54 | 0.99405 | -0.11362 | 0 | 0
55 | 0.99375 | -0.11926 | 0.0030677 | 0.00076883
56 | 0.99648 | -0.067034 | 0 | 0
57 | 0.992 | -0.15289 | 0 | 0
58 | 0.99648 | -0.066957 | 0.004309 | 0.0010799
59 | 0.99618 | -0.072773 | 0.0079143 | 0.0019835
60 | 0.99226 | -0.14779 | 0 | 0
61 | 0.99317 | -0.1304 | 0.010316 | 0.0025854
62 | 0.98821 | -0.22592 | 0 | 0
63 | 0.9922 | -0.14904 | 0.0037409 | 0.00093757
64 | 0.98818 | -0.2265 | 0.0057416 | 0.001439
65 | 0.98544 | -0.27986 | 0 | 0
66 | 0.98457 | -0.29684 | 0 | 0
67 | 0.98426 | -0.30285 | 0.0022294 | 0.00055874
68 | 0.98465 | -0.29528 | 0.0023314 | 0.00058429
69 | 0.98533 | -0.28196 | 0.0046242 | 0.0011589
70 | 0.98502 | -0.28794 | 0.0019007 | 0.00047637
71 | 0.98477 | -0.29293 | 0.015804 | 0.0039609
72 | 0.98526 | -0.28334 | 0.0028284 | 0.00070886
73 | 0.99339 | -0.12612 | 0.0031226 | 0.00078259
74 | 0.99448 | -0.10528 | 0.0014676 | 0.00036781
75 | 0.99674 | -0.062052 | 0 | 0
76 | 0.99808 | -0.036581 | 0.006872 | 0.0017223
77 | 1 | 0 | -0.23258 | -0.058877
78 | 0.98546 | -0.27954 | 0 | 0
79 | 0.98559 | -0.27687 | 0.00091381 | 0.00022902
80 | 0.9852 | -0.28448 | 0.0015322 | 0.000384
81 | 0.98587 | -0.27144 | 0 | 0
82 | 0.9857 | -0.27488 | 0.0023057 | 0.00057786
83 | 0.99374 | -0.11955 | 0.001167 | 0.00029248
84 | 0.98405 | -0.30687 | 0.001215 | 0.00030451
85 | 0.98473 | -0.29375 | 0.00062025 | 0.00015545
86 | 0.99168 | -0.15917 | 0.0026498 | 0.0006641
87 | 0.99144 | -0.16372 | 0 | 0
88 | 0.99118 | -0.16869 | 0.0028612 | 0.00071709
89 | 0.99192 | -0.15449 | 0.0076056 | 0.0019061
90 | 0.99078 | -0.17649 | 0.0015772 | 0.00039529
91 | 0.98479 | -0.29242 | 0.00043882 | 0.00010998
92 | 0.98498 | -0.28882 | 0.0010167 | 0.0002548
93 | 0.99069 | -0.17817 | 0.00096462 | 0.00024176
94 | 0.99043 | -0.18321 | 0.0012978 | 0.00032525
95 | 0.99021 | -0.18749 | 0.0013574 | 0.00034019
96 | 0.99008 | -0.19005 | 0.0029512 | 0.00073965
97 | 0.98986 | -0.19429 | 0 | 0
98 | 0.98972 | -0.19703 | 0 | 0
99 | 0.98926 | -0.20593 | 0 | 0
100 | 0.9897 | -0.19744 | 0.0017633 | 0.00044193
101 | 0.98857 | -0.21918 | 0.00071412 | 0.00017898
102 | 0.9889 | -0.21279 | 0.010514 | 0.0026351
103 | 0.98821 | -0.22611 | 0 | 0
104 | 0.989 | -0.21085 | 0.0012896 | 0.0003232
105 | 0.9882 | -0.2264 | 0.0011741 | 0.00029426
106 | 0.98786 | -0.23294 | 0.0017567 | 0.00044026
107 | 0.9891 | -0.20902 | 0.0012968 | 0.00032501
108 | 0.98757 | -0.23863 | 0.00074786 | 0.00018743
109 | 0.98925 | -0.20605 | 0.00031298 | 7.8441e-05
110 | 0.98583 | -0.27236 | 0.00076639 | 0.00019208
111 | 0.98586 | -0.27164 | 0.00087709 | 0.00021982
112 | 0.97914 | -0.40286 | 0.00084329 | 0.00021135
113 | 0.99998 | 149.9956 | 0 | 0

## res_line
| p_from_mw | q_from_mvar | p_to_mw | q_to_mvar | pl_mw | ql_mvar | i_from_ka | i_to_ka | i_ka | vm_from_pu | va_from_degree | vm_to_pu | va_to_degree | loading_percent
0 | 0.040723 | 0.010267 | -0.040696 | -0.010253 | 2.6379e-05 | 1.4743e-05 | 0.061441 | 0.061442 | 0.061442 | 0.9866 | -0.2573 | 0.9859 | -0.27085 | 5.6265
1 | -0.040723 | -0.010267 | 0.040749 | 0.010282 | 2.6783e-05 | 1.4965e-05 | 0.061441 | 0.06144 | 0.061441 | 0.9866 | -0.2573 | 0.98731 | -0.24357 | 5.6264
2 | 0.0016436 | 0.00041068 | -0.0016435 | -0.00041091 | 4.6452e-08 | -2.2705e-07 | 0.0024802 | 0.0024803 | 0.0024803 | 0.9859 | -0.27085 | 0.98587 | -0.27144 | 0.68139
3 | 0.039053 | 0.009842 | -0.039045 | -0.0098378 | 7.538e-06 | 4.1609e-06 | 0.058961 | 0.058962 | 0.058962 | 0.9859 | -0.27085 | 0.9857 | -0.27488 | 5.3994
4 | -0.041515 | -0.010474 | 0.041525 | 0.01048 | 9.8153e-06 | 5.5127e-06 | 0.062594 | 0.062594 | 0.062594 | 0.98731 | -0.24357 | 0.98757 | -0.23863 | 5.7321
5 | -0.0028063 | -0.00070332 | 0.0028064 | 0.00070314 | 1.5965e-07 | -1.8473e-07 | 0.0042924 | 0.0042923 | 0.0042924 | 0.97282 | -0.52681 | 0.97289 | -0.52561 | 1.1792
6 | 0.0072674 | 0.0018206 | -0.007267 | -0.0018205 | 4.5542e-07 | 1.6942e-07 | 0.011115 | 0.011115 | 0.011115 | 0.97289 | -0.52561 | 0.97282 | -0.52693 | 3.0536
7 | -0.010074 | -0.0025238 | 0.010075 | 0.0025244 | 1.3292e-06 | 6.6524e-07 | 0.015408 | 0.015407 | 0.015408 | 0.97289 | -0.52561 | 0.97303 | -0.52284 | 4.2328
8 | 0.0068122 | 0.0017065 | -0.0068115 | -0.0017063 | 7.0772e-07 | 2.3714e-07 | 0.01042 | 0.01042 | 0.01042 | 0.97282 | -0.52693 | 0.97271 | -0.52911 | 2.8626
9 | -0.011157 | -0.0027954 | 0.011178 | 0.0028069 | 2.1881e-05 | 1.1509e-05 | 0.017061 | 0.01706 | 0.017061 | 0.97303 | -0.52284 | 0.97511 | -0.48174 | 4.6871
10 | 0.0068115 | 0.0017063 | -0.006807 | -0.0017047 | 4.5185e-06 | 1.5153e-06 | 0.01042 | 0.01042 | 0.01042 | 0.97271 | -0.52911 | 0.972 | -0.54305 | 2.8627
11 | 0.00035094 | 8.776e-05 | -0.00035094 | -8.7954e-05 | 1.6864e-09 | -1.9455e-07 | 0.00053547 | 0.00053554 | 0.00053554 | 0.97511 | -0.48174 | 0.9751 | -0.48184 | 0.14713
12 | -0.012117 | -0.0030419 | 0.012124 | 0.0030457 | 7.1219e-06 | 3.8648e-06 | 0.018492 | 0.018492 | 0.018492 | 0.97511 | -0.48174 | 0.97574 | -0.46943 | 5.0802
13 | 0.0056889 | 0.0014245 | -0.0056808 | -0.0014228 | 8.0967e-06 | 1.659e-06 | 0.0087085 | 0.0087097 | 0.0087097 | 0.972 | -0.54305 | 0.97049 | -0.57296 | 2.3928
14 | 0.0022181 | 0.00055582 | -0.0022181 | -0.00055591 | 3.9622e-08 | -8.7515e-08 | 0.0034009 | 0.003401 | 0.003401 | 0.97049 | -0.57296 | 0.97047 | -0.57334 | 0.93433
15 | 0.0034626 | 0.00086702 | -0.0034621 | -0.00086731 | 5.4388e-07 | -2.8766e-07 | 0.0053088 | 0.005309 | 0.005309 | 0.97049 | -0.57296 | 0.97033 | -0.57626 | 1.4585
16 | 0.0013898 | 0.00034794 | -0.0013897 | -0.0003483 | 5.3807e-08 | -3.5577e-07 | 0.0021311 | 0.0021313 | 0.0021313 | 0.97033 | -0.57626 | 0.97029 | -0.57707 | 0.58551
17 | 0.0032776 | 0.00082141 | -0.0032776 | -0.00082144 | 4.0438e-08 | -2.9176e-08 | 0.0049722 | 0.0049722 | 0.0049722 | 0.98089 | -0.36856 | 0.98087 | -0.36882 | 1.366
18 | -0.0049519 | -0.001241 | 0.0049522 | 0.001241 | 2.7902e-07 | 1.2133e-08 | 0.0075121 | 0.0075121 | 0.0075121 | 0.98089 | -0.36856 | 0.98095 | -0.36738 | 2.0638
19 | 0.018038 | 0.0045422 | -0.018022 | -0.0045351 | 1.5562e-05 | 7.1648e-06 | 0.027369 | 0.02737 | 0.02737 | 0.98095 | -0.36738 | 0.98002 | -0.38544 | 3.7597
20 | -0.02299 | -0.0057833 | 0.023045 | 0.0058126 | 5.5332e-05 | 2.9272e-05 | 0.034881 | 0.034879 | 0.034881 | 0.98095 | -0.36738 | 0.98352 | -0.31711 | 4.7914
21 | 0.0034777 | 0.00086737 | -0.0034765 | -0.00086801 | 1.1276e-06 | -6.3742e-07 | 0.0052788 | 0.0052793 | 0.0052793 | 0.98002 | -0.38544 | 0.97968 | -0.39227 | 1.4504
22 | 0.014544 | 0.0036677 | -0.014531 | -0.0036598 | 1.3769e-05 | 7.8652e-06 | 0.022092 | 0.022092 | 0.022092 | 0.98002 | -0.38544 | 0.97901 | -0.40523 | 6.0692
23 | -0.024749 | -0.0062395 | 0.024759 | 0.0062437 | 9.9259e-06 | 4.1968e-06 | 0.037457 | 0.037456 | 0.037457 | 0.98352 | -0.31711 | 0.98396 | -0.30874 | 3.4301
24 | 0.003143 | 0.00078442 | -0.0031429 | -0.00078448 | 7.1708e-08 | -5.9805e-08 | 0.0047727 | 0.0047728 | 0.0047728 | 0.97968 | -0.39227 | 0.97965 | -0.39275 | 1.3112
25 | 0.012161 | 0.0030659 | -0.012124 | -0.0030457 | 3.725e-05 | 2.0199e-05 | 0.01849 | 0.018492 | 0.018492 | 0.97901 | -0.40523 | 0.97574 | -0.46943 | 5.0801
26 | -0.02639 | -0.0066525 | 0.026392 | 0.0066536 | 2.3623e-06 | 1.06e-06 | 0.039923 | 0.039922 | 0.039923 | 0.98396 | -0.30874 | 0.98405 | -0.30687 | 3.6559
27 | 0.0026731 | 0.00066672 | -0.0026723 | -0.00066784 | 8.0385e-07 | -1.1229e-06 | 0.004059 | 0.0040596 | 0.0040596 | 0.97965 | -0.39275 | 0.97933 | -0.39908 | 1.1153
28 | 0.0021167 | 0.00052861 | -0.0021165 | -0.00052919 | 2.2321e-07 | -5.8137e-07 | 0.0032155 | 0.0032158 | 0.0032158 | 0.97933 | -0.39908 | 0.97922 | -0.4013 | 0.88345
29 | 0.00084335 | 0.00021011 | -0.0008433 | -0.00021117 | 5.3335e-08 | -1.0556e-06 | 0.0012811 | 0.0012815 | 0.0012815 | 0.97922 | -0.4013 | 0.97915 | -0.40263 | 0.35206
30 | 0.0008433 | 0.00021117 | -0.00084329 | -0.00021135 | 9.1593e-09 | -1.812e-07 | 0.0012815 | 0.0012816 | 0.0012816 | 0.97915 | -0.40263 | 0.97914 | -0.40286 | 0.35208
31 | -0.014544 | -0.0036451 | 0.014565 | 0.0036571 | 2.1214e-05 | 1.2064e-05 | 0.021903 | 0.021903 | 0.021903 | 0.98806 | -0.22915 | 0.98964 | -0.19858 | 6.0173
32 | -0.015451 | -0.0038792 | 0.015454 | 0.003881 | 3.165e-06 | 1.8247e-06 | 0.023235 | 0.023235 | 0.023235 | 0.98964 | -0.19858 | 0.98986 | -0.19429 | 6.3832
33 | -0.00422 | -0.0010576 | 0.0042222 | 0.0010572 | 2.1978e-06 | -4.1382e-07 | 0.0063894 | 0.0063887 | 0.0063894 | 0.9828 | -0.33141 | 0.98336 | -0.32047 | 1.7553
34 | -0.008034 | -0.0020126 | 0.0080365 | 0.0020135 | 2.4133e-06 | 9.9189e-07 | 0.012157 | 0.012157 | 0.012157 | 0.98336 | -0.32047 | 0.98368 | -0.31417 | 3.3398
35 | -0.0072887 | -0.0018227 | 0.0072908 | 0.0018235 | 2.1241e-06 | 7.7412e-07 | 0.011055 | 0.011055 | 0.011055 | 0.98095 | -0.36749 | 0.98126 | -0.36137 | 3.0371
36 | 0.002864 | 0.00071381 | -0.0028625 | -0.00071545 | 1.4358e-06 | -1.6419e-06 | 0.004343 | 0.0043439 | 0.0043439 | 0.98095 | -0.36749 | 0.98042 | -0.37805 | 1.1934
37 | 0.0042213 | 0.0010571 | -0.0042193 | -0.0010575 | 1.9575e-06 | -3.5565e-07 | 0.0064009 | 0.0064015 | 0.0064015 | 0.98126 | -0.36137 | 0.98077 | -0.37111 | 1.7587
38 | -0.011512 | -0.0028806 | 0.011526 | 0.002888 | 1.3885e-05 | 7.3493e-06 | 0.017456 | 0.017455 | 0.017456 | 0.98126 | -0.36137 | 0.98256 | -0.33605 | 4.7955
39 | 0.0028625 | 0.00071545 | -0.0028611 | -0.00071706 | 1.4173e-06 | -1.6169e-06 | 0.0043439 | 0.0043448 | 0.0043448 | 0.98042 | -0.37805 | 0.97989 | -0.38846 | 1.1936
40 | -0.015192 | -0.0038068 | 0.015214 | 0.0038197 | 2.2479e-05 | 1.295e-05 | 0.023007 | 0.023006 | 0.023007 | 0.98256 | -0.33605 | 0.98414 | -0.30503 | 6.3206
41 | -0.019811 | -0.0049717 | 0.019833 | 0.0049852 | 2.2408e-05 | 1.3494e-05 | 0.029956 | 0.029956 | 0.029956 | 0.98414 | -0.30503 | 0.98536 | -0.28134 | 8.2297
42 | -0.014043 | -0.0035189 | 0.014045 | 0.00352 | 1.8196e-06 | 1.028e-06 | 0.021243 | 0.021243 | 0.021243 | 0.98368 | -0.31417 | 0.98382 | -0.31145 | 5.8359
43 | -0.014045 | -0.00352 | 0.014047 | 0.0035212 | 2.1516e-06 | 1.2155e-06 | 0.021243 | 0.021243 | 0.021243 | 0.98382 | -0.31145 | 0.98398 | -0.30823 | 5.8359
44 | -0.018926 | -0.004744 | 0.01893 | 0.0047461 | 3.4796e-06 | 2.083e-06 | 0.028621 | 0.028621 | 0.028621 | 0.98398 | -0.30823 | 0.98418 | -0.30437 | 7.863
45 | -0.019703 | -0.0049398 | 0.01972 | 0.0049506 | 1.7867e-05 | 1.0752e-05 | 0.02979 | 0.02979 | 0.02979 | 0.98418 | -0.30437 | 0.98515 | -0.28536 | 8.184
46 | -0.021215 | -0.0053315 | 0.021222 | 0.0053354 | 6.4005e-06 | 3.8845e-06 | 0.032043 | 0.032043 | 0.032043 | 0.98536 | -0.28134 | 0.98568 | -0.27502 | 8.803
47 | -0.02159 | -0.0054278 | 0.021596 | 0.0054311 | 5.3377e-06 | 3.2453e-06 | 0.032599 | 0.032599 | 0.032599 | 0.98568 | -0.27502 | 0.98595 | -0.26984 | 8.9559
48 | 0.025181 | 0.0063187 | -0.025169 | -0.0063113 | 1.2016e-05 | 7.4076e-06 | 0.038006 | 0.038006 | 0.038006 | 0.98595 | -0.26984 | 0.98544 | -0.27986 | 10.4413
49 | 0.031094 | 0.0078099 | -0.031077 | -0.0077993 | 1.6964e-05 | 1.0595e-05 | 0.046934 | 0.046934 | 0.046934 | 0.98595 | -0.26984 | 0.98536 | -0.28128 | 12.8939
50 | -0.077871 | -0.01956 | 0.078034 | 0.019664 | 0.0001636 | 0.0001043 | 0.11754 | 0.11754 | 0.11754 | 0.98595 | -0.26984 | 0.98821 | -0.22592 | 32.2911
51 | -0.0037788 | -0.00094705 | 0.0037789 | 0.00094698 | 1.6407e-07 | -6.5757e-08 | 0.0057097 | 0.0057096 | 0.0057097 | 0.98479 | -0.2925 | 0.98483 | -0.29159 | 1.5686
52 | -0.0075925 | -0.0019028 | 0.0075932 | 0.001903 | 6.4068e-07 | 2.4483e-07 | 0.011472 | 0.011472 | 0.011472 | 0.98483 | -0.29159 | 0.98493 | -0.28982 | 3.1516
53 | -0.010999 | -0.0027567 | 0.011001 | 0.0027576 | 1.8126e-06 | 9.3726e-07 | 0.016618 | 0.016618 | 0.016618 | 0.98493 | -0.28982 | 0.9851 | -0.28636 | 4.5653
54 | -0.01135 | -0.002845 | 0.011353 | 0.0028465 | 2.7443e-06 | 1.4393e-06 | 0.017144 | 0.017144 | 0.017144 | 0.9851 | -0.28636 | 0.98536 | -0.28128 | 4.71
55 | -0.01972 | -0.0049506 | 0.019724 | 0.0049529 | 3.837e-06 | 2.3088e-06 | 0.02979 | 0.029789 | 0.02979 | 0.98515 | -0.28536 | 0.98536 | -0.28128 | 8.1839
56 | 0.0052257 | 0.0013096 | -0.005225 | -0.0013095 | 6.9564e-07 | 5.2631e-08 | 0.0078242 | 0.0078243 | 0.0078243 | 0.99382 | -0.11803 | 0.99367 | -0.12083 | 2.1495
57 | -0.0094606 | -0.0023706 | 0.0094626 | 0.0023716 | 1.9874e-06 | 9.2962e-07 | 0.014165 | 0.014165 | 0.014165 | 0.99382 | -0.11803 | 0.99405 | -0.11362 | 3.8915
58 | 0.004235 | 0.0010611 | -0.0042347 | -0.0010611 | 2.4676e-07 | -5.4127e-08 | 0.0063408 | 0.0063409 | 0.0063409 | 0.99382 | -0.11803 | 0.99375 | -0.11926 | 1.742
59 | -0.10774 | -0.027249 | 0.10798 | 0.0274 | 0.00024138 | 0.00015159 | 0.16136 | 0.16136 | 0.16136 | 0.99405 | -0.11362 | 0.99648 | -0.067034 | 14.7767
60 | 0.098274 | 0.024877 | -0.098089 | -0.024761 | 0.00018488 | 0.00011567 | 0.1472 | 0.1472 | 0.1472 | 0.99405 | -0.11362 | 0.992 | -0.15289 | 13.4797
61 | 0.001167 | 0.00029231 | -0.001167 | -0.00029248 | 1.6419e-08 | -1.7526e-07 | 0.0017474 | 0.0017475 | 0.0017475 | 0.99375 | -0.11926 | 0.99374 | -0.11955 | 0.48008
62 | -0.11589 | -0.029385 | 0.11589 | 0.029385 | 4.2893e-07 | 2.7005e-07 | 0.17318 | 0.17318 | 0.17318 | 0.99648 | -0.067034 | 0.99648 | -0.066957 | 15.8592
63 | 0.0079164 | 0.0019844 | -0.0079143 | -0.0019835 | 2.1645e-06 | 8.4739e-07 | 0.011822 | 0.011822 | 0.011822 | 0.99648 | -0.067034 | 0.99618 | -0.072773 | 3.2477
64 | 0.0076061 | 0.0019064 | -0.0076056 | -0.0019061 | 5.7855e-07 | 2.1727e-07 | 0.011409 | 0.011409 | 0.011409 | 0.992 | -0.15289 | 0.99192 | -0.15449 | 3.1344
65 | 0.090483 | 0.022855 | -0.090456 | -0.022838 | 2.7219e-05 | 1.6963e-05 | 0.13579 | 0.13579 | 0.13579 | 0.992 | -0.15289 | 0.99168 | -0.15917 | 12.4349
66 | -0.1202 | -0.030465 | 0.12023 | 0.030483 | 2.8338e-05 | 1.7862e-05 | 0.17962 | 0.17962 | 0.17962 | 0.99648 | -0.066957 | 0.99674 | -0.062052 | 16.4484
67 | -0.087831 | -0.022241 | 0.087905 | 0.022288 | 7.3419e-05 | 4.6842e-05 | 0.1318 | 0.1318 | 0.1318 | 0.99226 | -0.14779 | 0.99317 | -0.1304 | 36.2074
68 | 0.08409 | 0.021304 | -0.083776 | -0.021103 | 0.0003143 | 0.00020048 | 0.12618 | 0.12619 | 0.12619 | 0.99226 | -0.14779 | 0.98821 | -0.22592 | 34.6662
69 | 0.0037412 | 0.00093747 | -0.0037409 | -0.00093757 | 2.2296e-07 | -1.0128e-07 | 0.0056103 | 0.0056104 | 0.0056104 | 0.99226 | -0.14779 | 0.9922 | -0.14904 | 1.5413
70 | -0.098221 | -0.024873 | 0.098241 | 0.024886 | 2.0186e-05 | 1.2887e-05 | 0.14725 | 0.14725 | 0.14725 | 0.99317 | -0.1304 | 0.99339 | -0.12612 | 40.4535
71 | 0.0057418 | 0.001439 | -0.0057416 | -0.001439 | 1.5808e-07 | 2.8922e-08 | 0.0086458 | 0.0086458 | 0.0086458 | 0.98821 | -0.22592 | 0.98818 | -0.2265 | 2.3752
72 | 0.0074535 | 0.0018678 | -0.0074528 | -0.0018676 | 7.4699e-07 | 2.7775e-07 | 0.011255 | 0.011255 | 0.011255 | 0.98544 | -0.27986 | 0.98533 | -0.28196 | 3.092
73 | 0.017715 | 0.0044435 | -0.017709 | -0.0044394 | 6.8248e-06 | 4.044e-06 | 0.026752 | 0.026752 | 0.026752 | 0.98544 | -0.27986 | 0.98502 | -0.28794 | 7.3494
74 | 0.02985 | 0.0075235 | -0.029842 | -0.0075193 | 8.5788e-06 | 4.2052e-06 | 0.045129 | 0.04513 | 0.04513 | 0.98457 | -0.29684 | 0.98426 | -0.30285 | 4.1328
75 | -0.02985 | -0.0075235 | 0.029853 | 0.0075246 | 2.2265e-06 | 1.0913e-06 | 0.045129 | 0.045129 | 0.045129 | 0.98457 | -0.29684 | 0.98465 | -0.29528 | 4.1327
76 | 0.027612 | 0.0069605 | -0.027607 | -0.0069581 | 5.3056e-06 | 2.4678e-06 | 0.041759 | 0.04176 | 0.04176 | 0.98426 | -0.30285 | 0.98405 | -0.30687 | 3.8241
77 | -0.032184 | -0.0081089 | 0.032186 | 0.0081101 | 2.3653e-06 | 1.2087e-06 | 0.048652 | 0.048652 | 0.048652 | 0.98465 | -0.29528 | 0.98473 | -0.29375 | 4.4553
78 | 0.0028286 | 0.00070863 | -0.0028284 | -0.00070886 | 1.8526e-07 | -2.2627e-07 | 0.0042715 | 0.0042717 | 0.0042717 | 0.98533 | -0.28196 | 0.98526 | -0.28334 | 1.1735
79 | 0.015808 | 0.0039631 | -0.015804 | -0.0039609 | 3.7579e-06 | 2.1814e-06 | 0.02388 | 0.023881 | 0.023881 | 0.98502 | -0.28794 | 0.98477 | -0.29293 | 6.5606
80 | -0.10136 | -0.025669 | 0.10147 | 0.025734 | 0.00010156 | 6.4849e-05 | 0.15193 | 0.15193 | 0.15193 | 0.99339 | -0.12612 | 0.99448 | -0.10528 | 41.7385
81 | -0.10293 | -0.026101 | 0.10315 | 0.026238 | 0.00021436 | 0.00013688 | 0.15412 | 0.15412 | 0.15412 | 0.99448 | -0.10528 | 0.99674 | -0.062052 | 42.3417
82 | -0.22338 | -0.056721 | 0.22365 | 0.056896 | 0.00027416 | 0.00017469 | 0.33374 | 0.33374 | 0.33374 | 0.99674 | -0.062052 | 0.99808 | -0.036581 | 30.5623
83 | -0.23053 | -0.058618 | 0.23093 | 0.058877 | 0.00040702 | 0.00025941 | 0.34399 | 0.34399 | 0.34399 | 0.99808 | -0.036581 | 1 | 0 | 31.5005
84 | -0.035818 | -0.0090266 | 0.035822 | 0.0090291 | 4.5742e-06 | 2.4496e-06 | 0.054102 | 0.054101 | 0.054102 | 0.98546 | -0.27954 | 0.98559 | -0.27687 | 4.9544
85 | 0.035818 | 0.0090266 | -0.035809 | -0.0090221 | 8.4694e-06 | 4.5359e-06 | 0.054102 | 0.054102 | 0.054102 | 0.98546 | -0.27954 | 0.9852 | -0.28448 | 4.9544
86 | -0.036736 | -0.0092581 | 0.03674 | 0.00926 | 3.4986e-06 | 1.8914e-06 | 0.055481 | 0.055481 | 0.055481 | 0.98559 | -0.27687 | 0.9857 | -0.27488 | 5.0807
87 | 0.034277 | 0.0086381 | -0.03427 | -0.0086343 | 7.1056e-06 | 3.7381e-06 | 0.051788 | 0.051788 | 0.051788 | 0.9852 | -0.28448 | 0.98498 | -0.28882 | 4.7425
88 | 0.00076643 | 0.00019125 | -0.00076639 | -0.00019208 | 3.3469e-08 | -8.292e-07 | 0.0011565 | 0.0011568 | 0.0011568 | 0.98587 | -0.27144 | 0.98583 | -0.27236 | 0.3178
89 | 0.00087709 | 0.00021966 | -0.00087709 | -0.00021982 | 8.5532e-09 | -1.6048e-07 | 0.0013238 | 0.0013238 | 0.0013238 | 0.98587 | -0.27144 | 0.98586 | -0.27164 | 0.36369
90 | -0.032807 | -0.0082655 | 0.032809 | 0.0082666 | 2.0855e-06 | 1.0758e-06 | 0.049589 | 0.049589 | 0.049589 | 0.98473 | -0.29375 | 0.98479 | -0.29242 | 4.5412
91 | 0.087806 | 0.022174 | -0.087787 | -0.022162 | 1.9124e-05 | 1.1898e-05 | 0.13181 | 0.13181 | 0.13181 | 0.99168 | -0.15917 | 0.99144 | -0.16372 | 12.0708
92 | 0.087787 | 0.022162 | -0.087766 | -0.022149 | 2.0908e-05 | 1.3009e-05 | 0.13181 | 0.13181 | 0.13181 | 0.99144 | -0.16372 | 0.99118 | -0.16869 | 12.0708
93 | 0.084905 | 0.021432 | -0.084873 | -0.021412 | 3.1721e-05 | 1.9698e-05 | 0.12752 | 0.12752 | 0.12752 | 0.99118 | -0.16869 | 0.99078 | -0.17649 | 11.6775
94 | 0.083296 | 0.021017 | -0.083289 | -0.021013 | 6.6868e-06 | 4.1476e-06 | 0.12515 | 0.12515 | 0.12515 | 0.99078 | -0.17649 | 0.99069 | -0.17817 | 11.4605
95 | -0.033248 | -0.0083766 | 0.033253 | 0.0083795 | 5.7243e-06 | 2.9713e-06 | 0.050252 | 0.050252 | 0.050252 | 0.98479 | -0.29242 | 0.98498 | -0.28882 | 4.6019
96 | 0.082325 | 0.020771 | -0.082305 | -0.020759 | 1.9889e-05 | 1.2327e-05 | 0.1237 | 0.1237 | 0.1237 | 0.99069 | -0.17817 | 0.99043 | -0.18321 | 11.3279
97 | 0.081007 | 0.020433 | -0.08099 | -0.020423 | 1.656e-05 | 1.0253e-05 | 0.12175 | 0.12175 | 0.12175 | 0.99043 | -0.18321 | 0.99021 | -0.18749 | 11.1493
98 | 0.079633 | 0.020083 | -0.079623 | -0.020077 | 9.7681e-06 | 6.0412e-06 | 0.11971 | 0.11971 | 0.11971 | 0.99021 | -0.18749 | 0.99008 | -0.19005 | 10.9626
99 | 0.076672 | 0.019337 | -0.076656 | -0.019328 | 1.5556e-05 | 9.5946e-06 | 0.11528 | 0.11528 | 0.11528 | 0.99008 | -0.19005 | 0.98986 | -0.19429 | 10.5564
100 | 0.061202 | 0.015447 | -0.061194 | -0.015442 | 8.0395e-06 | 4.8526e-06 | 0.092041 | 0.092041 | 0.092041 | 0.98986 | -0.19429 | 0.98972 | -0.19703 | 8.4287
101 | 0.059431 | 0.015 | -0.059405 | -0.014985 | 2.5335e-05 | 1.5237e-05 | 0.08939 | 0.08939 | 0.08939 | 0.98972 | -0.19703 | 0.98926 | -0.20593 | 8.1859
102 | 0.0017633 | 0.00044178 | -0.0017633 | -0.00044193 | 3.4729e-08 | -1.471e-07 | 0.0026511 | 0.0026511 | 0.0026511 | 0.98972 | -0.19703 | 0.9897 | -0.19744 | 0.72834
103 | 0.00031298 | 7.818e-05 | -0.00031298 | -7.8441e-05 | 1.6956e-09 | -2.6089e-07 | 0.00047069 | 0.00047078 | 0.00047078 | 0.98926 | -0.20593 | 0.98925 | -0.20605 | 0.12934
104 | 0.059092 | 0.014907 | -0.059084 | -0.014901 | 8.7194e-06 | 5.2407e-06 | 0.08892 | 0.08892 | 0.08892 | 0.98926 | -0.20593 | 0.9891 | -0.20902 | 8.1428
105 | -0.045959 | -0.011604 | 0.045973 | 0.011612 | 1.4078e-05 | 8.1052e-06 | 0.069208 | 0.069208 | 0.069208 | 0.98857 | -0.21918 | 0.9889 | -0.21279 | 6.3378
106 | 0.045245 | 0.011425 | -0.04523 | -0.011416 | 1.5031e-05 | 8.6239e-06 | 0.068134 | 0.068134 | 0.068134 | 0.98857 | -0.21918 | 0.98821 | -0.22611 | 6.2394
107 | -0.056487 | -0.014247 | 0.056492 | 0.01425 | 5.2322e-06 | 3.1258e-06 | 0.085029 | 0.085029 | 0.085029 | 0.9889 | -0.21279 | 0.989 | -0.21085 | 7.7865
108 | 0.0011741 | 0.00029409 | -0.0011741 | -0.00029426 | 1.5811e-08 | -1.6271e-07 | 0.0017679 | 0.0017679 | 0.0017679 | 0.98821 | -0.22611 | 0.9882 | -0.2264 | 0.4857
109 | 0.044055 | 0.011122 | -0.044041 | -0.011114 | 1.4411e-05 | 8.2172e-06 | 0.066366 | 0.066366 | 0.066366 | 0.98821 | -0.22611 | 0.98786 | -0.23294 | 6.0775
110 | -0.057782 | -0.014573 | 0.057787 | 0.014576 | 5.0764e-06 | 3.0422e-06 | 0.086969 | 0.086969 | 0.086969 | 0.989 | -0.21085 | 0.9891 | -0.20902 | 7.9642
111 | 0.042284 | 0.010674 | -0.042273 | -0.010667 | 1.1517e-05 | 6.4994e-06 | 0.06372 | 0.063721 | 0.063721 | 0.98786 | -0.23294 | 0.98757 | -0.23863 | 5.8352

## res_trafo
| p_hv_mw | q_hv_mvar | p_lv_mw | q_lv_mvar | pl_mw | ql_mvar | i_hv_ka | i_lv_ka | vm_hv_pu | va_hv_degree | vm_lv_pu | va_lv_degree | loading_percent
0 | -1.2729e-15 | -1.3162e-15 | 0.00165 | 1.2699e-07 | 0.00165 | 1.2699e-07 | 5.2857e-17 | 0.0023815 | 0.99998 | 149.9956 | 1 | 0 | 0.2619

## res_ext_grid
| p_mw | q_mvar
0 | 0.24324 | 0.061547

## res_load
| p_mw | q_mvar
0 | 0.00076571 | 0.00019191
1 | 0.0028063 | 0.00070332
2 | 0.00045475 | 0.00011397
3 | 0.0010813 | 0.000271
4 | 0.00058725 | 0.00014718
5 | 0.0011182 | 0.00028024
6 | 0.0020723 | 0.00051937
7 | 0.0013897 | 0.0003483
8 | 0.0022181 | 0.00055591
9 | 0.0016743 | 0.00041962
10 | 0.0032776 | 0.00082144
11 | 0.0017036 | 0.00042697
12 | 0.00033351 | 8.3586e-05
13 | 0.0023697 | 0.00059389
14 | 0.0016311 | 0.00040878
15 | 0.00035094 | 8.7954e-05
16 | 0.00046988 | 0.00011776
17 | 0.00055556 | 0.00013924
18 | 0.0012731 | 0.00031908
19 | 0.014544 | 0.0036451
20 | 0.00088601 | 0.00022205
21 | 0.00422 | 0.0010576
22 | 0.0038118 | 0.00095534
23 | 0.0044247 | 0.0011089
24 | 0.0042193 | 0.0010575
25 | 0.003666 | 0.00091877
26 | 0.0028611 | 0.00071706
27 | 0.0045964 | 0.001152
28 | 0.0060065 | 0.0015054
29 | 0.0048793 | 0.0012229
30 | 0.00077284 | 0.00019369
31 | 0.001382 | 0.00034636
32 | 0.00036878 | 9.2424e-05
33 | 0.0037788 | 0.00094705
34 | 0.0038136 | 0.00095578
35 | 0.0034061 | 0.00085366
36 | 0.00034884 | 8.7427e-05
37 | 0.005225 | 0.0013095
38 | 0.0030677 | 0.00076883
39 | 0.004309 | 0.0010799
40 | 0.0079143 | 0.0019835
41 | 0.010316 | 0.0025854
42 | 0.0037409 | 0.00093757
43 | 0.0057416 | 0.001439
44 | 0.0022294 | 0.00055874
45 | 0.0023314 | 0.00058429
46 | 0.0046242 | 0.0011589
47 | 0.0019007 | 0.00047637
48 | 0.015804 | 0.0039609
49 | 0.0028284 | 0.00070886
50 | 0.0031226 | 0.00078259
51 | 0.0014676 | 0.00036781
52 | 0.006872 | 0.0017223
53 | 0.010653 | 0.00267
54 | 0.00091381 | 0.00022902
55 | 0.0015322 | 0.000384
56 | 0.0023057 | 0.00057786
57 | 0.001167 | 0.00029248
58 | 0.001215 | 0.00030451
59 | 0.00062025 | 0.00015545
60 | 0.0026498 | 0.0006641
61 | 0.0028612 | 0.00071709
62 | 0.0076056 | 0.0019061
63 | 0.0015772 | 0.00039529
64 | 0.00043882 | 0.00010998
65 | 0.0010167 | 0.0002548
66 | 0.00096462 | 0.00024176
67 | 0.0012978 | 0.00032525
68 | 0.0013574 | 0.00034019
69 | 0.0029512 | 0.00073965
70 | 0.0017633 | 0.00044193
71 | 0.00071412 | 0.00017898
72 | 0.010514 | 0.0026351
73 | 0.0012896 | 0.0003232
74 | 0.0011741 | 0.00029426
75 | 0.0017567 | 0.00044026
76 | 0.0012968 | 0.00032501
77 | 0.00074786 | 0.00018743
78 | 0.00031298 | 7.8441e-05
79 | 0.00076639 | 0.00019208
80 | 0.00087709 | 0.00021982
81 | 0.00084329 | 0.00021135

## dtypes
| element | column | dtype
0 | bus | name | object
1 | bus | vn_kv | float64
2 | bus | type | object
3 | bus | zone | object
4 | bus | in_service | bool
5 | load | name | object
6 | load | bus | uint32
7 | load | p_mw | float64
8 | load | q_mvar | float64
9 | load | const_z_percent | float64
10 | load | const_i_percent | float64
11 | load | sn_mva | float64
12 | load | scaling | float64
13 | load | in_service | bool
14 | load | type | object
15 | ext_grid | name | object
16 | ext_grid | bus | uint32
17 | ext_grid | vm_pu | float64
18 | ext_grid | va_degree | float64
19 | ext_grid | slack_weight | float64
20 | ext_grid | in_service | bool
21 | line | name | object
22 | line | std_type | object
23 | line | from_bus | uint32
24 | line | to_bus | uint32
25 | line | length_km | float64
26 | line | r_ohm_per_km | float64
27 | line | x_ohm_per_km | float64
28 | line | c_nf_per_km | float64
29 | line | g_us_per_km | float64
30 | line | max_i_ka | float64
31 | line | df | float64
32 | line | parallel | uint32
33 | line | type | object
34 | line | in_service | bool
35 | trafo | name | object
36 | trafo | std_type | object
37 | trafo | hv_bus | uint32
38 | trafo | lv_bus | uint32
39 | trafo | sn_mva | float64
40 | trafo | vn_hv_kv | float64
41 | trafo | vn_lv_kv | float64
42 | trafo | vk_percent | float64
43 | trafo | vkr_percent | float64
44 | trafo | pfe_kw | float64
45 | trafo | i0_percent | float64
46 | trafo | shift_degree | float64
47 | trafo | tap_side | object
48 | trafo | tap_neutral | int32
49 | trafo | tap_min | int32
50 | trafo | tap_max | int32
51 | trafo | tap_step_percent | float64
52 | trafo | tap_step_degree | float64
53 | trafo | tap_pos | int32
54 | trafo | tap_phase_shifter | bool
55 | trafo | parallel | uint32
56 | trafo | df | float64
57 | trafo | in_service | bool
58 | line_geodata | coords | object
59 | bus_geodata | x | float64
60 | bus_geodata | y | float64
61 | bus_geodata | coords | object
62 | res_bus | vm_pu | float64
63 | res_bus | va_degree | float64
64 | res_bus | p_mw | float64
65 | res_bus | q_mvar | float64
66 | res_line | p_from_mw | float64
67 | res_line | q_from_mvar | float64
68 | res_line | p_to_mw | float64
69 | res_line | q_to_mvar | float64
70 | res_line | pl_mw | float64
71 | res_line | ql_mvar | float64
72 | res_line | i_from_ka | float64
73 | res_line | i_to_ka | float64
74 | res_line | i_ka | float64
75 | res_line | vm_from_pu | float64
76 | res_line | va_from_degree | float64
77 | res_line | vm_to_pu | float64
78 | res_line | va_to_degree | float64
79 | res_line | loading_percent | float64
80 | res_trafo | p_hv_mw | float64
81 | res_trafo | q_hv_mvar | float64
82 | res_trafo | p_lv_mw | float64
83 | res_trafo | q_lv_mvar | float64
84 | res_trafo | pl_mw | float64
85 | res_trafo | ql_mvar | float64
86 | res_trafo | i_hv_ka | float64
87 | res_trafo | i_lv_ka | float64
88 | res_trafo | vm_hv_pu | float64
89 | res_trafo | va_hv_degree | float64
90 | res_trafo | vm_lv_pu | float64
91 | res_trafo | va_lv_degree | float64
92 | res_trafo | loading_percent | float64
93 | res_ext_grid | p_mw | float64
94 | res_ext_grid | q_mvar | float64
95 | res_load | p_mw | float64
96 | res_load | q_mvar | float64

## parameters
| version | format_version | converged | OPF_converged | name | f_hz | sn_mva
0 | 2.14.6 | 2.14.0 | TRUE | FALSE |  | 50 | 1