## bus
| name | vn_kv | type | zone | in_service
0 | bus_LV_768-24_0_6_node_0 | 0.4 | n |  | TRUE
1 | bus_LV_768-24_0_6_node_1 | 0.4 | n |  | TRUE
2 | bus_LV_768-24_0_6_node_2 | 0.4 | n |  | TRUE
3 | bus_LV_768-24_0_6_node_3 | 0.4 | n |  | TRUE
4 | bus_LV_768-24_0_6_node_4 | 0.4 | n |  | TRUE
5 | bus_LV_768-24_0_6_node_9 | 0.4 | n |  | TRUE
6 | bus_LV_768-24_0_6_node_13 | 0.4 | n |  | TRUE
7 | bus_LV_768-24_0_6_node_151 | 0.4 | n |  | TRUE
8 | bus_LV_768-24_0_6_node_11 | 0.4 | n |  | TRUE
9 | bus_LV_768-24_0_6_node_5 | 0.4 | n |  | TRUE
10 | bus_LV_768-24_0_6_node_6 | 0.4 | n |  | TRUE
11 | bus_LV_768-24_0_6_node_7 | 0.4 | n |  | TRUE
12 | bus_LV_768-24_0_6_node_8 | 0.4 | n |  | TRUE
13 | bus_LV_768-24_0_6_node_157 | 0.4 | n |  | TRUE
14 | bus_LV_768-24_0_6_node_158 | 0.4 | n |  | TRUE
15 | bus_LV_768-24_0_6_node_160 | 0.4 | n |  | TRUE
16 | bus_LV_768-24_0_6_node_149 | 0.4 | n |  | TRUE
17 | bus_LV_768-24_0_6_node_10 | 0.4 | n |  | TRUE
18 | bus_LV_768-24_0_6_node_12 | 0.4 | n |  | TRUE
19 | bus_LV_768-24_0_6_node_14 | 0.4 | n |  | TRUE
20 | bus_LV_768-24_0_6_node_15 | 0.4 | n |  | TRUE
21 | bus_LV_768-24_0_6_node_16 | 0.4 | n |  | TRUE
22 | bus_LV_768-24_0_6_node_18 | 0.4 | n |  | TRUE
23 | bus_LV_768-24_0_6_node_119 | 0.4 | n |  | TRUE
24 | bus_LV_768-24_0_6_node_125 | 0.4 | n |  | TRUE
25 | bus_LV_768-24_0_6_node_19 | 0.4 | n |  | TRUE
26 | bus_LV_768-24_0_6_node_20 | 0.4 | n |  | TRUE
27 | bus_LV_768-24_0_6_node_21 | 0.4 | n |  | TRUE
28 | bus_LV_768-24_0_6_node_22 | 0.4 | n |  | TRUE
29 | bus_LV_768-24_0_6_node_23 | 0.4 | n |  | TRUE
30 | bus_LV_768-24_0_6_node_34 | 0.4 | n |  | TRUE
31 | bus_LV_768-24_0_6_node_120 | 0.4 | n |  | TRUE
32 | bus_LV_768-24_0_6_node_35 | 0.4 | n |  | TRUE
33 | bus_LV_768-24_0_6_node_121 | 0.4 | n |  | TRUE
34 | bus_LV_768-24_0_6_node_24 | 0.4 | n |  | TRUE
35 | bus_LV_768-24_0_6_node_25 | 0.4 | n |  | TRUE
36 | bus_LV_768-24_0_6_node_26 | 0.4 | n |  | TRUE
37 | bus_LV_768-24_0_6_node_27 | 0.4 | n |  | TRUE
38 | bus_LV_768-24_0_6_node_28 | 0.4 | n |  | TRUE
39 | bus_LV_768-24_0_6_node_29 | 0.4 | n |  | TRUE
40 | bus_LV_768-24_0_6_node_30 | 0.4 | n |  | TRUE
41 | bus_LV_768-24_0_6_node_38 | 0.4 | n |  | TRUE
42 | bus_LV_768-24_0_6_node_31 | 0.4 | n |  | TRUE
43 | bus_LV_768-24_0_6_node_46 | 0.4 | n |  | TRUE
44 | bus_LV_768-24_0_6_node_47 | 0.4 | n |  | TRUE
45 | bus_LV_768-24_0_6_node_36 | 0.4 | n |  | TRUE
46 | bus_LV_768-24_0_6_node_32 | 0.4 | n |  | TRUE
47 | bus_LV_768-24_0_6_node_48 | 0.4 | n |  | TRUE
48 | bus_LV_768-24_0_6_node_33 | 0.4 | n |  | TRUE
49 | bus_LV_768-24_0_6_node_132 | 0.4 | n |  | TRUE
50 | bus_LV_768-24_0_6_node_122 | 0.4 | n |  | TRUE
51 | bus_LV_768-24_0_6_node_130 | 0.4 | n |  | TRUE
52 | bus_LV_768-24_0_6_node_43 | 0.4 | n |  | TRUE
53 | bus_LV_768-24_0_6_node_45 | 0.4 | n |  | TRUE
54 | bus_LV_768-24_0_6_node_41 | 0.4 | n |  | TRUE
55 | bus_LV_768-24_0_6_node_39 | 0.4 | n |  | TRUE
56 | bus_LV_768-24_0_6_node_40 | 0.4 | n |  | TRUE
57 | bus_LV_768-24_0_6_node_153 | 0.4 | n |  | TRUE
58 | bus_LV_768-24_0_6_node_42 | 0.4 | n |  | TRUE
59 | bus_LV_768-24_0_6_node_44 | 0.4 | n |  | TRUE
60 | bus_LV_768-24_0_6_node_59 | 0.4 | n |  | TRUE
61 | bus_LV_768-24_0_6_node_55 | 0.4 | n |  | TRUE
62 | bus_LV_768-24_0_6_node_56 | 0.4 | n |  | TRUE
63 | bus_LV_768-24_0_6_node_57 | 0.4 | n |  | TRUE
64 | bus_LV_768-24_0_6_node_58 | 0.4 | n |  | TRUE
65 | bus_LV_768-24_0_6_node_49 | 0.4 | n |  | TRUE
66 | bus_LV_768-24_0_6_node_51 | 0.4 | n |  | TRUE
67 | bus_LV_768-24_0_6_node_50 | 0.4 | n |  | TRUE
68 | bus_LV_768-24_0_6_node_52 | 0.4 | n |  | TRUE
69 | bus_LV_768-24_0_6_node_53 | 0.4 | n |  | TRUE
70 | bus_LV_768-24_0_6_node_54 | 0.4 | n |  | TRUE
71 | bus_LV_768-24_0_6_node_159 | 0.4 | n |  | TRUE
72 | bus_LV_768-24_0_6_node_161 | 0.4 | n |  | TRUE
73 | bus_LV_768-24_0_6_node_127 | 0.4 | n |  | TRUE
74 | bus_LV_768-24_0_6_node_88 | 0.4 | n |  | TRUE
75 | bus_LV_768-24_0_6_node_65 | 0.4 | n |  | TRUE
76 | bus_LV_768-24_0_6_node_89 | 0.4 | n |  | TRUE
77 | bus_LV_768-24_0_6_node_63 | 0.4 | n |  | TRUE
78 | bus_LV_768-24_0_6_node_60 | 0.4 | n |  | TRUE
79 | bus_LV_768-24_0_6_node_61 | 0.4 | n |  | TRUE
80 | bus_LV_768-24_0_6_node_83 | 0.4 | n |  | TRUE
81 | bus_LV_768-24_0_6_node_123 | 0.4 | n |  | TRUE
82 | bus_LV_768-24_0_6_node_62 | 0.4 | n |  | TRUE
83 | bus_LV_768-24_0_6_node_64 | 0.4 | n |  | TRUE
84 | bus_LV_768-24_0_6_node_66 | 0.4 | n |  | TRUE
85 | bus_LV_768-24_0_6_node_67 | 0.4 | n |  | TRUE
86 | bus_LV_768-24_0_6_node_82 | 0.4 | n |  | TRUE
87 | bus_LV_768-24_0_6_node_80 | 0.4 | n |  | TRUE
88 | bus_LV_768-24_0_6_node_140 | 0.4 | n |  | TRUE
89 | bus_LV_768-24_0_6_node_90 | 0.4 | n |  | TRUE
90 | bus_LV_768-24_0_6_node_81 | 0.4 | n |  | TRUE
91 | bus_LV_768-24_0_6_node_138 | 0.4 | n |  | TRUE
92 | bus_LV_768-24_0_6_node_68 | 0.4 | n |  | TRUE
93 | bus_LV_768-24_0_6_node_69 | 0.4 | n |  | TRUE
94 | bus_LV_768-24_0_6_node_70 | 0.4 | n |  | TRUE
95 | bus_LV_768-24_0_6_node_71 | 0.4 | n |  | TRUE
96 | bus_LV_768-24_0_6_node_72 | 0.4 | n |  | TRUE
97 | bus_LV_768-24_0_6_node_111 | 0.4 | n |  | TRUE
98 | bus_LV_768-24_0_6_node_109 | 0.4 | n |  | TRUE
99 | bus_LV_768-24_0_6_node_79 | 0.4 | n |  | TRUE
100 | bus_LV_768-24_0_6_node_78 | 0.4 | n |  | TRUE
101 | bus_LV_768-24_0_6_node_166 | 0.4 | n |  | TRUE
102 | bus_LV_768-24_0_6_node_110 | 0.4 | n |  | TRUE
103 | bus_LV_768-24_0_6_node_154 | 0.4 | n |  | TRUE
104 | bus_LV_768-24_0_6_node_73 | 0.4 | n |  | TRUE
105 | bus_LV_768-24_0_6_node_74 | 0.4 | n |  | TRUE
106 | bus_LV_768-24_0_6_node_76 | 0.4 | n |  | TRUE
107 | bus_LV_768-24_0_6_node_75 | 0.4 | n |  | TRUE
108 | bus_LV_768-24_0_6_node_77 | 0.4 | n |  | TRUE
109 | bus_LV_768-24_0_6_node_103 | 0.4 | n |  | TRUE
110 | bus_LV_768-24_0_6_node_104 | 0.4 | n |  | TRUE
111 | bus_LV_768-24_0_6_node_105 | 0.4 | n |  | TRUE
112 | bus_LV_768-24_0_6_node_115 | 0.4 | n |  | TRUE
113 | bus_LV_768-24_0_6_node_142 | 0.4 | n |  | TRUE
114 | bus_LV_768-24_0_6_node_141 | 0.4 | n |  | TRUE
115 | bus_LV_768-24_0_6_node_146 | 0.4 | n |  | TRUE
116 | bus_LV_768-24_0_6_node_91 | 0.4 | n |  | TRUE
117 | bus_LV_768-24_0_6_node_92 | 0.4 | n |  | TRUE
118 | bus_LV_768-24_0_6_node_118 | 0.4 | n |  | TRUE
119 | bus_LV_768-24_0_6_node_84 | 0.4 | n |  | TRUE
120 | bus_LV_768-24_0_6_node_85 | 0.4 | n |  | TRUE
121 | bus_LV_768-24_0_6_node_86 | 0.4 | n |  | TRUE
122 | bus_LV_768-24_0_6_node_87 | 0.4 | n |  | TRUE
123 | bus_LV_768-24_0_6_node_95 | 0.4 | n |  | TRUE
124 | bus_LV_768-24_0_6_node_97 | 0.4 | n |  | TRUE
125 | bus_LV_768-24_0_6_node_93 | 0.4 | n |  | TRUE
126 | bus_LV_768-24_0_6_node_106 | 0.4 | n |  | TRUE
127 | bus_LV_768-24_0_6_node_100 | 0.4 | n |  | TRUE
128 | bus_LV_768-24_0_6_node_107 | 0.4 | n |  | TRUE
129 | bus_LV_768-24_0_6_node_102 | 0.4 | n |  | TRUE
130 | bus_LV_768-24_0_6_node_98 | 0.4 | n |  | TRUE
131 | bus_LV_768-24_0_6_node_94 | 0.4 | n |  | TRUE
132 | bus_LV_768-24_0_6_node_96 | 0.4 | n |  | TRUE
133 | bus_LV_768-24_0_6_node_167 | 0.4 | n |  | TRUE
134 | bus_LV_768-24_0_6_node_117 | 0.4 | n |  | TRUE
135 | bus_LV_768-24_0_6_node_99 | 0.4 | n |  | TRUE
136 | bus_LV_768-24_0_6_node_101 | 0.4 | n |  | TRUE
137 | bus_LV_768-24_0_6_node_163 | 0.4 | n |  | TRUE
138 | bus_LV_768-24_0_6_node_165 | 0.4 | n |  | TRUE
139 | bus_LV_768-24_0_6_node_162 | 0.4 | n |  | TRUE
140 | bus_LV_768-24_0_6_node_114 | 0.4 | n |  | TRUE
141 | bus_LV_768-24_0_6_node_108 | 0.4 | n |  | TRUE
142 | bus_LV_768-24_0_6_node_112 | 0.4 | n |  | TRUE
143 | bus_LV_768-24_0_6_node_113 | 0.4 | n |  | TRUE
144 | bus_LV_768-24_0_6_node_164 | 0.4 | n |  | TRUE
145 | bus_LV_768-24_0_6_node_116 | 0.4 | n |  | TRUE
146 | bus_LV_768-24_0_6_node_126 | 0.4 | n |  | TRUE
147 | bus_LV_768-24_0_6_node_124 | 0.4 | n |  | TRUE
148 | bus_LV_768-24_0_6_node_128 | 0.4 | n |  | TRUE
149 | bus_LV_768-24_0_6_node_129 | 0.4 | n |  | TRUE
150 | bus_LV_768-24_0_6_node_131 | 0.4 | n |  | TRUE
151 | bus_LV_768-24_0_6_node_133 | 0.4 | n |  | TRUE
152 | bus_LV_768-24_0_6_node_135 | 0.4 | n |  | TRUE
153 | bus_LV_768-24_0_6_node_136 | 0.4 | n |  | TRUE
154 | bus_LV_768-24_0_6_node_137 | 0.4 | n |  | TRUE
155 | bus_LV_768-24_0_6_node_139 | 0.4 | n |  | TRUE
156 | bus_LV_768-24_0_6_node_155 | 0.4 | n |  | TRUE
157 | bus_LV_768-24_0_6_node_156 | 0.4 | n |  | TRUE
158 | bus_LV_768-24_0_6_node_143 | 0.4 | n |  | TRUE
159 | bus_LV_768-24_0_6_node_144 | 0.4 | n |  | TRUE
160 | bus_LV_768-24_0_6_node_145 | 0.4 | n |  | TRUE
161 | bus_LV_768-24_0_6_node_147 | 0.4 | n |  | TRUE
162 | bus_LV_768-24_0_6_node_150 | 0.4 | n |  | TRUE
163 | bus_LV_768-24_0_6_node_152 | 0.4 | n |  | TRUE
164 | bus_LV_768-24_0_6_node_148 | 0.4 | n |  | TRUE
165 | bus_MV_118_0_node_82 | 20 | n |  | TRUE

## load
| name | bus | p_mw | q_mvar | const_z_percent | const_i_percent | sn_mva | scaling | in_service | type
0 | LV_768-24_0_6_load_0 | 0 | 0.0068722 | 0.0017223 | 0 | 0 |  | 1 | TRUE | wye
1 | LV_768-24_0_6_load_1 | 1 | 0.0091681 | 0.0022978 | 0 | 0 |  | 1 | TRUE | wye
2 | LV_768-24_0_6_load_9 | 5 | 0.0017293 | 0.0004334 | 0 | 0 |  | 1 | TRUE | wye
3 | LV_768-24_0_6_load_13 | 6 | 0.016853 | 0.0042238 | 0 | 0 |  | 1 | TRUE | wye
4 | LV_768-24_0_6_load_5 | 9 | 0.0059146 | 0.0014823 | 0 | 0 |  | 1 | TRUE | wye
5 | LV_768-24_0_6_load_6 | 10 | 0.0015887 | 0.00039816 | 0 | 0 |  | 1 | TRUE | wye
6 | LV_768-24_0_6_load_7 | 11 | 0.0067578 | 0.0016937 | 0 | 0 |  | 1 | TRUE | wye
7 | LV_768-24_0_6_load_157 | 13 | 0.0036796 | 0.00092219 | 0 | 0 |  | 1 | TRUE | wye
8 | LV_768-24_0_6_load_158 | 14 | 0.0076901 | 0.0019273 | 0 | 0 |  | 1 | TRUE | wye
9 | LV_768-24_0_6_load_160 | 15 | 0.0032821 | 0.00082258 | 0 | 0 |  | 1 | TRUE | wye
10 | LV_768-24_0_6_load_10 | 17 | 0.0091669 | 0.0022974 | 0 | 0 |  | 1 | TRUE | wye
11 | LV_768-24_0_6_load_12 | 18 | 0.027636 | 0.0069263 | 0 | 0 |  | 1 | TRUE | wye
12 | LV_768-24_0_6_load_14 | 19 | 0.0026947 | 0.00067534 | 0 | 0 |  | 1 | TRUE | wye
13 | LV_768-24_0_6_load_15 | 20 | 0.017954 | 0.0044996 | 0 | 0 |  | 1 | TRUE | wye
14 | LV_768-24_0_6_load_16 | 21 | 0.0029476 | 0.00073875 | 0 | 0 |  | 1 | TRUE | wye
15 | LV_768-24_0_6_load_18 | 22 | 0.002299 | 0.00057618 | 0 | 0 |  | 1 | TRUE | wye
16 | LV_768-24_0_6_load_119 | 23 | 0.002124 | 0.00053232 | 0 | 0 |  | 1 | TRUE | wye
17 | LV_768-24_0_6_load_19 | 25 | 0.0017815 | 0.00044648 | 0 | 0 |  | 1 | TRUE | wye
18 | LV_768-24_0_6_load_20 | 26 | 0.0012745 | 0.00031943 | 0 | 0 |  | 1 | TRUE | wye
19 | LV_768-24_0_6_load_22 | 28 | 0.0012146 | 0.0003044 | 0 | 0 |  | 1 | TRUE | wye
20 | LV_768-24_0_6_load_23 | 29 | 0.0085628 | 0.002146 | 0 | 0 |  | 1 | TRUE | wye
21 | LV_768-24_0_6_load_34 | 30 | 0.0016848 | 0.00042226 | 0 | 0 |  | 1 | TRUE | wye
22 | LV_768-24_0_6_load_120 | 31 | 0.0016341 | 0.00040954 | 0 | 0 |  | 1 | TRUE | wye
23 | LV_768-24_0_6_load_121 | 33 | 0.002318 | 0.00058094 | 0 | 0 |  | 1 | TRUE | wye
24 | LV_768-24_0_6_load_24 | 34 | 0.0028416 | 0.00071218 | 0 | 0 |  | 1 | TRUE | wye
25 | LV_768-24_0_6_load_25 | 35 | 0.0017389 | 0.00043581 | 0 | 0 |  | 1 | TRUE | wye
26 | LV_768-24_0_6_load_27 | 37 | 0.00093367 | 0.000234 | 0 | 0 |  | 1 | TRUE | wye
27 | LV_768-24_0_6_load_28 | 38 | 0.0034557 | 0.00086608 | 0 | 0 |  | 1 | TRUE | wye
28 | LV_768-24_0_6_load_29 | 39 | 0.0045792 | 0.0011477 | 0 | 0 |  | 1 | TRUE | wye
29 | LV_768-24_0_6_load_30 | 40 | 0.0032616 | 0.00081742 | 0 | 0 |  | 1 | TRUE | wye
30 | LV_768-24_0_6_load_31 | 42 | 0.0040042 | 0.0010036 | 0 | 0 |  | 1 | TRUE | wye
31 | LV_768-24_0_6_load_46 | 43 | 0.0016095 | 0.00040337 | 0 | 0 |  | 1 | TRUE | wye
32 | LV_768-24_0_6_load_36 | 45 | 0.00068932 | 0.00017276 | 0 | 0 |  | 1 | TRUE | wye
33 | LV_768-24_0_6_load_32 | 46 | 0.0034253 | 0.00085846 | 0 | 0 |  | 1 | TRUE | wye
34 | LV_768-24_0_6_load_48 | 47 | 0.022849 | 0.0057265 | 0 | 0 |  | 1 | TRUE | wye
35 | LV_768-24_0_6_load_33 | 48 | 0.012853 | 0.0032212 | 0 | 0 |  | 1 | TRUE | wye
36 | LV_768-24_0_6_load_122 | 50 | 0.0054201 | 0.0013584 | 0 | 0 |  | 1 | TRUE | wye
37 | LV_768-24_0_6_load_45 | 53 | 0.0021534 | 0.00053969 | 0 | 0 |  | 1 | TRUE | wye
38 | LV_768-24_0_6_load_41 | 54 | 0.003559 | 0.00089196 | 0 | 0 |  | 1 | TRUE | wye
39 | LV_768-24_0_6_load_153 | 57 | 0.0063039 | 0.0015799 | 0 | 0 |  | 1 | TRUE | wye
40 | LV_768-24_0_6_load_42 | 58 | 0.0072185 | 0.0018091 | 0 | 0 |  | 1 | TRUE | wye
41 | LV_768-24_0_6_load_44 | 59 | 0.0052411 | 0.0013136 | 0 | 0 |  | 1 | TRUE | wye
42 | LV_768-24_0_6_load_59 | 60 | 0.0052931 | 0.0013266 | 0 | 0 |  | 1 | TRUE | wye
43 | LV_768-24_0_6_load_56 | 62 | 0.0032466 | 0.00081368 | 0 | 0 |  | 1 | TRUE | wye
44 | LV_768-24_0_6_load_57 | 63 | 0.0012947 | 0.00032447 | 0 | 0 |  | 1 | TRUE | wye
45 | LV_768-24_0_6_load_58 | 64 | 0.0021195 | 0.0005312 | 0 | 0 |  | 1 | TRUE | wye
46 | LV_768-24_0_6_load_49 | 65 | 0.0029444 | 0.00073795 | 0 | 0 |  | 1 | TRUE | wye
47 | LV_768-24_0_6_load_50 | 67 | 0.0018126 | 0.00045428 | 0 | 0 |  | 1 | TRUE | wye
48 | LV_768-24_0_6_load_53 | 69 | 0.0025452 | 0.0006379 | 0 | 0 |  | 1 | TRUE | wye
49 | LV_768-24_0_6_load_54 | 70 | 0.0091274 | 0.0022875 | 0 | 0 |  | 1 | TRUE | wye
50 | LV_768-24_0_6_load_161 | 72 | 0.0080196 | 0.0020099 | 0 | 0 |  | 1 | TRUE | wye
51 | LV_768-24_0_6_load_88 | 74 | 0.0024876 | 0.00062344 | 0 | 0 |  | 1 | TRUE | wye
52 | LV_768-24_0_6_load_65 | 75 | 0.003413 | 0.00085537 | 0 | 0 |  | 1 | TRUE | wye
53 | LV_768-24_0_6_load_89 | 76 | 0.0024457 | 0.00061294 | 0 | 0 |  | 1 | TRUE | wye
54 | LV_768-24_0_6_load_63 | 77 | 0.0028316 | 0.00070967 | 0 | 0 |  | 1 | TRUE | wye
55 | LV_768-24_0_6_load_60 | 78 | 0.0096128 | 0.0024092 | 0 | 0 |  | 1 | TRUE | wye
56 | LV_768-24_0_6_load_61 | 79 | 0.0074447 | 0.0018658 | 0 | 0 |  | 1 | TRUE | wye
57 | LV_768-24_0_6_load_62 | 82 | 0.0071761 | 0.0017985 | 0 | 0 |  | 1 | TRUE | wye
58 | LV_768-24_0_6_load_67 | 85 | 0.0094354 | 0.0023647 | 0 | 0 |  | 1 | TRUE | wye
59 | LV_768-24_0_6_load_82 | 86 | 0.0057321 | 0.0014366 | 0 | 0 |  | 1 | TRUE | wye
60 | LV_768-24_0_6_load_80 | 87 | 0.0053863 | 0.0013499 | 0 | 0 |  | 1 | TRUE | wye
61 | LV_768-24_0_6_load_140 | 88 | 0.0031321 | 0.00078498 | 0 | 0 |  | 1 | TRUE | wye
62 | LV_768-24_0_6_load_81 | 90 | 0.0065324 | 0.0016372 | 0 | 0 |  | 1 | TRUE | wye
63 | LV_768-24_0_6_load_68 | 92 | 0.0089748 | 0.0022493 | 0 | 0 |  | 1 | TRUE | wye
64 | LV_768-24_0_6_load_69 | 93 | 0.0010433 | 0.00026147 | 0 | 0 |  | 1 | TRUE | wye
65 | LV_768-24_0_6_load_70 | 94 | 0.0056472 | 0.0014153 | 0 | 0 |  | 1 | TRUE | wye
66 | LV_768-24_0_6_load_111 | 97 | 0.004237 | 0.0010619 | 0 | 0 |  | 1 | TRUE | wye
67 | LV_768-24_0_6_load_109 | 98 | 0.0025033 | 0.00062738 | 0 | 0 |  | 1 | TRUE | wye
68 | LV_768-24_0_6_load_78 | 100 | 0.0046372 | 0.0011622 | 0 | 0 |  | 1 | TRUE | wye
69 | LV_768-24_0_6_load_166 | 101 | 0.0043992 | 0.0011025 | 0 | 0 |  | 1 | TRUE | wye
70 | LV_768-24_0_6_load_110 | 102 | 0.0065739 | 0.0016476 | 0 | 0 |  | 1 | TRUE | wye
71 | LV_768-24_0_6_load_73 | 104 | 0.0028014 | 0.00070209 | 0 | 0 |  | 1 | TRUE | wye
72 | LV_768-24_0_6_load_74 | 105 | 0.0038463 | 0.00096397 | 0 | 0 |  | 1 | TRUE | wye
73 | LV_768-24_0_6_load_75 | 107 | 0.0025424 | 0.0006372 | 0 | 0 |  | 1 | TRUE | wye
74 | LV_768-24_0_6_load_77 | 108 | 0.0029026 | 0.00072745 | 0 | 0 |  | 1 | TRUE | wye
75 | LV_768-24_0_6_load_103 | 109 | 0.0049142 | 0.0012316 | 0 | 0 |  | 1 | TRUE | wye
76 | LV_768-24_0_6_load_104 | 110 | 0.0033996 | 0.00085201 | 0 | 0 |  | 1 | TRUE | wye
77 | LV_768-24_0_6_load_105 | 111 | 0.0016815 | 0.00042143 | 0 | 0 |  | 1 | TRUE | wye
78 | LV_768-24_0_6_load_115 | 112 | 0.0029237 | 0.00073275 | 0 | 0 |  | 1 | TRUE | wye
79 | LV_768-24_0_6_load_142 | 113 | 0.0054008 | 0.0013536 | 0 | 0 |  | 1 | TRUE | wye
80 | LV_768-24_0_6_load_141 | 114 | 0.0065222 | 0.0016346 | 0 | 0 |  | 1 | TRUE | wye
81 | LV_768-24_0_6_load_146 | 115 | 0.0090708 | 0.0022734 | 0 | 0 |  | 1 | TRUE | wye
82 | LV_768-24_0_6_load_91 | 116 | 0.00072612 | 0.00018198 | 0 | 0 |  | 1 | TRUE | wye
83 | LV_768-24_0_6_load_92 | 117 | 0.0019214 | 0.00048154 | 0 | 0 |  | 1 | TRUE | wye
84 | LV_768-24_0_6_load_118 | 118 | 0.0045525 | 0.001141 | 0 | 0 |  | 1 | TRUE | wye
85 | LV_768-24_0_6_load_84 | 119 | 0.0030226 | 0.00075753 | 0 | 0 |  | 1 | TRUE | wye
86 | LV_768-24_0_6_load_85 | 120 | 0.0034963 | 0.00087625 | 0 | 0 |  | 1 | TRUE | wye
87 | LV_768-24_0_6_load_87 | 122 | 0.0026615 | 0.00066703 | 0 | 0 |  | 1 | TRUE | wye
88 | LV_768-24_0_6_load_93 | 125 | 0.0038489 | 0.00096462 | 0 | 0 |  | 1 | TRUE | wye
89 | LV_768-24_0_6_load_106 | 126 | 0.0036496 | 0.00091469 | 0 | 0 |  | 1 | TRUE | wye
90 | LV_768-24_0_6_load_107 | 128 | 0.0071719 | 0.0017974 | 0 | 0 |  | 1 | TRUE | wye
91 | LV_768-24_0_6_load_102 | 129 | 0.0010867 | 0.00027235 | 0 | 0 |  | 1 | TRUE | wye
92 | LV_768-24_0_6_load_98 | 130 | 0.0024607 | 0.00061672 | 0 | 0 |  | 1 | TRUE | wye
93 | LV_768-24_0_6_load_94 | 131 | 0.0030532 | 0.0007652 | 0 | 0 |  | 1 | TRUE | wye
94 | LV_768-24_0_6_load_96 | 132 | 0.0022058 | 0.00055281 | 0 | 0 |  | 1 | TRUE | wye
95 | LV_768-24_0_6_load_167 | 133 | 0.00093222 | 0.00023364 | 0 | 0 |  | 1 | TRUE | wye
96 | LV_768-24_0_6_load_117 | 134 | 0.00092425 | 0.00023164 | 0 | 0 |  | 1 | TRUE | wye
97 | LV_768-24_0_6_load_101 | 136 | 0.0032749 | 0.00082076 | 0 | 0 |  | 1 | TRUE | wye
98 | LV_768-24_0_6_load_165 | 138 | 0.014761 | 0.0036994 | 0 | 0 |  | 1 | TRUE | wye
99 | LV_768-24_0_6_load_162 | 139 | 0.0062171 | 0.0015582 | 0 | 0 |  | 1 | TRUE | wye
100 | LV_768-24_0_6_load_114 | 140 | 0.0034764 | 0.00087127 | 0 | 0 |  | 1 | TRUE | wye
101 | LV_768-24_0_6_load_112 | 142 | 0.0017983 | 0.00045069 | 0 | 0 |  | 1 | TRUE | wye
102 | LV_768-24_0_6_load_113 | 143 | 0.0035449 | 0.00088844 | 0 | 0 |  | 1 | TRUE | wye
103 | LV_768-24_0_6_load_164 | 144 | 0.006547 | 0.0016408 | 0 | 0 |  | 1 | TRUE | wye
104 | LV_768-24_0_6_load_126 | 146 | 0.0017537 | 0.00043953 | 0 | 0 |  | 1 | TRUE | wye
105 | LV_768-24_0_6_load_124 | 147 | 0.0027571 | 0.000691 | 0 | 0 |  | 1 | TRUE | wye
106 | LV_768-24_0_6_load_128 | 148 | 0.0029232 | 0.00073263 | 0 | 0 |  | 1 | TRUE | wye
107 | LV_768-24_0_6_load_129 | 149 | 0.024249 | 0.0060773 | 0 | 0 |  | 1 | TRUE | wye
108 | LV_768-24_0_6_load_133 | 151 | 0.0079458 | 0.0019914 | 0 | 0 |  | 1 | TRUE | wye
109 | LV_768-24_0_6_load_135 | 152 | 0.015039 | 0.0037692 | 0 | 0 |  | 1 | TRUE | wye
110 | LV_768-24_0_6_load_136 | 153 | 0.0057256 | 0.001435 | 0 | 0 |  | 1 | TRUE | wye
111 | LV_768-24_0_6_load_137 | 154 | 0.0036859 | 0.00092378 | 0 | 0 |  | 1 | TRUE | wye
112 | LV_768-24_0_6_load_139 | 155 | 0.0011631 | 0.00029149 | 0 | 0 |  | 1 | TRUE | wye
113 | LV_768-24_0_6_load_143 | 158 | 0.0047096 | 0.0011803 | 0 | 0 |  | 1 | TRUE | wye
114 | LV_768-24_0_6_load_144 | 159 | 0.011043 | 0.0027677 | 0 | 0 |  | 1 | TRUE | wye
115 | LV_768-24_0_6_load_145 | 160 | 0.0037434 | 0.00093819 | 0 | 0 |  | 1 | TRUE | wye
116 | LV_768-24_0_6_load_147 | 161 | 0.0033177 | 0.0008315 | 0 | 0 |  | 1 | TRUE | wye
117 | LV_768-24_0_6_load_152 | 163 | 0.0044452 | 0.0011141 | 0 | 0 |  | 1 | TRUE | wye
118 | LV_768-24_0_6_load_148 | 164 | 0.004943 | 0.0012388 | 0 | 0 |  | 1 | TRUE | wye

## ext_grid
| name | bus | vm_pu | va_degree | slack_weight | in_service
0 |  | 75 | 1 | 0 | 1 | TRUE

## line
| name | std_type | from_bus | to_bus | length_km | r_ohm_per_km | x_ohm_per_km | c_nf_per_km | g_us_per_km | max_i_ka | df | parallel | type | in_service
0 | LV_768-24_0_6_line_0 |  | 0 | 1 | 0.0038589 | 0.125 | 0.08 | 261 | 0 | 0.364 | 1 | 1 | cs | TRUE
1 | LV_768-24_0_6_line_1 |  | 0 | 2 | 0.059172 | 0.125 | 0.08 | 261 | 0 | 0.364 | 1 | 1 | cs | TRUE
2 | LV_768-24_0_6_line_2 |  | 1 | 3 | 0.014777 | 0.125 | 0.08 | 261 | 0 | 0.364 | 1 | 1 | cs | TRUE
3 | LV_768-24_0_6_line_3 |  | 2 | 4 | 0.014913 | 0.125 | 0.08 | 261 | 0 | 0.364 | 1 | 1 | cs | TRUE
4 | LV_768-24_0_6_line_4 |  | 3 | 5 | 0.010471 | 0.125 | 0.08 | 261 | 0 | 0.364 | 1 | 1 | cs | TRUE
5 | LV_768-24_0_6_line_5 |  | 4 | 6 | 0.042451 | 0.125 | 0.08 | 261 | 0 | 0.364 | 1 | 1 | cs | TRUE
6 | LV_768-24_0_6_line_6 |  | 5 | 7 | 0.023418 | 0.125 | 0.08 | 261 | 0 | 0.364 | 1 | 1 | cs | TRUE
7 | LV_768-24_0_6_line_7 |  | 6 | 8 | 0.015935 | 0.125 | 0.08 | 261 | 0 | 0.364 | 1 | 1 | cs | TRUE
8 | LV_768-24_0_6_line_8 |  | 7 | 15 | 0.015163 | 0.125 | 0.08 | 261 | 0 | 0.364 | 1 | 1 | cs | TRUE
9 | LV_768-24_0_6_line_9 |  | 7 | 16 | 0.001592 | 0.125 | 0.08 | 261 | 0 | 0.364 | 1 | 1 | cs | TRUE
10 | LV_768-24_0_6_line_10 |  | 8 | 19 | 0.0049866 | 0.125 | 0.08 | 261 | 0 | 0.364 | 1 | 1 | cs | TRUE
11 | LV_768-24_0_6_line_11 |  | 8 | 17 | 0.016039 | 0.125 | 0.08 | 261 | 0 | 0.364 | 1 | 1 | cs | TRUE
12 | LV_768-24_0_6_line_12 |  | 9 | 10 | 0.014049 | 0.125 | 0.08 | 261 | 0 | 0.364 | 1 | 1 | cs | TRUE
13 | LV_768-24_0_6_line_13 |  | 9 | 11 | 0.015579 | 0.125 | 0.08 | 261 | 0 | 0.364 | 1 | 1 | cs | TRUE
14 | LV_768-24_0_6_line_14 |  | 10 | 12 | 0.0045929 | 0.125 | 0.08 | 261 | 0 | 0.364 | 1 | 1 | cs | TRUE
15 | LV_768-24_0_6_line_15 |  | 12 | 13 | 0.022226 | 0.125 | 0.08 | 261 | 0 | 0.364 | 1 | 1 | cs | TRUE
16 | LV_768-24_0_6_line_16 |  | 12 | 14 | 0.025459 | 0.125 | 0.08 | 261 | 0 | 0.364 | 1 | 1 | cs | TRUE
17 | LV_768-24_0_6_line_17 |  | 13 | 15 | 0.0068868 | 0.125 | 0.08 | 261 | 0 | 0.364 | 1 | 1 | cs | TRUE
18 | LV_768-24_0_6_line_18 |  | 16 | 164 | 0.012839 | 0.125 | 0.08 | 261 | 0 | 0.364 | 1 | 1 | cs | TRUE
19 | LV_768-24_0_6_line_19 |  | 17 | 18 | 0.01572 | 0.125 | 0.08 | 261 | 0 | 0.364 | 1 | 1 | cs | TRUE
20 | LV_768-24_0_6_line_20 |  | 20 | 21 | 0.036324 | 0.125 | 0.08 | 261 | 0 | 0.364 | 1 | 1 | cs | TRUE
21 | LV_768-24_0_6_line_21 |  | 21 | 22 | 0.014127 | 0.125 | 0.08 | 261 | 0 | 0.364 | 1 | 1 | cs | TRUE
22 | LV_768-24_0_6_line_22 |  | 22 | 23 | 0.013865 | 0.125 | 0.08 | 261 | 0 | 0.364 | 1 | 1 | cs | TRUE
23 | LV_768-24_0_6_line_23 |  | 23 | 24 | 0.011203 | 0.125 | 0.08 | 261 | 0 | 0.364 | 1 | 1 | cs | TRUE
24 | LV_768-24_0_6_line_24 |  | 24 | 146 | 0.010305 | 0.125 | 0.08 | 261 | 0 | 0.364 | 1 | 1 | cs | TRUE
25 | LV_768-24_0_6_line_25 |  | 24 | 147 | 0.069213 | 0.125 | 0.08 | 261 | 0 | 0.364 | 1 | 1 | cs | TRUE
26 | LV_768-24_0_6_line_26 |  | 25 | 26 | 0.011926 | 0.125 | 0.08 | 261 | 0 | 0.364 | 1 | 1 | cs | TRUE
27 | LV_768-24_0_6_line_27 |  | 25 | 27 | 0.0081183 | 0.125 | 0.08 | 261 | 0 | 0.364 | 1 | 1 | cs | TRUE
28 | LV_768-24_0_6_line_28 |  | 26 | 28 | 0.0063247 | 0.125 | 0.08 | 261 | 0 | 0.364 | 1 | 1 | cs | TRUE
29 | LV_768-24_0_6_line_29 |  | 27 | 29 | 0.01796 | 0.125 | 0.08 | 261 | 0 | 0.364 | 1 | 1 | cs | TRUE
30 | LV_768-24_0_6_line_30 |  | 28 | 30 | 0.02112 | 0.125 | 0.08 | 261 | 0 | 0.364 | 1 | 1 | cs | TRUE
31 | LV_768-24_0_6_line_31 |  | 29 | 31 | 0.012402 | 0.125 | 0.08 | 261 | 0 | 0.364 | 1 | 1 | cs | TRUE
32 | LV_768-24_0_6_line_32 |  | 30 | 32 | 0.019003 | 0.125 | 0.08 | 261 | 0 | 0.364 | 1 | 1 | cs | TRUE
33 | LV_768-24_0_6_line_33 |  | 31 | 33 | 0.0098395 | 0.125 | 0.08 | 261 | 0 | 0.364 | 1 | 1 | cs | TRUE
34 | LV_768-24_0_6_line_34 |  | 32 | 52 | 0.000382 | 0.125 | 0.08 | 261 | 0 | 0.364 | 1 | 2 | cs | TRUE
35 | LV_768-24_0_6_line_35 |  | 32 | 43 | 0.018502 | 0.125 | 0.08 | 261 | 0 | 0.364 | 1 | 1 | cs | TRUE
36 | LV_768-24_0_6_line_36 |  | 33 | 73 | 0.026559 | 0.125 | 0.08 | 261 | 0 | 0.364 | 1 | 1 | cs | TRUE
37 | LV_768-24_0_6_line_37 |  | 33 | 68 | 0.029173 | 0.125 | 0.08 | 261 | 0 | 0.364 | 1 | 1 | cs | TRUE
38 | LV_768-24_0_6_line_38 |  | 34 | 35 | 0.015603 | 0.125 | 0.08 | 261 | 0 | 0.364 | 1 | 1 | cs | TRUE
39 | LV_768-24_0_6_line_39 |  | 34 | 36 | 0.013863 | 0.125 | 0.08 | 261 | 0 | 0.364 | 1 | 1 | cs | TRUE
40 | LV_768-24_0_6_line_40 |  | 35 | 37 | 0.0047097 | 0.125 | 0.08 | 261 | 0 | 0.364 | 1 | 1 | cs | TRUE
41 | LV_768-24_0_6_line_41 |  | 36 | 38 | 0.032729 | 0.125 | 0.08 | 261 | 0 | 0.364 | 1 | 1 | cs | TRUE
42 | LV_768-24_0_6_line_42 |  | 36 | 39 | 0.017354 | 0.125 | 0.08 | 261 | 0 | 0.364 | 1 | 1 | cs | TRUE
43 | LV_768-24_0_6_line_43 |  | 36 | 40 | 0.012676 | 0.125 | 0.08 | 261 | 0 | 0.364 | 1 | 1 | cs | TRUE
44 | LV_768-24_0_6_line_44 |  | 37 | 41 | 0.01032 | 0.125 | 0.08 | 261 | 0 | 0.364 | 1 | 1 | cs | TRUE
45 | LV_768-24_0_6_line_45 |  | 38 | 42 | 0.0044929 | 0.125 | 0.08 | 261 | 0 | 0.364 | 1 | 1 | cs | TRUE
46 | LV_768-24_0_6_line_46 |  | 39 | 43 | 0.013088 | 0.125 | 0.08 | 261 | 0 | 0.364 | 1 | 1 | cs | TRUE
47 | LV_768-24_0_6_line_47 |  | 40 | 44 | 0.020118 | 0.125 | 0.08 | 261 | 0 | 0.364 | 1 | 1 | cs | TRUE
48 | LV_768-24_0_6_line_48 |  | 41 | 45 | 0.013891 | 0.125 | 0.08 | 261 | 0 | 0.364 | 1 | 1 | cs | TRUE
49 | LV_768-24_0_6_line_49 |  | 42 | 46 | 0.031647 | 0.125 | 0.08 | 261 | 0 | 0.364 | 1 | 1 | cs | TRUE
50 | LV_768-24_0_6_line_50 |  | 44 | 47 | 0.0084766 | 0.125 | 0.08 | 261 | 0 | 0.364 | 1 | 1 | cs | TRUE
51 | LV_768-24_0_6_line_51 |  | 46 | 48 | 0.011351 | 0.125 | 0.08 | 261 | 0 | 0.364 | 1 | 1 | cs | TRUE
52 | LV_768-24_0_6_line_52 |  | 47 | 56 | 0.0084215 | 0.125 | 0.08 | 261 | 0 | 0.364 | 1 | 1 | cs | TRUE
53 | LV_768-24_0_6_line_53 |  | 48 | 49 | 0.031305 | 0.125 | 0.08 | 261 | 0 | 0.364 | 1 | 1 | cs | TRUE
54 | LV_768-24_0_6_line_54 |  | 49 | 50 | 0.017761 | 0.125 | 0.08 | 261 | 0 | 0.364 | 1 | 1 | cs | TRUE
55 | LV_768-24_0_6_line_55 |  | 49 | 51 | 0.008672 | 0.125 | 0.08 | 261 | 0 | 0.364 | 1 | 1 | cs | TRUE
56 | LV_768-24_0_6_line_56 |  | 51 | 149 | 0.031653 | 0.125 | 0.08 | 261 | 0 | 0.364 | 1 | 1 | cs | TRUE
57 | LV_768-24_0_6_line_57 |  | 52 | 53 | 0.015726 | 0.125 | 0.08 | 261 | 0 | 0.364 | 1 | 3 | cs | TRUE
58 | LV_768-24_0_6_line_58 |  | 52 | 54 | 0.01051 | 0.125 | 0.08 | 261 | 0 | 0.364 | 1 | 1 | cs | TRUE
59 | LV_768-24_0_6_line_59 |  | 53 | 61 | 0.03073 | 0.125 | 0.08 | 261 | 0 | 0.364 | 1 | 3 | cs | TRUE
60 | LV_768-24_0_6_line_60 |  | 54 | 58 | 0.0058723 | 0.125 | 0.08 | 261 | 0 | 0.364 | 1 | 1 | cs | TRUE
61 | LV_768-24_0_6_line_61 |  | 55 | 56 | 0.038898 | 0.125 | 0.08 | 261 | 0 | 0.364 | 1 | 1 | cs | TRUE
62 | LV_768-24_0_6_line_62 |  | 55 | 57 | 0.018917 | 0.125 | 0.08 | 261 | 0 | 0.364 | 1 | 1 | cs | TRUE
63 | LV_768-24_0_6_line_63 |  | 58 | 59 | 0.020943 | 0.125 | 0.08 | 261 | 0 | 0.364 | 1 | 1 | cs | TRUE
64 | LV_768-24_0_6_line_64 |  | 59 | 60 | 0.011576 | 0.125 | 0.08 | 261 | 0 | 0.364 | 1 | 1 | cs | TRUE
65 | LV_768-24_0_6_line_65 |  | 61 | 62 | 0.013802 | 0.125 | 0.08 | 261 | 0 | 0.364 | 1 | 1 | cs | TRUE
66 | LV_768-24_0_6_line_66 |  | 61 | 63 | 0.013903 | 0.125 | 0.08 | 261 | 0 | 0.364 | 1 | 1 | cs | TRUE
67 | LV_768-24_0_6_line_67 |  | 61 | 64 | 0.011137 | 0.125 | 0.08 | 261 | 0 | 0.364 | 1 | 3 | cs | TRUE
68 | LV_768-24_0_6_line_68 |  | 62 | 69 | 0.0053911 | 0.125 | 0.08 | 261 | 0 | 0.364 | 1 | 1 | cs | TRUE
69 | LV_768-24_0_6_line_69 |  | 63 | 74 | 0.014785 | 0.125 | 0.08 | 261 | 0 | 0.364 | 1 | 1 | cs | TRUE
70 | LV_768-24_0_6_line_70 |  | 64 | 75 | 0.015083 | 0.125 | 0.08 | 261 | 0 | 0.364 | 1 | 3 | cs | TRUE
71 | LV_768-24_0_6_line_71 |  | 65 | 66 | 0.018509 | 0.125 | 0.08 | 261 | 0 | 0.364 | 1 | 1 | cs | TRUE
72 | LV_768-24_0_6_line_72 |  | 66 | 69 | 0.0045555 | 0.125 | 0.08 | 261 | 0 | 0.364 | 1 | 1 | cs | TRUE
73 | LV_768-24_0_6_line_73 |  | 66 | 70 | 0.017648 | 0.125 | 0.08 | 261 | 0 | 0.364 | 1 | 1 | cs | TRUE
74 | LV_768-24_0_6_line_74 |  | 67 | 68 | 0.021395 | 0.125 | 0.08 | 261 | 0 | 0.364 | 1 | 1 | cs | TRUE
75 | LV_768-24_0_6_line_75 |  | 68 | 71 | 0.000474 | 0.125 | 0.08 | 261 | 0 | 0.364 | 1 | 1 | cs | TRUE
76 | LV_768-24_0_6_line_76 |  | 71 | 72 | 0.01407 | 0.125 | 0.08 | 261 | 0 | 0.364 | 1 | 1 | cs | TRUE
77 | LV_768-24_0_6_line_77 |  | 73 | 148 | 0.052007 | 0.125 | 0.08 | 261 | 0 | 0.364 | 1 | 1 | cs | TRUE
78 | LV_768-24_0_6_line_78 |  | 73 | 146 | 0.010235 | 0.125 | 0.08 | 261 | 0 | 0.364 | 1 | 1 | cs | TRUE
79 | LV_768-24_0_6_line_79 |  | 74 | 76 | 0.002223 | 0.125 | 0.08 | 261 | 0 | 0.364 | 1 | 1 | cs | TRUE
80 | LV_768-24_0_6_line_80 |  | 75 | 77 | 0.0013806 | 0.125 | 0.08 | 261 | 0 | 0.364 | 1 | 3 | cs | TRUE
81 | LV_768-24_0_6_line_81 |  | 76 | 108 | 0.015293 | 0.125 | 0.08 | 261 | 0 | 0.364 | 1 | 1 | cs | TRUE
82 | LV_768-24_0_6_line_82 |  | 77 | 82 | 0.020548 | 0.125 | 0.08 | 261 | 0 | 0.364 | 1 | 3 | cs | TRUE
83 | LV_768-24_0_6_line_83 |  | 78 | 79 | 0.0029481 | 0.125 | 0.08 | 261 | 0 | 0.364 | 1 | 1 | cs | TRUE
84 | LV_768-24_0_6_line_84 |  | 79 | 80 | 0.020629 | 0.125 | 0.08 | 261 | 0 | 0.364 | 1 | 1 | cs | TRUE
85 | LV_768-24_0_6_line_85 |  | 80 | 81 | 0.023057 | 0.125 | 0.08 | 261 | 0 | 0.364 | 1 | 1 | cs | TRUE
86 | LV_768-24_0_6_line_86 |  | 81 | 118 | 0.011924 | 0.125 | 0.08 | 261 | 0 | 0.364 | 1 | 1 | cs | TRUE
87 | LV_768-24_0_6_line_87 |  | 82 | 83 | 0.010178 | 0.125 | 0.08 | 261 | 0 | 0.364 | 1 | 3 | cs | TRUE
88 | LV_768-24_0_6_line_88 |  | 83 | 84 | 0.023157 | 0.125 | 0.08 | 261 | 0 | 0.364 | 1 | 2 | cs | TRUE
89 | LV_768-24_0_6_line_89 |  | 83 | 85 | 0.015784 | 0.125 | 0.08 | 261 | 0 | 0.364 | 1 | 3 | cs | TRUE
90 | LV_768-24_0_6_line_90 |  | 84 | 86 | 0.0093783 | 0.125 | 0.08 | 261 | 0 | 0.364 | 1 | 1 | cs | TRUE
91 | LV_768-24_0_6_line_91 |  | 84 | 87 | 0.021332 | 0.125 | 0.08 | 261 | 0 | 0.364 | 1 | 1 | cs | TRUE
92 | LV_768-24_0_6_line_92 |  | 85 | 88 | 0.010631 | 0.125 | 0.08 | 261 | 0 | 0.364 | 1 | 3 | cs | TRUE
93 | LV_768-24_0_6_line_93 |  | 86 | 89 | 0.021065 | 0.125 | 0.08 | 261 | 0 | 0.364 | 1 | 1 | cs | TRUE
94 | LV_768-24_0_6_line_94 |  | 87 | 90 | 0.019946 | 0.125 | 0.08 | 261 | 0 | 0.364 | 1 | 1 | cs | TRUE
95 | LV_768-24_0_6_line_95 |  | 88 | 91 | 0.013647 | 0.125 | 0.08 | 261 | 0 | 0.364 | 1 | 3 | cs | TRUE
96 | LV_768-24_0_6_line_96 |  | 89 | 116 | 0.0064262 | 0.125 | 0.08 | 261 | 0 | 0.364 | 1 | 1 | cs | TRUE
97 | LV_768-24_0_6_line_97 |  | 89 | 117 | 0.0048056 | 0.125 | 0.08 | 261 | 0 | 0.364 | 1 | 1 | cs | TRUE
98 | LV_768-24_0_6_line_98 |  | 91 | 153 | 0.0065534 | 0.125 | 0.08 | 261 | 0 | 0.364 | 1 | 3 | cs | TRUE
99 | LV_768-24_0_6_line_99 |  | 92 | 93 | 0.02119 | 0.125 | 0.08 | 261 | 0 | 0.364 | 1 | 1 | cs | TRUE
100 | LV_768-24_0_6_line_100 |  | 92 | 94 | 0.017723 | 0.125 | 0.08 | 261 | 0 | 0.364 | 1 | 1 | cs | TRUE
101 | LV_768-24_0_6_line_101 |  | 93 | 95 | 0.0097574 | 0.125 | 0.08 | 261 | 0 | 0.364 | 1 | 1 | cs | TRUE
102 | LV_768-24_0_6_line_102 |  | 94 | 96 | 0.039598 | 0.125 | 0.08 | 261 | 0 | 0.364 | 1 | 1 | cs | TRUE
103 | LV_768-24_0_6_line_103 |  | 95 | 97 | 0.04442 | 0.125 | 0.08 | 261 | 0 | 0.364 | 1 | 1 | cs | TRUE
104 | LV_768-24_0_6_line_104 |  | 95 | 98 | 0.0045137 | 0.125 | 0.08 | 261 | 0 | 0.364 | 1 | 1 | cs | TRUE
105 | LV_768-24_0_6_line_105 |  | 96 | 99 | 0.005897 | 0.125 | 0.08 | 261 | 0 | 0.364 | 1 | 1 | cs | TRUE
106 | LV_768-24_0_6_line_106 |  | 96 | 100 | 0.01584 | 0.125 | 0.08 | 261 | 0 | 0.364 | 1 | 1 | cs | TRUE
107 | LV_768-24_0_6_line_107 |  | 97 | 101 | 0.017228 | 0.125 | 0.08 | 261 | 0 | 0.364 | 1 | 1 | cs | TRUE
108 | LV_768-24_0_6_line_108 |  | 98 | 102 | 0.012226 | 0.125 | 0.08 | 261 | 0 | 0.364 | 1 | 1 | cs | TRUE
109 | LV_768-24_0_6_line_109 |  | 99 | 103 | 0.000882 | 0.125 | 0.08 | 261 | 0 | 0.364 | 1 | 1 | cs | TRUE
110 | LV_768-24_0_6_line_110 |  | 103 | 115 | 0.03192 | 0.125 | 0.08 | 261 | 0 | 0.364 | 1 | 1 | cs | TRUE
111 | LV_768-24_0_6_line_111 |  | 104 | 105 | 0.00095182 | 0.125 | 0.08 | 261 | 0 | 0.364 | 1 | 1 | cs | TRUE
112 | LV_768-24_0_6_line_112 |  | 105 | 106 | 0.015055 | 0.125 | 0.08 | 261 | 0 | 0.364 | 1 | 1 | cs | TRUE
113 | LV_768-24_0_6_line_113 |  | 106 | 109 | 0.024661 | 0.125 | 0.08 | 261 | 0 | 0.364 | 1 | 1 | cs | TRUE
114 | LV_768-24_0_6_line_114 |  | 106 | 110 | 0.012995 | 0.125 | 0.08 | 261 | 0 | 0.364 | 1 | 1 | cs | TRUE
115 | LV_768-24_0_6_line_115 |  | 107 | 108 | 0.0029773 | 0.125 | 0.08 | 261 | 0 | 0.364 | 1 | 1 | cs | TRUE
116 | LV_768-24_0_6_line_116 |  | 109 | 111 | 0.018691 | 0.125 | 0.08 | 261 | 0 | 0.364 | 1 | 1 | cs | TRUE
117 | LV_768-24_0_6_line_117 |  | 110 | 112 | 0.0093079 | 0.125 | 0.08 | 261 | 0 | 0.364 | 1 | 1 | cs | TRUE
118 | LV_768-24_0_6_line_118 |  | 111 | 136 | 0.0020754 | 0.125 | 0.08 | 261 | 0 | 0.364 | 1 | 1 | cs | TRUE
119 | LV_768-24_0_6_line_119 |  | 112 | 140 | 0.0021313 | 0.125 | 0.08 | 261 | 0 | 0.364 | 1 | 1 | cs | TRUE
120 | LV_768-24_0_6_line_120 |  | 113 | 114 | 0.02074 | 0.125 | 0.08 | 261 | 0 | 0.364 | 1 | 1 | cs | TRUE
121 | LV_768-24_0_6_line_121 |  | 114 | 141 | 0.018701 | 0.125 | 0.08 | 261 | 0 | 0.364 | 1 | 1 | cs | TRUE
122 | LV_768-24_0_6_line_122 |  | 115 | 159 | 0.022996 | 0.125 | 0.08 | 261 | 0 | 0.364 | 1 | 1 | cs | TRUE
123 | LV_768-24_0_6_line_123 |  | 116 | 126 | 0.0093625 | 0.125 | 0.08 | 261 | 0 | 0.364 | 1 | 1 | cs | TRUE
124 | LV_768-24_0_6_line_124 |  | 117 | 127 | 0.017053 | 0.125 | 0.08 | 261 | 0 | 0.364 | 1 | 1 | cs | TRUE
125 | LV_768-24_0_6_line_125 |  | 118 | 145 | 0.0095863 | 0.125 | 0.08 | 261 | 0 | 0.364 | 1 | 1 | cs | TRUE
126 | LV_768-24_0_6_line_126 |  | 119 | 120 | 0.016574 | 0.125 | 0.08 | 261 | 0 | 0.364 | 1 | 1 | cs | TRUE
127 | LV_768-24_0_6_line_127 |  | 119 | 121 | 0.023451 | 0.125 | 0.08 | 261 | 0 | 0.364 | 1 | 1 | cs | TRUE
128 | LV_768-24_0_6_line_128 |  | 121 | 122 | 0.033527 | 0.125 | 0.08 | 261 | 0 | 0.364 | 1 | 1 | cs | TRUE
129 | LV_768-24_0_6_line_129 |  | 122 | 123 | 0.02128 | 0.125 | 0.08 | 261 | 0 | 0.364 | 1 | 1 | cs | TRUE
130 | LV_768-24_0_6_line_130 |  | 123 | 124 | 0.038189 | 0.125 | 0.08 | 261 | 0 | 0.364 | 1 | 1 | cs | TRUE
131 | LV_768-24_0_6_line_131 |  | 123 | 125 | 0.020206 | 0.125 | 0.08 | 261 | 0 | 0.364 | 1 | 1 | cs | TRUE
132 | LV_768-24_0_6_line_132 |  | 124 | 133 | 0.0093684 | 0.125 | 0.08 | 261 | 0 | 0.364 | 1 | 1 | cs | TRUE
133 | LV_768-24_0_6_line_133 |  | 125 | 131 | 0.027208 | 0.125 | 0.08 | 261 | 0 | 0.364 | 1 | 1 | cs | TRUE
134 | LV_768-24_0_6_line_134 |  | 126 | 128 | 0.016105 | 0.125 | 0.08 | 261 | 0 | 0.364 | 1 | 1 | cs | TRUE
135 | LV_768-24_0_6_line_135 |  | 127 | 129 | 0.008711 | 0.125 | 0.08 | 261 | 0 | 0.364 | 1 | 1 | cs | TRUE
136 | LV_768-24_0_6_line_136 |  | 127 | 130 | 0.016294 | 0.125 | 0.08 | 261 | 0 | 0.364 | 1 | 1 | cs | TRUE
137 | LV_768-24_0_6_line_137 |  | 128 | 141 | 0.013841 | 0.125 | 0.08 | 261 | 0 | 0.364 | 1 | 1 | cs | TRUE
138 | LV_768-24_0_6_line_138 |  | 130 | 135 | 0.0039502 | 0.125 | 0.08 | 261 | 0 | 0.364 | 1 | 1 | cs | TRUE
139 | LV_768-24_0_6_line_139 |  | 131 | 132 | 0.0016502 | 0.125 | 0.08 | 261 | 0 | 0.364 | 1 | 1 | cs | TRUE
140 | LV_768-24_0_6_line_140 |  | 133 | 134 | 0.0031186 | 0.125 | 0.08 | 261 | 0 | 0.364 | 1 | 1 | cs | TRUE
141 | LV_768-24_0_6_line_141 |  | 134 | 145 | 0.0093631 | 0.125 | 0.08 | 261 | 0 | 0.364 | 1 | 1 | cs | TRUE
142 | LV_768-24_0_6_line_142 |  | 135 | 136 | 0.012162 | 0.125 | 0.08 | 261 | 0 | 0.364 | 1 | 1 | cs | TRUE
143 | LV_768-24_0_6_line_143 |  | 136 | 137 | 0.012971 | 0.125 | 0.08 | 261 | 0 | 0.364 | 1 | 1 | cs | TRUE
144 | LV_768-24_0_6_line_144 |  | 137 | 138 | 0.021499 | 0.125 | 0.08 | 261 | 0 | 0.364 | 1 | 1 | cs | TRUE
145 | LV_768-24_0_6_line_145 |  | 137 | 139 | 0.018534 | 0.125 | 0.08 | 261 | 0 | 0.364 | 1 | 1 | cs | TRUE
146 | LV_768-24_0_6_line_146 |  | 139 | 144 | 0.025025 | 0.125 | 0.08 | 261 | 0 | 0.364 | 1 | 1 | cs | TRUE
147 | LV_768-24_0_6_line_147 |  | 140 | 145 | 0.011573 | 0.125 | 0.08 | 261 | 0 | 0.364 | 1 | 1 | cs | TRUE
148 | LV_768-24_0_6_line_148 |  | 142 | 143 | 0.04403 | 0.125 | 0.08 | 261 | 0 | 0.364 | 1 | 1 | cs | TRUE
149 | LV_768-24_0_6_line_149 |  | 142 | 144 | 0.090893 | 0.125 | 0.08 | 261 | 0 | 0.364 | 1 | 1 | cs | TRUE
150 | LV_768-24_0_6_line_150 |  | 149 | 150 | 0.028255 | 0.125 | 0.08 | 261 | 0 | 0.364 | 1 | 1 | cs | TRUE
151 | LV_768-24_0_6_line_151 |  | 150 | 151 | 0.021651 | 0.125 | 0.08 | 261 | 0 | 0.364 | 1 | 1 | cs | TRUE
152 | LV_768-24_0_6_line_152 |  | 151 | 152 | 0.0061194 | 0.125 | 0.08 | 261 | 0 | 0.364 | 1 | 1 | cs | TRUE
153 | LV_768-24_0_6_line_153 |  | 153 | 154 | 0.019181 | 0.125 | 0.08 | 261 | 0 | 0.364 | 1 | 3 | cs | TRUE
154 | LV_768-24_0_6_line_154 |  | 154 | 155 | 0.0058484 | 0.125 | 0.08 | 261 | 0 | 0.364 | 1 | 3 | cs | TRUE
155 | LV_768-24_0_6_line_155 |  | 155 | 156 | 0.010803 | 0.125 | 0.08 | 261 | 0 | 0.364 | 1 | 3 | cs | TRUE
156 | LV_768-24_0_6_line_156 |  | 156 | 157 | 0.002692 | 0.125 | 0.08 | 261 | 0 | 0.364 | 1 | 3 | cs | TRUE
157 | LV_768-24_0_6_line_157 |  | 157 | 163 | 0.01111 | 0.125 | 0.08 | 261 | 0 | 0.364 | 1 | 3 | cs | TRUE
158 | LV_768-24_0_6_line_158 |  | 158 | 159 | 0.023605 | 0.125 | 0.08 | 261 | 0 | 0.364 | 1 | 1 | cs | TRUE
159 | LV_768-24_0_6_line_159 |  | 158 | 160 | 0.014605 | 0.125 | 0.08 | 261 | 0 | 0.364 | 1 | 1 | cs | TRUE
160 | LV_768-24_0_6_line_160 |  | 160 | 161 | 0.012402 | 0.125 | 0.08 | 261 | 0 | 0.364 | 1 | 1 | cs | TRUE
161 | LV_768-24_0_6_line_161 |  | 161 | 162 | 0.0091833 | 0.125 | 0.08 | 261 | 0 | 0.364 | 1 | 1 | cs | TRUE
162 | LV_768-24_0_6_line_162 |  | 162 | 163 | 0.01229 | 0.125 | 0.08 | 261 | 0 | 0.364 | 1 | 2 | cs | TRUE
163 | LV_768-24_0_6_line_163 |  | 162 | 164 | 0.018581 | 0.125 | 0.08 | 261 | 0 | 0.364 | 1 | 1 | cs | TRUE

## trafo
| name | std_type | hv_bus | lv_bus | sn_mva | vn_hv_kv | vn_lv_kv | vk_percent | vkr_percent | pfe_kw | i0_percent | shift_degree | tap_side | tap_neutral | tap_min | tap_max | tap_step_percent | tap_step_degree | tap_pos | tap_phase_shifter | parallel | df | in_service
0 | LV_768-24_0_6_trafo_65 | 0.63 MVA 20/0.4 kV | 165 | 75 | 0.63 | 20 | 0.4 | 6 | 1.206 | 1.65 | 0.2619 | 150 | hv | 0 | -2 | 2 | 2.5 | 0 | 0 | FALSE | 1 | 1 | TRUE

## line_geodata
| x0 | y0 | x1 | y1 | x2 | y2 | x3 | y3 | x4 | y4 | x5 | y5 | x6 | y6 | x7 | y7 | x8 | y8 | x9 | y9 | x10 | y10 | x11 | y11 | x12 | y12 | x13 | y13 | x14 | y14 | x15 | y15 | x16 | y16 | x17 | y17 | x18 | y18
0 | 2617560.5187 | 1171287.6646 | 2617561.9109 | 1171284.0656
1 | 2617573.9994 | 1171336.5023 | 2617573.2973 | 1171333.2987 | 2617572.1996 | 1171332.0059 | 2617557.103 | 1171320.5005 | 2617555.5013 | 1171318.9062 | 2617553.5995 | 1171315.2988 | 2617553.1019 | 1171312.7961 | 2617553.1021 | 1171310.1058 | 2617560.5031 | 1171287.705 | 2617560.5187 | 1171287.6646
2 | 2617567.438 | 1171270.372 | 2617566.4995 | 1171272.2035 | 2617561.9109 | 1171284.0656
3 | 2617579.6231 | 1171322.8785 | 2617578.9988 | 1171327.101 | 2617575.6989 | 1171333.4057 | 2617573.9994 | 1171336.5023
4 | 2617567.438 | 1171270.372 | 2617569.4528 | 1171266.7316 | 2617570.8979 | 1171264.3012 | 2617572.9453 | 1171261.4844
5 | 2617579.6231 | 1171322.8785 | 2617580.4969 | 1171317.0003 | 2617581.1986 | 1171315.1014 | 2617585.3037 | 1171308.0987 | 2617586.9626 | 1171305.8135 | 2617592.6977 | 1171298.6044 | 2617597.6013 | 1171293.2049 | 2617601.5423 | 1171287.3757
6 | 2617585.5886 | 1171241.9772 | 2617584.8004 | 1171244.6985 | 2617582.701 | 1171248.5054 | 2617576.5582 | 1171256.5138 | 2617572.9453 | 1171261.4844
7 | 2617611.6674 | 1171275.2258 | 2617610.9008 | 1171275.8016 | 2617606.7973 | 1171279.6026 | 2617601.5423 | 1171287.3757
8 | 2617585.5886 | 1171241.9772 | 2617571.6827 | 1171248.0217
9 | 2617585.5886 | 1171241.9772 | 2617585.7997 | 1171240.3993
10 | 2617611.6674 | 1171275.2258 | 2617615.6948 | 1171272.2854
11 | 2617611.6674 | 1171275.2258 | 2617611.3523 | 1171270.5002 | 2617610.7525 | 1171259.2129
12 | 2617527.5579 | 1171250.6227 | 2617540.2319 | 1171256.6836
13 | 2617513.5032 | 1171243.9016 | 2617527.5579 | 1171250.6227
14 | 2617544.6025 | 1171258.0548 | 2617541.1019 | 1171257.0996 | 2617540.2319 | 1171256.6836
15 | 2617544.6025 | 1171258.0548 | 2617547.0042 | 1171258.1062 | 2617549.997 | 1171257.4479 | 2617565.3668 | 1171250.7671
16 | 2617520.9998 | 1171267.502 | 2617533.0044 | 1171263.9017 | 2617544.6025 | 1171258.0548
17 | 2617565.3668 | 1171250.7671 | 2617571.6827 | 1171248.0217
18 | 2617585.7997 | 1171240.3993 | 2617585.309 | 1171227.57
19 | 2617610.1538 | 1171243.5053 | 2617610.4968 | 1171254.4007 | 2617610.7525 | 1171259.2129
20 | 2617832.7254 | 1171191.3634 | 2617809.1019 | 1171192.9979 | 2617796.5354 | 1171194.3979
21 | 2617782.4971 | 1171195.9779 | 2617784.7994 | 1171195.7053 | 2617796.5354 | 1171194.3979
22 | 2617782.4971 | 1171195.9779 | 2617768.7278 | 1171197.6083
23 | 2617757.5965 | 1171198.8711 | 2617759.7924 | 1171198.6663 | 2617768.7278 | 1171197.6083
24 | 2617757.5965 | 1171198.8711 | 2617747.3678 | 1171200.1222
25 | 2617757.5965 | 1171198.8711 | 2617758.048 | 1171203.9972 | 2617757.6502 | 1171206.5974 | 2617749.9484 | 1171214.0006 | 2617749.6536 | 1171215.4005 | 2617750.8508 | 1171216.6491 | 2617759.7544 | 1171219.3545 | 2617760.4491 | 1171219.8012 | 2617760.5976 | 1171221.3468 | 2617751.6036 | 1171233.7488 | 2617752.4029 | 1171235.0518 | 2617753.8993 | 1171236.0456 | 2617755.8471 | 1171236.9963 | 2617761.9534 | 1171238.8486 | 2617763.3505 | 1171239.7976 | 2617764.2038 | 1171240.9563 | 2617764.3531 | 1171242.2018 | 2617763.9528 | 1171243.0455 | 2617761.1292 | 1171244.9377
26 | 2617714.8376 | 1171148.9086 | 2617718.0447 | 1171160.3958
27 | 2617718.8281 | 1171168.0747 | 2617719.2041 | 1171167.6978 | 2617719.6523 | 1171166.1539 | 2617718.0447 | 1171160.3958
28 | 2617714.8376 | 1171148.9086 | 2617713.1369 | 1171142.8168
29 | 2617718.8281 | 1171168.0747 | 2617718.199 | 1171168.7065 | 2617711.1542 | 1171173.7995 | 2617709.8029 | 1171175.4964 | 2617708.8979 | 1171178.8954 | 2617708.6993 | 1171181.3961 | 2617708.7097 | 1171181.5765
30 | 2617707.4578 | 1171122.475 | 2617713.1369 | 1171142.8168
31 | 2617708.7097 | 1171181.5765 | 2617709.2014 | 1171190.1464 | 2617709.5508 | 1171193.6048 | 2617709.5886 | 1171193.9451
32 | 2617702.3479 | 1171104.1717 | 2617707.4578 | 1171122.475
33 | 2617710.6761 | 1171203.7243 | 2617709.5886 | 1171193.9451
34 | 2617702.3479 | 1171104.1717 | 2617701.9728 | 1171104.2484
35 | 2617702.3479 | 1171104.1717 | 2617707.5986 | 1171103.0977 | 2617720.3861 | 1171100.0649
36 | 2617710.6761 | 1171203.7243 | 2617728.9023 | 1171201.8992 | 2617735.406 | 1171201.3292 | 2617737.1887 | 1171201.1788
37 | 2617681.5172 | 1171206.1176 | 2617683.7971 | 1171206.0021 | 2617684.0725 | 1171205.9806 | 2617709.0846 | 1171203.8641 | 2617709.8038 | 1171203.8107 | 2617710.6761 | 1171203.7243
38 | 2617753.4656 | 1171106.4638 | 2617757.3587 | 1171121.5728
39 | 2617750.0066 | 1171093.0396 | 2617753.4656 | 1171106.4638
40 | 2617758.5339 | 1171126.1335 | 2617757.3587 | 1171121.5728
41 | 2617750.0066 | 1171093.0396 | 2617745.5974 | 1171075.8958 | 2617741.6479 | 1171061.3972
42 | 2617750.0066 | 1171093.0396 | 2617733.1211 | 1171097.0444
43 | 2617750.0066 | 1171093.0396 | 2617753.4972 | 1171092.2051 | 2617762.3237 | 1171090.0463
44 | 2617761.109 | 1171136.1275 | 2617758.5339 | 1171126.1335
45 | 2617741.6479 | 1171061.3972 | 2617740.4671 | 1171057.0623
46 | 2617733.1211 | 1171097.0444 | 2617720.3861 | 1171100.0649
47 | 2617781.8593 | 1171085.2407 | 2617772.2981 | 1171087.6026 | 2617770.6981 | 1171087.9981 | 2617762.3237 | 1171090.0463
48 | 2617761.109 | 1171136.1275 | 2617774.7436 | 1171133.4692
49 | 2617732.6477 | 1171026.4102 | 2617734.102 | 1171033.6961 | 2617740.4671 | 1171057.0623
50 | 2617781.8593 | 1171085.2407 | 2617790.1113 | 1171083.3022
51 | 2617732.6477 | 1171026.4102 | 2617730.4257 | 1171015.2786
52 | 2617798.3096 | 1171081.3763 | 2617790.1113 | 1171083.3022
53 | 2617725.0062 | 1170984.4556 | 2617727.1968 | 1170999.1028 | 2617730.4257 | 1171015.2786
54 | 2617725.0062 | 1170984.4556 | 2617714.9012 | 1170984.4036 | 2617707.2474 | 1170984.5917
55 | 2617725.0062 | 1170984.4556 | 2617733.7038 | 1170984.5034
56 | 2617733.7038 | 1170984.5034 | 2617734.3999 | 1170984.5055 | 2617765.3541 | 1170984.924
57 | 2617701.9728 | 1171104.2484 | 2617686.5341 | 1171107.2381
58 | 2617701.9728 | 1171104.2484 | 2617699.3568 | 1171094.0691
59 | 2617656.5975 | 1171114.1314 | 2617675.9037 | 1171109.2967 | 2617686.5341 | 1171107.2381
60 | 2617699.3568 | 1171094.0691 | 2617698.9022 | 1171092.3 | 2617697.8119 | 1171088.404
61 | 2617798.3096 | 1171081.3763 | 2617800.0013 | 1171081.0033 | 2617810.1417 | 1171079.388 | 2617810.9912 | 1171079.2571 | 2617813.3558 | 1171078.9639 | 2617814.7026 | 1171078.8012 | 2617823.2033 | 1171078.1037 | 2617836.959 | 1171077.4886
62 | 2617836.959 | 1171077.4886 | 2617835.7519 | 1171064.056 | 2617835.1672 | 1171058.6575
63 | 2617697.8119 | 1171088.404 | 2617692.1681 | 1171068.2361
64 | 2617689.0578 | 1171057.0861 | 2617689.3034 | 1171057.999 | 2617692.1681 | 1171068.2361
65 | 2617656.5975 | 1171114.1314 | 2617660.3061 | 1171127.4253
66 | 2617656.5975 | 1171114.1314 | 2617654.8034 | 1171107.7007 | 2617652.7603 | 1171100.7688
67 | 2617656.5975 | 1171114.1314 | 2617645.7928 | 1171116.8334
68 | 2617661.7548 | 1171132.6182 | 2617660.3061 | 1171127.4253
69 | 2617652.7603 | 1171100.7688 | 2617651.5011 | 1171096.4964 | 2617647.8043 | 1171086.85
70 | 2617645.7928 | 1171116.8334 | 2617631.948 | 1171120.2957 | 2617631.1572 | 1171120.481
71 | 2617662.9789 | 1171137.0061 | 2617667.9803 | 1171154.827
72 | 2617662.9789 | 1171137.0061 | 2617661.7548 | 1171132.6182
73 | 2617649.4983 | 1171148.2056 | 2617660.1987 | 1171138.1986 | 2617662.9789 | 1171137.0061
74 | 2617681.5172 | 1171206.1176 | 2617677.7004 | 1171193.0109 | 2617675.6613 | 1171185.5401
75 | 2617681.0429 | 1171206.1496 | 2617681.5172 | 1171206.1176
76 | 2617681.0429 | 1171206.1496 | 2617681.1596 | 1171208.0731 | 2617680.9475 | 1171209.9512 | 2617680.477 | 1171211.295 | 2617679.6014 | 1171212.5041 | 2617674.0182 | 1171217.263
77 | 2617733.1977 | 1171236.874 | 2617731.8031 | 1171235.1023 | 2617731.0008 | 1171232.1985 | 2617731.3026 | 1171228.4308 | 2617731.8031 | 1171227.2984 | 2617738.9239 | 1171222.3724 | 2617745.3288 | 1171216.3549 | 2617745.0541 | 1171216.154 | 2617740.2033 | 1171213.9052 | 2617736.4003 | 1171214.3498 | 2617736.2021 | 1171211.5033 | 2617738.0003 | 1171211.2974 | 2617737.742 | 1171208.1173 | 2617737.1887 | 1171201.1788
78 | 2617737.1887 | 1171201.1788 | 2617742.5982 | 1171200.7056 | 2617747.3678 | 1171200.1222
79 | 2617647.8043 | 1171086.85 | 2617647.0088 | 1171084.7743
80 | 2617629.813 | 1171120.7959 | 2617631.1572 | 1171120.481
81 | 2617641.1445 | 1171070.6524 | 2617645.6025 | 1171081.1047 | 2617647.0088 | 1171084.7743
82 | 2617629.813 | 1171120.7959 | 2617609.8071 | 1171125.4837
83 | 2617676.0406 | 1171008.6937 | 2617675.2748 | 1171005.8468
84 | 2617672.8938 | 1170985.4364 | 2617673.1037 | 1170994.6972 | 2617674.699 | 1171003.7064 | 2617675.2748 | 1171005.8468
85 | 2617649.8555 | 1170987.1919 | 2617666.7968 | 1170985.4963 | 2617672.8938 | 1170985.4364
86 | 2617649.8555 | 1170987.1919 | 2617649.7252 | 1170989.8818 | 2617648.8534 | 1170992.4139 | 2617647.3017 | 1170994.6104 | 2617645.2008 | 1170996.2829 | 2617644.1096 | 1170996.7281
87 | 2617599.8976 | 1171127.8057 | 2617609.8071 | 1171125.4837
88 | 2617577.884 | 1171122.0052 | 2617578.8536 | 1171122.6528 | 2617582.0838 | 1171124.5521 | 2617585.4991 | 1171125.9517 | 2617588.3496 | 1171126.8938 | 2617591.6067 | 1171127.4369 | 2617595.3385 | 1171127.8035 | 2617599.8976 | 1171127.8057
89 | 2617599.8976 | 1171127.8057 | 2617602.0994 | 1171143.4357
90 | 2617577.884 | 1171122.0052 | 2617573.1969 | 1171118.701 | 2617570.22 | 1171116.6
91 | 2617577.884 | 1171122.0052 | 2617565.3812 | 1171139.2888
92 | 2617603.4231 | 1171153.9833 | 2617602.7004 | 1171147.7018 | 2617602.0994 | 1171143.4357
93 | 2617553.3127 | 1171104.0356 | 2617568.7998 | 1171115.5977 | 2617570.22 | 1171116.6
94 | 2617559.1984 | 1171158.0023 | 2617561.8975 | 1171145.3037 | 2617564.2819 | 1171140.8084 | 2617565.3812 | 1171139.2888
95 | 2617604.9831 | 1171167.5407 | 2617603.4231 | 1171153.9833
96 | 2617553.3127 | 1171104.0356 | 2617549.5368 | 1171109.2354
97 | 2617553.3127 | 1171104.0356 | 2617556.141 | 1171100.1505
98 | 2617604.9831 | 1171167.5407 | 2617605.7299 | 1171174.0514
99 | 2617481.4037 | 1171152.6956 | 2617481.4037 | 1171152.6956 | 2617479.5968 | 1171150.6004 | 2617476.4025 | 1171149.5017 | 2617472.8999 | 1171149.2025 | 2617464.9388 | 1171148.5235 | 2617461.4075 | 1171148.2758
100 | 2617481.4037 | 1171152.6956 | 2617481.9039 | 1171154.2978 | 2617482.1029 | 1171159.501 | 2617480.9749 | 1171170.28
101 | 2617451.7009 | 1171147.3957 | 2617453.1993 | 1171147.7002 | 2617461.4075 | 1171148.2758
102 | 2617468.7189 | 1171206.108 | 2617468.8021 | 1171195.9031 | 2617469.0599 | 1171194.0473 | 2617469.8974 | 1171190.1033 | 2617471.9559 | 1171187.1967 | 2617472.9 | 1171186.0989 | 2617478.1011 | 1171181.0003 | 2617478.6781 | 1171179.8458 | 2617480.2042 | 1171175.9038 | 2617480.6493 | 1171172.748 | 2617480.8992 | 1171171.0034 | 2617480.9749 | 1171170.28
103 | 2617451.7009 | 1171147.3957 | 2617450.5022 | 1171146.6029 | 2617444.9113 | 1171130.4563 | 2617436.4355 | 1171105.987
104 | 2617451.7009 | 1171147.3957 | 2617447.2041 | 1171147.0047
105 | 2617468.7189 | 1171206.108 | 2617469.9028 | 1171206.7006 | 2617473.5051 | 1171209.5347
106 | 2617468.7189 | 1171206.108 | 2617468.1002 | 1171205.8061 | 2617463.1013 | 1171204.502 | 2617453.1164 | 1171204.558
107 | 2617430.8012 | 1171089.706 | 2617434.2149 | 1171099.5765 | 2617436.4355 | 1171105.987
108 | 2617437.2951 | 1171140.1058 | 2617443.8039 | 1171145.7053 | 2617447.2041 | 1171147.0047
109 | 2617472.9371 | 1171210.2112 | 2617473.5051 | 1171209.5347
110 | 2617472.9371 | 1171210.2112 | 2617483.1976 | 1171217.2001 | 2617485.8028 | 1171218.2971 | 2617491.2021 | 1171218.7018 | 2617500.1012 | 1171217.7049 | 2617502.3716 | 1171217.2831
111 | 2617622.7641 | 1171034.8405 | 2617622.108 | 1171034.1509
112 | 2617611.7312 | 1171023.243 | 2617622.108 | 1171034.1509
113 | 2617611.7312 | 1171023.243 | 2617604.0036 | 1171034.2038 | 2617597.4293 | 1171043.3328
114 | 2617611.7312 | 1171023.243 | 2617619.2208 | 1171012.6235
115 | 2617641.1445 | 1171070.6524 | 2617639.9764 | 1171067.9138
116 | 2617597.4293 | 1171043.3328 | 2617586.5062 | 1171058.5003
117 | 2617619.2208 | 1171012.6235 | 2617621.0028 | 1171010.0968 | 2617624.2043 | 1171006.1042 | 2617625.0026 | 1171005.3499
118 | 2617585.2933 | 1171060.1845 | 2617586.5062 | 1171058.5003
119 | 2617626.5517 | 1171003.8862 | 2617625.0026 | 1171005.3499
120 | 2617503.0677 | 1171172.8064 | 2617507.4997 | 1171167.2009 | 2617515.4721 | 1171156.1899
121 | 2617526.4393 | 1171141.0427 | 2617515.4721 | 1171156.1899
122 | 2617524.9813 | 1171213.0891 | 2617524.8986 | 1171213.0969 | 2617502.3716 | 1171217.2831
123 | 2617544.0355 | 1171116.8111 | 2617549.5368 | 1171109.2354
124 | 2617566.1772 | 1171086.3642 | 2617556.141 | 1171100.1505
125 | 2617634.9666 | 1170995.9416 | 2617637.3804 | 1170997.1271 | 2617640.0334 | 1170997.5906 | 2617642.7117 | 1170997.2983 | 2617644.1096 | 1170996.7281
126 | 2617588.5036 | 1170903.9038 | 2617585.4002 | 1170905.6956 | 2617573.5214 | 1170910.9538
127 | 2617608.0027 | 1170890.8764 | 2617588.5036 | 1170903.9038 | 2617588.5036 | 1170903.9038
128 | 2617608.0027 | 1170890.8764 | 2617619.323 | 1170922.4347
129 | 2617626.5632 | 1170942.4456 | 2617625.7588 | 1170940.2199 | 2617619.7109 | 1170923.516 | 2617619.323 | 1170922.4347
130 | 2617638.1147 | 1170978.8422 | 2617629.1495 | 1170950.0459 | 2617628.1036 | 1170946.6967 | 2617626.5632 | 1170942.4456
131 | 2617626.5632 | 1170942.4456 | 2617610.2977 | 1170943.1984 | 2617606.3993 | 1170943.6403
132 | 2617638.1147 | 1170978.8422 | 2617635.2349 | 1170980.0566 | 2617632.9033 | 1170982.1397 | 2617631.3807 | 1170984.8589
133 | 2617579.3641 | 1170946.7046 | 2617606.3993 | 1170943.6403
134 | 2617544.0355 | 1171116.8111 | 2617534.5722 | 1171129.843
135 | 2617566.1772 | 1171086.3642 | 2617561.7973 | 1171082.6051 | 2617560.4357 | 1171079.9887
136 | 2617566.1772 | 1171086.3642 | 2617575.7957 | 1171073.2125
137 | 2617526.4393 | 1171141.0427 | 2617534.5722 | 1171129.843
138 | 2617578.1276 | 1171070.0241 | 2617575.7957 | 1171073.2125
139 | 2617579.3641 | 1170946.7046 | 2617577.7244 | 1170946.8904
140 | 2617630.8133 | 1170987.9254 | 2617631.3807 | 1170984.8589
141 | 2617634.9666 | 1170995.9416 | 2617632.7086 | 1170993.7784 | 2617631.2785 | 1170991.0172 | 2617630.8133 | 1170987.9254
142 | 2617585.2933 | 1171060.1845 | 2617578.1276 | 1171070.0241
143 | 2617575.1277 | 1171052.0952 | 2617577.8983 | 1171054.2043 | 2617585.2933 | 1171060.1845
144 | 2617585.8151 | 1171033.428 | 2617577.5958 | 1171047.778 | 2617575.1277 | 1171052.0952
145 | 2617575.1277 | 1171052.0952 | 2617560.3508 | 1171040.9081
146 | 2617540.3987 | 1171025.8029 | 2617560.3508 | 1171040.9081
147 | 2617634.9666 | 1170995.9416 | 2617627.8403 | 1171002.6686 | 2617626.5517 | 1171003.8862
148 | 2617481.1728 | 1170956.855 | 2617480.901 | 1170956.9063 | 2617466.6013 | 1170960.3999 | 2617442.7039 | 1170968.2013 | 2617439.0339 | 1170969.5046
149 | 2617540.3987 | 1171025.8029 | 2617481.1728 | 1170956.855
150 | 2617793.606 | 1170985.3138 | 2617771.201 | 1170985.0031 | 2617765.3541 | 1170984.924
151 | 2617793.606 | 1170985.3138 | 2617793.9519 | 1170992.4962 | 2617794.5044 | 1170997.1002 | 2617795.852 | 1171006.8308
152 | 2617796.6914 | 1171012.8924 | 2617795.852 | 1171006.8308
153 | 2617605.7299 | 1171174.0514 | 2617606.6988 | 1171182.4977 | 2617607.1508 | 1171184.8558 | 2617609.7008 | 1171191.7556 | 2617609.7532 | 1171192.6765
154 | 2617610.0848 | 1171198.5154 | 2617609.7532 | 1171192.6765
155 | 2617610.6975 | 1171209.3007 | 2617610.0848 | 1171198.5154
156 | 2617610.6975 | 1171209.3007 | 2617607.9973 | 1171209.3039
157 | 2617607.9973 | 1171209.3039 | 2617598.497 | 1171209.1984 | 2617596.8878 | 1171209.1756
158 | 2617548.483 | 1171210.8842 | 2617524.9813 | 1171213.0891
159 | 2617548.483 | 1171210.8842 | 2617561.0977 | 1171209.7006 | 2617563.0303 | 1171209.609
160 | 2617575.4189 | 1171209.0222 | 2617563.0303 | 1171209.609
161 | 2617584.5987 | 1171209.0021 | 2617577.8981 | 1171208.9047 | 2617575.4189 | 1171209.0222
162 | 2617584.5987 | 1171209.0021 | 2617596.8878 | 1171209.1756
163 | 2617584.5987 | 1171209.0021 | 2617585.309 | 1171227.57

## bus_geodata
| x | y | coords
0 | 2617560.5187 | 1171287.6646
1 | 2617561.9109 | 1171284.0656
2 | 2617573.9994 | 1171336.5023
3 | 2617567.438 | 1171270.372
4 | 2617579.6231 | 1171322.8785
5 | 2617572.9453 | 1171261.4844
6 | 2617601.5423 | 1171287.3757
7 | 2617585.5886 | 1171241.9772
8 | 2617611.6674 | 1171275.2258
9 | 2617527.5579 | 1171250.6227
10 | 2617540.2319 | 1171256.6836
11 | 2617513.5032 | 1171243.9016
12 | 2617544.6025 | 1171258.0548
13 | 2617565.3668 | 1171250.7671
14 | 2617520.9998 | 1171267.502
15 | 2617571.6827 | 1171248.0217
16 | 2617585.7997 | 1171240.3993
17 | 2617610.7525 | 1171259.2129
18 | 2617610.1538 | 1171243.5053
19 | 2617615.6948 | 1171272.2854
20 | 2617832.7254 | 1171191.3634
21 | 2617796.5354 | 1171194.3979
22 | 2617782.4971 | 1171195.9779
23 | 2617768.7278 | 1171197.6083
24 | 2617757.5965 | 1171198.8711
25 | 2617718.0447 | 1171160.3958
26 | 2617714.8376 | 1171148.9086
27 | 2617718.8281 | 1171168.0747
28 | 2617713.1369 | 1171142.8168
29 | 2617708.7097 | 1171181.5765
30 | 2617707.4578 | 1171122.475
31 | 2617709.5886 | 1171193.9451
32 | 2617702.3479 | 1171104.1717
33 | 2617710.6761 | 1171203.7243
34 | 2617753.4656 | 1171106.4638
35 | 2617757.3587 | 1171121.5728
36 | 2617750.0066 | 1171093.0396
37 | 2617758.5339 | 1171126.1335
38 | 2617741.6479 | 1171061.3972
39 | 2617733.1211 | 1171097.0444
40 | 2617762.3237 | 1171090.0463
41 | 2617761.109 | 1171136.1275
42 | 2617740.4671 | 1171057.0623
43 | 2617720.3861 | 1171100.0649
44 | 2617781.8593 | 1171085.2407
45 | 2617774.7436 | 1171133.4692
46 | 2617732.6477 | 1171026.4102
47 | 2617790.1113 | 1171083.3022
48 | 2617730.4257 | 1171015.2786
49 | 2617725.0062 | 1170984.4556
50 | 2617707.2474 | 1170984.5917
51 | 2617733.7038 | 1170984.5034
52 | 2617701.9728 | 1171104.2484
53 | 2617686.5341 | 1171107.2381
54 | 2617699.3568 | 1171094.0691
55 | 2617836.959 | 1171077.4886
56 | 2617798.3096 | 1171081.3763
57 | 2617835.1672 | 1171058.6575
58 | 2617697.8119 | 1171088.404
59 | 2617692.1681 | 1171068.2361
60 | 2617689.0578 | 1171057.0861
61 | 2617656.5975 | 1171114.1314
62 | 2617660.3061 | 1171127.4253
63 | 2617652.7603 | 1171100.7688
64 | 2617645.7928 | 1171116.8334
65 | 2617667.9803 | 1171154.827
66 | 2617662.9789 | 1171137.0061
67 | 2617675.6613 | 1171185.5401
68 | 2617681.5172 | 1171206.1176
69 | 2617661.7548 | 1171132.6182
70 | 2617649.4983 | 1171148.2056
71 | 2617681.0429 | 1171206.1496
72 | 2617674.0182 | 1171217.263
73 | 2617737.1887 | 1171201.1788
74 | 2617647.8043 | 1171086.85
75 | 2617631.1572 | 1171120.481
76 | 2617647.0088 | 1171084.7743
77 | 2617629.813 | 1171120.7959
78 | 2617676.0406 | 1171008.6937
79 | 2617675.2748 | 1171005.8468
80 | 2617672.8938 | 1170985.4363
81 | 2617649.8555 | 1170987.1919
82 | 2617609.8071 | 1171125.4837
83 | 2617599.8976 | 1171127.8057
84 | 2617577.884 | 1171122.0052
85 | 2617602.0994 | 1171143.4357
86 | 2617570.22 | 1171116.6
87 | 2617565.3812 | 1171139.2888
88 | 2617603.4231 | 1171153.9833
89 | 2617553.3127 | 1171104.0356
90 | 2617559.1984 | 1171158.0023
91 | 2617604.9831 | 1171167.5407
92 | 2617481.4037 | 1171152.6956
93 | 2617461.4075 | 1171148.2758
94 | 2617480.9749 | 1171170.28
95 | 2617451.7009 | 1171147.3957
96 | 2617468.7189 | 1171206.108
97 | 2617436.4355 | 1171105.987
98 | 2617447.2041 | 1171147.0047
99 | 2617473.5051 | 1171209.5347
100 | 2617453.1164 | 1171204.558
101 | 2617430.8012 | 1171089.706
102 | 2617437.2951 | 1171140.1058
103 | 2617472.9371 | 1171210.2112
104 | 2617622.7641 | 1171034.8405
105 | 2617622.108 | 1171034.1509
106 | 2617611.7312 | 1171023.243
107 | 2617639.9764 | 1171067.9138
108 | 2617641.1445 | 1171070.6524
109 | 2617597.4293 | 1171043.3328
110 | 2617619.2208 | 1171012.6235
111 | 2617586.5062 | 1171058.5003
112 | 2617625.0026 | 1171005.3499
113 | 2617503.0677 | 1171172.8064
114 | 2617515.4721 | 1171156.1899
115 | 2617502.3716 | 1171217.2831
116 | 2617549.5368 | 1171109.2354
117 | 2617556.141 | 1171100.1505
118 | 2617644.1096 | 1170996.7281
119 | 2617588.5036 | 1170903.9038
120 | 2617573.5214 | 1170910.9538
121 | 2617608.0027 | 1170890.8764
122 | 2617619.323 | 1170922.4347
123 | 2617626.5632 | 1170942.4456
124 | 2617638.1147 | 1170978.8422
125 | 2617606.3993 | 1170943.6403
126 | 2617544.0355 | 1171116.8111
127 | 2617566.1772 | 1171086.3642
128 | 2617534.5722 | 1171129.843
129 | 2617560.4357 | 1171079.9887
130 | 2617575.7957 | 1171073.2125
131 | 2617579.3641 | 1170946.7046
132 | 2617577.7244 | 1170946.8904
133 | 2617631.3807 | 1170984.8589
134 | 2617630.8133 | 1170987.9254
135 | 2617578.1276 | 1171070.0241
136 | 2617585.2933 | 1171060.1845
137 | 2617575.1277 | 1171052.0952
138 | 2617585.8151 | 1171033.428
139 | 2617560.3508 | 1171040.9081
140 | 2617626.5517 | 1171003.8862
141 | 2617526.4393 | 1171141.0427
142 | 2617481.1728 | 1170956.855
143 | 2617439.0339 | 1170969.5046
144 | 2617540.3987 | 1171025.8029
145 | 2617634.9666 | 1170995.9416
146 | 2617747.3678 | 1171200.1222
147 | 2617761.1292 | 1171244.9377
148 | 2617733.1977 | 1171236.874
149 | 2617765.3541 | 1170984.924
150 | 2617793.606 | 1170985.3138
151 | 2617795.852 | 1171006.8308
152 | 2617796.6914 | 1171012.8924
153 | 2617605.7299 | 1171174.0514
154 | 2617609.7532 | 1171192.6765
155 | 2617610.0848 | 1171198.5154
156 | 2617610.6975 | 1171209.3007
157 | 2617607.9973 | 1171209.3039
158 | 2617548.483 | 1171210.8842
159 | 2617524.9813 | 1171213.0891
160 | 2617563.0303 | 1171209.609
161 | 2617575.4189 | 1171209.0222
162 | 2617584.5987 | 1171209.0021
163 | 2617596.8878 | 1171209.1756
164 | 2617585.309 | 1171227.57
165 | 2617656.5975 | 1171114.1314

## line_std_types
| c_nf_per_km | r_ohm_per_km | x_ohm_per_km | max_i_ka | type | q_mm2 | alpha | voltage_rating
NAYY 4x50 SE | 210 | 0.642 | 0.083 | 0.142 | cs | 50 | 0.00403 | LV
NAYY 4x120 SE | 264 | 0.225 | 0.08 | 0.242 | cs | 120 | 0.00403 | LV
NAYY 4x150 SE | 261 | 0.208 | 0.08 | 0.27 | cs | 150 | 0.00403 | LV
NA2XS2Y 1x95 RM/25 12/20 kV | 216 | 0.313 | 0.132 | 0.252 | cs | 95 | 0.00403 | MV
NA2XS2Y 1x185 RM/25 12/20 kV | 273 | 0.161 | 0.117 | 0.362 | cs | 185 | 0.00403 | MV
NA2XS2Y 1x240 RM/25 12/20 kV | 304 | 0.122 | 0.112 | 0.421 | cs | 240 | 0.00403 | MV
NA2XS2Y 1x95 RM/25 6/10 kV | 315 | 0.313 | 0.123 | 0.249 | cs | 95 | 0.00403 | MV
NA2XS2Y 1x185 RM/25 6/10 kV | 406 | 0.161 | 0.11 | 0.358 | cs | 185 | 0.00403 | MV
NA2XS2Y 1x240 RM/25 6/10 kV | 456 | 0.122 | 0.105 | 0.416 | cs | 240 | 0.00403 | MV
NA2XS2Y 1x150 RM/25 12/20 kV | 250 | 0.206 | 0.116 | 0.319 | cs | 150 | 0.00403 | MV
NA2XS2Y 1x120 RM/25 12/20 kV | 230 | 0.253 | 0.119 | 0.283 | cs | 120 | 0.00403 | MV
NA2XS2Y 1x70 RM/25 12/20 kV | 190 | 0.443 | 0.132 | 0.22 | cs | 70 | 0.00403 | MV
NA2XS2Y 1x150 RM/25 6/10 kV | 360 | 0.206 | 0.11 | 0.315 | cs | 150 | 0.00403 | MV
NA2XS2Y 1x120 RM/25 6/10 kV | 340 | 0.253 | 0.113 | 0.28 | cs | 120 | 0.00403 | MV
NA2XS2Y 1x70 RM/25 6/10 kV | 280 | 0.443 | 0.123 | 0.217 | cs | 70 | 0.00403 | MV
N2XS(FL)2Y 1x120 RM/35 64/110 kV | 112 | 0.153 | 0.166 | 0.366 | cs | 120 | 0.00393 | HV
N2XS(FL)2Y 1x185 RM/35 64/110 kV | 125 | 0.099 | 0.156 | 0.457 | cs | 185 | 0.00393 | HV
N2XS(FL)2Y 1x240 RM/35 64/110 kV | 135 | 0.075 | 0.149 | 0.526 | cs | 240 | 0.00393 | HV
N2XS(FL)2Y 1x300 RM/35 64/110 kV | 144 | 0.06 | 0.144 | 0.588 | cs | 300 | 0.00393 | HV
15-AL1/3-ST1A 0.4 | 11 | 1.8769 | 0.35 | 0.105 | ol | 16 | 0.00403 | LV
24-AL1/4-ST1A 0.4 | 11.25 | 1.2012 | 0.335 | 0.14 | ol | 24 | 0.00403 | LV
48-AL1/8-ST1A 0.4 | 12.2 | 0.5939 | 0.3 | 0.21 | ol | 48 | 0.00403 | LV
94-AL1/15-ST1A 0.4 | 13.2 | 0.306 | 0.29 | 0.35 | ol | 94 | 0.00403 | LV
34-AL1/6-ST1A 10.0 | 9.7 | 0.8342 | 0.36 | 0.17 | ol | 34 | 0.00403 | MV
48-AL1/8-ST1A 10.0 | 10.1 | 0.5939 | 0.35 | 0.21 | ol | 48 | 0.00403 | MV
70-AL1/11-ST1A 10.0 | 10.4 | 0.4132 | 0.339 | 0.29 | ol | 70 | 0.00403 | MV
94-AL1/15-ST1A 10.0 | 10.75 | 0.306 | 0.33 | 0.35 | ol | 94 | 0.00403 | MV
122-AL1/20-ST1A 10.0 | 11.1 | 0.2376 | 0.323 | 0.41 | ol | 122 | 0.00403 | MV
149-AL1/24-ST1A 10.0 | 11.25 | 0.194 | 0.315 | 0.47 | ol | 149 | 0.00403 | MV
34-AL1/6-ST1A 20.0 | 9.15 | 0.8342 | 0.382 | 0.17 | ol | 34 | 0.00403 | MV
48-AL1/8-ST1A 20.0 | 9.5 | 0.5939 | 0.372 | 0.21 | ol | 48 | 0.00403 | MV
70-AL1/11-ST1A 20.0 | 9.7 | 0.4132 | 0.36 | 0.29 | ol | 70 | 0.00403 | MV
94-AL1/15-ST1A 20.0 | 10 | 0.306 | 0.35 | 0.35 | ol | 94 | 0.00403 | MV
122-AL1/20-ST1A 20.0 | 10.3 | 0.2376 | 0.344 | 0.41 | ol | 122 | 0.00403 | MV
149-AL1/24-ST1A 20.0 | 10.5 | 0.194 | 0.337 | 0.47 | ol | 149 | 0.00403 | MV
184-AL1/30-ST1A 20.0 | 10.75 | 0.1571 | 0.33 | 0.535 | ol | 184 | 0.00403 | MV
243-AL1/39-ST1A 20.0 | 11 | 0.1188 | 0.32 | 0.645 | ol | 243 | 0.00403 | MV
48-AL1/8-ST1A 110.0 | 8 | 0.5939 | 0.46 | 0.21 | ol | 48 | 0.00403 | HV
70-AL1/11-ST1A 110.0 | 8.4 | 0.4132 | 0.45 | 0.29 | ol | 70 | 0.00403 | HV
94-AL1/15-ST1A 110.0 | 8.65 | 0.306 | 0.44 | 0.35 | ol | 94 | 0.00403 | HV
122-AL1/20-ST1A 110.0 | 8.5 | 0.2376 | 0.43 | 0.41 | ol | 122 | 0.00403 | HV
149-AL1/24-ST1A 110.0 | 8.75 | 0.194 | 0.41 | 0.47 | ol | 149 | 0.00403 | HV
184-AL1/30-ST1A 110.0 | 8.8 | 0.1571 | 0.4 | 0.535 | ol | 184 | 0.00403 | HV
243-AL1/39-ST1A 110.0 | 9 | 0.1188 | 0.39 | 0.645 | ol | 243 | 0.00403 | HV
305-AL1/39-ST1A 110.0 | 9.2 | 0.0949 | 0.38 | 0.74 | ol | 305 | 0.00403 | HV
490-AL1/64-ST1A 110.0 | 9.75 | 0.059 | 0.37 | 0.96 | ol | 490 | 0.00403 | HV
679-AL1/86-ST1A 110.0 | 9.95 | 0.042 | 0.36 | 1.15 | ol | 679 | 0.00403 | HV
490-AL1/64-ST1A 220.0 | 10 | 0.059 | 0.285 | 0.96 | ol | 490 | 0.00403 | HV
679-AL1/86-ST1A 220.0 | 11.7 | 0.042 | 0.275 | 1.15 | ol | 679 | 0.00403 | HV
490-AL1/64-ST1A 380.0 | 11 | 0.059 | 0.253 | 0.96 | ol | 490 | 0.00403 | HV
679-AL1/86-ST1A 380.0 | 14.6 | 0.042 | 0.25 | 1.15 | ol | 679 | 0.00403 | HV

## trafo_std_types
| i0_percent | pfe_kw | vkr_percent | sn_mva | vn_lv_kv | vn_hv_kv | vk_percent | shift_degree | vector_group | tap_side | tap_neutral | tap_min | tap_max | tap_step_degree | tap_step_percent | tap_phase_shifter
160 MVA 380/110 kV | 0.06 | 60 | 0.25 | 160 | 110 | 380 | 12.2 | 0 | Yy0 | hv | 0 | -9 | 9 | 0 | 1.5 | FALSE
100 MVA 220/110 kV | 0.06 | 55 | 0.26 | 100 | 110 | 220 | 12 | 0 | Yy0 | hv | 0 | -9 | 9 | 0 | 1.5 | FALSE
63 MVA 110/20 kV | 0.04 | 22 | 0.32 | 63 | 20 | 110 | 18 | 150 | YNd5 | hv | 0 | -9 | 9 | 0 | 1.5 | FALSE
40 MVA 110/20 kV | 0.05 | 18 | 0.34 | 40 | 20 | 110 | 16.2 | 150 | YNd5 | hv | 0 | -9 | 9 | 0 | 1.5 | FALSE
25 MVA 110/20 kV | 0.07 | 14 | 0.41 | 25 | 20 | 110 | 12 | 150 | YNd5 | hv | 0 | -9 | 9 | 0 | 1.5 | FALSE
63 MVA 110/10 kV | 0.04 | 22 | 0.32 | 63 | 10 | 110 | 18 | 150 | YNd5 | hv | 0 | -9 | 9 | 0 | 1.5 | FALSE
40 MVA 110/10 kV | 0.05 | 18 | 0.34 | 40 | 10 | 110 | 16.2 | 150 | YNd5 | hv | 0 | -9 | 9 | 0 | 1.5 | FALSE
25 MVA 110/10 kV | 0.07 | 14 | 0.41 | 25 | 10 | 110 | 12 | 150 | YNd5 | hv | 0 | -9 | 9 | 0 | 1.5 | FALSE
0.25 MVA 20/0.4 kV | 0.32 | 0.8 | 1.44 | 0.25 | 0.4 | 20 | 6 | 150 | Yzn5 | hv | 0 | -2 | 2 | 0 | 2.5 | FALSE
0.4 MVA 20/0.4 kV | 0.3375 | 1.35 | 1.425 | 0.4 | 0.4 | 20 | 6 | 150 | Dyn5 | hv | 0 | -2 | 2 | 0 | 2.5 | FALSE
0.63 MVA 20/0.4 kV | 0.2619 | 1.65 | 1.206 | 0.63 | 0.4 | 20 | 6 | 150 | Dyn5 | hv | 0 | -2 | 2 | 0 | 2.5 | FALSE
0.25 MVA 10/0.4 kV | 0.24 | 0.6 | 1.2 | 0.25 | 0.4 | 10 | 4 | 150 | Dyn5 | hv | 0 | -2 | 2 | 0 | 2.5 | FALSE
0.4 MVA 10/0.4 kV | 0.2375 | 0.95 | 1.325 | 0.4 | 0.4 | 10 | 4 | 150 | Dyn5 | hv | 0 | -2 | 2 | 0 | 2.5 | FALSE
0.63 MVA 10/0.4 kV | 0.1873 | 1.18 | 1.0794 | 0.63 | 0.4 | 10 | 4 | 150 | Dyn5 | hv | 0 | -2 | 2 | 0 | 2.5 | FALSE

## trafo3w_std_types
| sn_hv_mva | sn_mv_mva | sn_lv_mva | vn_hv_kv | vn_mv_kv | vn_lv_kv | vk_hv_percent | vk_mv_percent | vk_lv_percent | vkr_hv_percent | vkr_mv_percent | vkr_lv_percent | pfe_kw | i0_percent | shift_mv_degree | shift_lv_degree | vector_group | tap_side | tap_neutral | tap_min | tap_max | tap_step_percent
63/25/38 MVA 110/20/10 kV | 63 | 25 | 38 | 110 | 20 | 10 | 10.4 | 10.4 | 10.4 | 0.28 | 0.32 | 0.35 | 35 | 0.89 | 0 | 0 | YN0yn0yn0 | hv | 0 | -10 | 10 | 1.2
63/25/38 MVA 110/10/10 kV | 63 | 25 | 38 | 110 | 10 | 10 | 10.4 | 10.4 | 10.4 | 0.28 | 0.32 | 0.35 | 35 | 0.89 | 0 | 0 | YN0yn0yn0 | hv | 0 | -10 | 10 | 1.2

## fuse_std_types
| fuse_type | i_rated_a | t_avg | t_min | t_total | x_avg | x_min | x_total
HV 100A | HV 100A | 100 | 0 | [10.0, 3.64, 0.854, 0.281, 0.1, 0.0531, 0.022, 0.01] | [10.0, 4.267, 1.21, 0.403, 0.1, 0.058, 0.022, 0.01] | 0 | [300.0, 350.0, 450.0, 550.0, 700.0, 850.0, 1200.0, 1752.0] | [600.0, 700.0, 900.0, 1150.0, 1665.0, 2000.0, 3000.0, 4313.0]
HV 10A | HV 10A | 10 | 0 | [10.0, 1675.0, 0.344, 0.156, 0.1, 0.0417, 0.0171, 0.01] | [10.0, 1.3, 0.3, 0.155, 0.1, 0.0555, 0.023, 0.01] | 0 | [30.0, 32.0, 35.0, 37.0, 39.0, 50.0, 70.0, 88.0] | [60.0, 70.0, 80.0, 87.0, 94.0, 110.0, 150.0, 216.0]
HV 125A | HV 125A | 125 | 0 | [10.0, 1.82, 0.344, 0.1, 0.0467, 0.0269, 0.01] | [10.0, 2.478, 0.426, 0.1, 0.0427, 0.0211, 0.01] | 0 | [375.0, 500.0, 700.0, 925.0, 1200.0, 1500.0, 2341.0] | [750.0, 1000.0, 1500.0, 2200.0, 3000.0, 4000.0, 5765.0]
HV 160A | HV 160A | 160 | 0 | [10.0, 4.15, 1.03, 0.198, 0.1, 0.051, 0.0172, 0.01] | [10.0, 2.3, 0.734, 0.274, 0.1, 0.046, 0.0177, 0.01] | 0 | [480.0, 550.0, 700.0, 1000.0, 1260.0, 1600.0, 2500.0, 3227.0] | [960.0, 1300.0, 1700.0, 2200.0, 2996.0, 4000.0, 6000.0, 7946.0]
HV 16A | HV 16A | 16 | 0 | [10.0, 0.352, 0.164, 0.1, 0.0649, 0.0342, 0.01] | [10.0, 2.34, 0.722, 0.181, 0.1, 0.055, 0.0296, 0.01] | 0 | [48.0, 60.0, 65.0, 71.0, 80.0, 100.0, 162.0] | [96.0, 110.0, 125.0, 150.0, 168.0, 200.0, 250.0, 398.0]
HV 200A | HV 200A | 200 | 0 | [10.0, 4.267, 1.21, 0.403, 0.1, 0.058, 0.022, 0.01] | [10.0, 3.73, 1.654, 0.328, 0.1, 0.0531, 0.019, 0.01] | 0 | [600.0, 700.0, 900.0, 1150.0, 1665.0, 2000.0, 3000.0, 4313.0] | [1200.0, 1500.0, 1800.0, 2700.0, 3960.0, 5000.0, 7500.0, 10620.0]
HV 20A | HV 20A | 20 | 0 | [10.0, 1.3, 0.3, 0.155, 0.1, 0.0555, 0.023, 0.01] | [10.0, 1.3, 0.161, 0.1, 0.0611, 0.0399, 0.0141, 0.01] | 0 | [60.0, 70.0, 80.0, 87.0, 94.0, 110.0, 150.0, 216.0] | [120.0, 150.0, 200.0, 223.0, 260.0, 300.0, 450.0, 532.0]
HV 25A | HV 25A | 25 | 0 | [10.0, 2.512, 0.833, 0.299, 0.1, 0.0372, 0.0223, 0.01] | [10.0, 3.125, 0.597, 0.198, 0.1, 0.0378, 0.022, 0.01] | 0 | [75.0, 82.0, 90.0, 100.0, 124.0, 170.0, 200.0, 289.0] | [150.0, 170.0, 210.0, 250.0, 294.0, 400.0, 500.0, 711.0]
HV 31.5A | HV 31.5A | 31.5 | 0 | [10.0, 2.34, 0.722, 0.181, 0.1, 0.055, 0.0296, 0.01] | [10.0, 2.84, 0.368, 0.164, 0.1, 0.0621, 0.0378, 0.0195, 0.01] | 0 | [95.0, 110.0, 125.0, 150.0, 165.0, 200.0, 250.0, 390.0] | [189.0, 220.0, 300.0, 350.0, 393.0, 450.0, 530.0, 700.0, 960.0]
HV 40A | HV 40A | 40 | 0 | [10.0, 1.3, 0.161, 0.1, 0.0611, 0.0399, 0.0141, 0.01] | [10.0, 2.05, 0.369, 0.198, 0.1, 0.051, 0.0298, 0.01] | 0 | [120.0, 150.0, 200.0, 223.0, 260.0, 300.0, 450.0, 532.0] | [240.0, 300.0, 400.0, 450.0, 530.0, 650.0, 800.0, 1311.0]
HV 50A | HV 50A | 50 | 0 | [10.0, 3.215, 0.597, 0.198, 0.1, 0.0378, 0.022, 0.01] | [10.0, 3.64, 0.854, 0.281, 0.1, 0.0531, 0.022, 0.01] | 0 | [150.0, 170.0, 210.0, 250.0, 294.0, 400.0, 500.0, 711.0] | [300.0, 350.0, 450.0, 550.0, 700.0, 850.0, 1200.0, 1752.0]
HV 6.3A | HV 6.3A | 6.3 | 0 | [10.0, 1.39, 0.344, 0.168, 0.1, 0.056, 0.0263, 0.01] | [10.0, 1.711, 0.516, 0.198, 0.1, 0.0634, 0.0303, 0.01] | 0 | [19.0, 19.5, 20.4, 20.8, 22.0, 25.0, 32.0, 48.0] | [38.0, 40.0, 43.0, 48.0, 53.0, 60.0, 75.0, 118.0]
HV 63A | HV 63A | 63 | 0 | [10.0, 2.84, 0.368, 0.164, 0.1, 0.0621, 0.0378, 0.0195, 0.01] | [10.0, 1.82, 0.344, 0.1, 0.0467, 0.0269, 0.01] | 0 | [189.0, 220.0, 300.0, 350.0, 393.0, 450.0, 530.0, 700.0, 961.0] | [378.0, 500.0, 700.0, 934.0, 1200.0, 1500.0, 2366.0]
HV 80A | HV 80A | 80 | 0 | [10.0, 2.05, 0.369, 0.198, 0.1, 0.051, 0.0298, 0.01] | [10.0, 4.15, 1.03, 0.198, 0.1, 0.051, 0.0172, 0.01] | 0 | [240.0, 300.0, 400.0, 450.0, 530.0, 650.0, 800.0, 1311.0] | [480.0, 550.0, 700.0, 1000.0, 1260.0, 1600.0, 2500.0, 3227.0]
Siemens NH-1-100 | Siemens NH-1-100 | 100 | [5400.0, 2000.0, 400.0, 20.0, 1.0, 0.2, 0.012, 0.004] | 0 | 0 | [150.0, 190.0, 250.0, 430.0, 900.0, 1250.0, 2700.0, 3600.0] | 0 | 0
Siemens NH-1-125 | Siemens NH-1-125 | 125 | [4800.0, 120.0, 7.0, 0.1, 0.004] | 0 | 0 | [180.0, 400.0, 740.0, 2000.0, 4250.0] | 0 | 0
Siemens NH-1-16 | Siemens NH-1-16 | 16 | [4000.0, 400.0, 2.0, 0.1, 0.04, 0.01] | 0 | 0 | [26.0, 35.0, 75.0, 150.0, 200.0, 300.0] | 0 | 0
Siemens NH-1-160 | Siemens NH-1-160 | 160 | [4800.0, 120.0, 7.0, 0.1, 0.004] | 0 | 0 | [210.0, 500.0, 900.0, 2300.0, 5000.0] | 0 | 0
Siemens NH-1-25 | Siemens NH-1-25 | 25 | [4000.0, 1000.0, 10.0, 0.2, 0.02, 0.01] | 0 | 0 | [40.0, 50.0, 100.0, 210.0, 400.0, 500.0] | 0 | 0
Siemens NH-1-50 | Siemens NH-1-50 | 50 | [4000.0, 40.0, 4.0, 1.0, 0.02, 0.01] | 0 | 0 | [86.0, 200.0, 300.0, 400.0, 1000.0, 1280.0] | 0 | 0
Siemens NH-1-63 | Siemens NH-1-63 | 63 | [4000.0, 100.0, 10.0, 2.0, 0.04, 0.01] | 0 | 0 | [100.0, 200.0, 300.0, 400.0, 1000.0, 1500.0] | 0 | 0
Siemens NH-1-80 | Siemens NH-1-80 | 80 | [4800.0, 120.0, 7.0, 0.1, 0.01] | 0 | 0 | [150.58, 250.0, 450.0, 1150.0, 2470.0] | 0 | 0
Siemens NH-2-1000 | Siemens NH-2-1000 | 1000 | [4800.0, 120.0, 7.0, 0.1, 0.004] | 0 | 0 | [1900.0, 3500.0, 8400.0, 24000.0, 52000.0] | 0 | 0
Siemens NH-2-200 | Siemens NH-2-200 | 200 | [4800.0, 120.0, 7.0, 0.1, 0.004] | 0 | 0 | [280.0, 650.0, 1200.0, 3000.0, 7000.0] | 0 | 0
Siemens NH-2-224 | Siemens NH-2-224 | 224 | [4800.0, 120.0, 7.0, 0.2, 0.04, 0.004] | 0 | 0 | [400.0, 750.0, 1453.0, 3025.0, 4315.0, 7600.0] | 0 | 0
Siemens NH-2-250 | Siemens NH-2-250 | 250 | [4800.0, 120.0, 7.0, 0.1, 0.004] | 0 | 0 | [450.0, 800.0, 1650.0, 4000.0, 8500.0] | 0 | 0
Siemens NH-2-315 | Siemens NH-2-315 | 315 | [4800.0, 120.0, 7.0, 0.1, 0.004] | 0 | 0 | [550.0, 920.0, 1900.0, 5000.0, 11000.0] | 0 | 0
Siemens NH-2-355 | Siemens NH-2-355 | 355 | [4800.0, 120.0, 6.0, 0.1, 0.004] | 0 | 0 | [650.0, 1116.27, 2350.0, 5840.0, 12790.0] | 0 | 0
Siemens NH-2-400 | Siemens NH-2-400 | 400 | [4800.0, 120.0, 7.0, 0.1, 0.004] | 0 | 0 | [720.0, 1350.0, 2800.0, 6500.0, 15000.0] | 0 | 0
Siemens NH-2-425 | Siemens NH-2-425 | 425 | [4800.0, 120.0, 7.0, 0.1, 0.004] | 0 | 0 | [850.0, 1500.0, 3050.0, 7500.0, 16500.0] | 0 | 0
Siemens NH-2-630 | Siemens NH-2-630 | 630 | [4800.0, 120.0, 7.0, 0.1, 0.004] | 0 | 0 | [1200.0, 2000.0, 4800.0, 12000.0, 26000.0] | 0 | 0

## dtypes
| element | column | dtype
0 | bus | name | object
1 | bus | vn_kv | float64
2 | bus | type | object
3 | bus | zone | object
4 | bus | in_service | bool
5 | load | name | object
6 | load | bus | uint32
7 | load | p_mw | float64
8 | load | q_mvar | float64
9 | load | const_z_percent | float64
10 | load | const_i_percent | float64
11 | load | sn_mva | float64
12 | load | scaling | float64
13 | load | in_service | bool
14 | load | type | object
15 | ext_grid | name | object
16 | ext_grid | bus | uint32
17 | ext_grid | vm_pu | float64
18 | ext_grid | va_degree | float64
19 | ext_grid | slack_weight | float64
20 | ext_grid | in_service | bool
21 | line | name | object
22 | line | std_type | object
23 | line | from_bus | uint32
24 | line | to_bus | uint32
25 | line | length_km | float64
26 | line | r_ohm_per_km | float64
27 | line | x_ohm_per_km | float64
28 | line | c_nf_per_km | float64
29 | line | g_us_per_km | float64
30 | line | max_i_ka | float64
31 | line | df | float64
32 | line | parallel | uint32
33 | line | type | object
34 | line | in_service | bool
35 | trafo | name | object
36 | trafo | std_type | object
37 | trafo | hv_bus | uint32
38 | trafo | lv_bus | uint32
39 | trafo | sn_mva | float64
40 | trafo | vn_hv_kv | float64
41 | trafo | vn_lv_kv | float64
42 | trafo | vk_percent | float64
43 | trafo | vkr_percent | float64
44 | trafo | pfe_kw | float64
45 | trafo | i0_percent | float64
46 | trafo | shift_degree | float64
47 | trafo | tap_side | object
48 | trafo | tap_neutral | int32
49 | trafo | tap_min | int32
50 | trafo | tap_max | int32
51 | trafo | tap_step_percent | float64
52 | trafo | tap_step_degree | float64
53 | trafo | tap_pos | int32
54 | trafo | tap_phase_shifter | bool
55 | trafo | parallel | uint32
56 | trafo | df | float64
57 | trafo | in_service | bool
58 | line_geodata | coords | object
59 | bus_geodata | x | float64
60 | bus_geodata | y | float64
61 | bus_geodata | coords | object

## parameters
| version | format_version | converged | OPF_converged | name | f_hz | sn_mva
0 | 2.14.6 | 2.14.0 | FALSE | FALSE |  | 50 | 1