## bus
| name | vn_kv | type | zone | in_service
0 | bus_LV_2474-2_0_5_node_0 | 0.4 | n |  | TRUE
1 | bus_LV_2474-2_0_5_node_1 | 0.4 | n |  | TRUE
2 | bus_LV_2474-2_0_5_node_2 | 0.4 | n |  | TRUE
3 | bus_LV_2474-2_0_5_node_3 | 0.4 | n |  | TRUE
4 | bus_LV_2474-2_0_5_node_4 | 0.4 | n |  | TRUE
5 | bus_LV_2474-2_0_5_node_108 | 0.4 | n |  | TRUE
6 | bus_LV_2474-2_0_5_node_124 | 0.4 | n |  | TRUE
7 | bus_LV_2474-2_0_5_node_218 | 0.4 | n |  | TRUE
8 | bus_LV_2474-2_0_5_node_5 | 0.4 | n |  | TRUE
9 | bus_LV_2474-2_0_5_node_6 | 0.4 | n |  | TRUE
10 | bus_LV_2474-2_0_5_node_7 | 0.4 | n |  | TRUE
11 | bus_LV_2474-2_0_5_node_8 | 0.4 | n |  | TRUE
12 | bus_LV_2474-2_0_5_node_13 | 0.4 | n |  | TRUE
13 | bus_LV_2474-2_0_5_node_50 | 0.4 | n |  | TRUE
14 | bus_LV_2474-2_0_5_node_272 | 0.4 | n |  | TRUE
15 | bus_LV_2474-2_0_5_node_177 | 0.4 | n |  | TRUE
16 | bus_LV_2474-2_0_5_node_174 | 0.4 | n |  | TRUE
17 | bus_LV_2474-2_0_5_node_9 | 0.4 | n |  | TRUE
18 | bus_LV_2474-2_0_5_node_10 | 0.4 | n |  | TRUE
19 | bus_LV_2474-2_0_5_node_12 | 0.4 | n |  | TRUE
20 | bus_LV_2474-2_0_5_node_72 | 0.4 | n |  | TRUE
21 | bus_LV_2474-2_0_5_node_48 | 0.4 | n |  | TRUE
22 | bus_LV_2474-2_0_5_node_53 | 0.4 | n |  | TRUE
23 | bus_LV_2474-2_0_5_node_14 | 0.4 | n |  | TRUE
24 | bus_LV_2474-2_0_5_node_15 | 0.4 | n |  | TRUE
25 | bus_LV_2474-2_0_5_node_16 | 0.4 | n |  | TRUE
26 | bus_LV_2474-2_0_5_node_17 | 0.4 | n |  | TRUE
27 | bus_LV_2474-2_0_5_node_18 | 0.4 | n |  | TRUE
28 | bus_LV_2474-2_0_5_node_19 | 0.4 | n |  | TRUE
29 | bus_LV_2474-2_0_5_node_156 | 0.4 | n |  | TRUE
30 | bus_LV_2474-2_0_5_node_20 | 0.4 | n |  | TRUE
31 | bus_LV_2474-2_0_5_node_235 | 0.4 | n |  | TRUE
32 | bus_LV_2474-2_0_5_node_270 | 0.4 | n |  | TRUE
33 | bus_LV_2474-2_0_5_node_127 | 0.4 | n |  | TRUE
34 | bus_LV_2474-2_0_5_node_155 | 0.4 | n |  | TRUE
35 | bus_LV_2474-2_0_5_node_21 | 0.4 | n |  | TRUE
36 | bus_LV_2474-2_0_5_node_234 | 0.4 | n |  | TRUE
37 | bus_LV_2474-2_0_5_node_137 | 0.4 | n |  | TRUE
38 | bus_LV_2474-2_0_5_node_135 | 0.4 | n |  | TRUE
39 | bus_LV_2474-2_0_5_node_22 | 0.4 | n |  | TRUE
40 | bus_LV_2474-2_0_5_node_23 | 0.4 | n |  | TRUE
41 | bus_LV_2474-2_0_5_node_24 | 0.4 | n |  | TRUE
42 | bus_LV_2474-2_0_5_node_25 | 0.4 | n |  | TRUE
43 | bus_LV_2474-2_0_5_node_26 | 0.4 | n |  | TRUE
44 | bus_LV_2474-2_0_5_node_102 | 0.4 | n |  | TRUE
45 | bus_LV_2474-2_0_5_node_105 | 0.4 | n |  | TRUE
46 | bus_LV_2474-2_0_5_node_106 | 0.4 | n |  | TRUE
47 | bus_LV_2474-2_0_5_node_104 | 0.4 | n |  | TRUE
48 | bus_LV_2474-2_0_5_node_100 | 0.4 | n |  | TRUE
49 | bus_LV_2474-2_0_5_node_162 | 0.4 | n |  | TRUE
50 | bus_LV_2474-2_0_5_node_109 | 0.4 | n |  | TRUE
51 | bus_LV_2474-2_0_5_node_27 | 0.4 | n |  | TRUE
52 | bus_LV_2474-2_0_5_node_28 | 0.4 | n |  | TRUE
53 | bus_LV_2474-2_0_5_node_29 | 0.4 | n |  | TRUE
54 | bus_LV_2474-2_0_5_node_30 | 0.4 | n |  | TRUE
55 | bus_LV_2474-2_0_5_node_31 | 0.4 | n |  | TRUE
56 | bus_LV_2474-2_0_5_node_32 | 0.4 | n |  | TRUE
57 | bus_LV_2474-2_0_5_node_190 | 0.4 | n |  | TRUE
58 | bus_LV_2474-2_0_5_node_203 | 0.4 | n |  | TRUE
59 | bus_LV_2474-2_0_5_node_164 | 0.4 | n |  | TRUE
60 | bus_LV_2474-2_0_5_node_189 | 0.4 | n |  | TRUE
61 | bus_LV_2474-2_0_5_node_114 | 0.4 | n |  | TRUE
62 | bus_LV_2474-2_0_5_node_163 | 0.4 | n |  | TRUE
63 | bus_LV_2474-2_0_5_node_33 | 0.4 | n |  | TRUE
64 | bus_LV_2474-2_0_5_node_34 | 0.4 | n |  | TRUE
65 | bus_LV_2474-2_0_5_node_35 | 0.4 | n |  | TRUE
66 | bus_LV_2474-2_0_5_node_36 | 0.4 | n |  | TRUE
67 | bus_LV_2474-2_0_5_node_38 | 0.4 | n |  | TRUE
68 | bus_LV_2474-2_0_5_node_168 | 0.4 | n |  | TRUE
69 | bus_LV_2474-2_0_5_node_165 | 0.4 | n |  | TRUE
70 | bus_LV_2474-2_0_5_node_245 | 0.4 | n |  | TRUE
71 | bus_LV_2474-2_0_5_node_196 | 0.4 | n |  | TRUE
72 | bus_LV_2474-2_0_5_node_195 | 0.4 | n |  | TRUE
73 | bus_LV_2474-2_0_5_node_166 | 0.4 | n |  | TRUE
74 | bus_LV_2474-2_0_5_node_39 | 0.4 | n |  | TRUE
75 | bus_LV_2474-2_0_5_node_40 | 0.4 | n |  | TRUE
76 | bus_LV_2474-2_0_5_node_41 | 0.4 | n |  | TRUE
77 | bus_LV_2474-2_0_5_node_42 | 0.4 | n |  | TRUE
78 | bus_LV_2474-2_0_5_node_43 | 0.4 | n |  | TRUE
79 | bus_LV_2474-2_0_5_node_216 | 0.4 | n |  | TRUE
80 | bus_LV_2474-2_0_5_node_83 | 0.4 | n |  | TRUE
81 | bus_LV_2474-2_0_5_node_226 | 0.4 | n |  | TRUE
82 | bus_LV_2474-2_0_5_node_225 | 0.4 | n |  | TRUE
83 | bus_LV_2474-2_0_5_node_81 | 0.4 | n |  | TRUE
84 | bus_LV_2474-2_0_5_node_44 | 0.4 | n |  | TRUE
85 | bus_LV_2474-2_0_5_node_45 | 0.4 | n |  | TRUE
86 | bus_LV_2474-2_0_5_node_46 | 0.4 | n |  | TRUE
87 | bus_LV_2474-2_0_5_node_47 | 0.4 | n |  | TRUE
88 | bus_LV_2474-2_0_5_node_49 | 0.4 | n |  | TRUE
89 | bus_LV_2474-2_0_5_node_60 | 0.4 | n |  | TRUE
90 | bus_LV_2474-2_0_5_node_237 | 0.4 | n |  | TRUE
91 | bus_LV_2474-2_0_5_node_61 | 0.4 | n |  | TRUE
92 | bus_LV_2474-2_0_5_node_238 | 0.4 | n |  | TRUE
93 | bus_LV_2474-2_0_5_node_243 | 0.4 | n |  | TRUE
94 | bus_LV_2474-2_0_5_node_175 | 0.4 | n |  | TRUE
95 | bus_LV_2474-2_0_5_node_51 | 0.4 | n |  | TRUE
96 | bus_LV_2474-2_0_5_node_52 | 0.4 | n |  | TRUE
97 | bus_LV_2474-2_0_5_node_79 | 0.4 | n |  | TRUE
98 | bus_LV_2474-2_0_5_node_107 | 0.4 | n |  | TRUE
99 | bus_LV_2474-2_0_5_node_78 | 0.4 | n |  | TRUE
100 | bus_LV_2474-2_0_5_node_173 | 0.4 | n |  | TRUE
101 | bus_LV_2474-2_0_5_node_171 | 0.4 | n |  | TRUE
102 | bus_LV_2474-2_0_5_node_54 | 0.4 | n |  | TRUE
103 | bus_LV_2474-2_0_5_node_55 | 0.4 | n |  | TRUE
104 | bus_LV_2474-2_0_5_node_56 | 0.4 | n |  | TRUE
105 | bus_LV_2474-2_0_5_node_57 | 0.4 | n |  | TRUE
106 | bus_LV_2474-2_0_5_node_58 | 0.4 | n |  | TRUE
107 | bus_LV_2474-2_0_5_node_59 | 0.4 | n |  | TRUE
108 | bus_LV_2474-2_0_5_node_247 | 0.4 | n |  | TRUE
109 | bus_LV_2474-2_0_5_node_146 | 0.4 | n |  | TRUE
110 | bus_LV_2474-2_0_5_node_147 | 0.4 | n |  | TRUE
111 | bus_LV_2474-2_0_5_node_161 | 0.4 | n |  | TRUE
112 | bus_LV_2474-2_0_5_node_77 | 0.4 | n |  | TRUE
113 | bus_LV_2474-2_0_5_node_116 | 0.4 | n |  | TRUE
114 | bus_LV_2474-2_0_5_node_210 | 0.4 | n |  | TRUE
115 | bus_LV_2474-2_0_5_node_75 | 0.4 | n |  | TRUE
116 | bus_LV_2474-2_0_5_node_115 | 0.4 | n |  | TRUE
117 | bus_LV_2474-2_0_5_node_62 | 0.4 | n |  | TRUE
118 | bus_LV_2474-2_0_5_node_63 | 0.4 | n |  | TRUE
119 | bus_LV_2474-2_0_5_node_65 | 0.4 | n |  | TRUE
120 | bus_LV_2474-2_0_5_node_66 | 0.4 | n |  | TRUE
121 | bus_LV_2474-2_0_5_node_64 | 0.4 | n |  | TRUE
122 | bus_LV_2474-2_0_5_node_68 | 0.4 | n |  | TRUE
123 | bus_LV_2474-2_0_5_node_67 | 0.4 | n |  | TRUE
124 | bus_LV_2474-2_0_5_node_69 | 0.4 | n |  | TRUE
125 | bus_LV_2474-2_0_5_node_70 | 0.4 | n |  | TRUE
126 | bus_LV_2474-2_0_5_node_71 | 0.4 | n |  | TRUE
127 | bus_LV_2474-2_0_5_node_167 | 0.4 | n |  | TRUE
128 | bus_LV_2474-2_0_5_node_103 | 0.4 | n |  | TRUE
129 | bus_LV_2474-2_0_5_node_101 | 0.4 | n |  | TRUE
130 | bus_LV_2474-2_0_5_node_73 | 0.4 | n |  | TRUE
131 | bus_LV_2474-2_0_5_node_74 | 0.4 | n |  | TRUE
132 | bus_LV_2474-2_0_5_node_76 | 0.4 | n |  | TRUE
133 | bus_LV_2474-2_0_5_node_213 | 0.4 | n |  | TRUE
134 | bus_LV_2474-2_0_5_node_212 | 0.4 | n |  | TRUE
135 | bus_LV_2474-2_0_5_node_128 | 0.4 | n |  | TRUE
136 | bus_LV_2474-2_0_5_node_80 | 0.4 | n |  | TRUE
137 | bus_LV_2474-2_0_5_node_82 | 0.4 | n |  | TRUE
138 | bus_LV_2474-2_0_5_node_84 | 0.4 | n |  | TRUE
139 | bus_LV_2474-2_0_5_node_85 | 0.4 | n |  | TRUE
140 | bus_LV_2474-2_0_5_node_86 | 0.4 | n |  | TRUE
141 | bus_LV_2474-2_0_5_node_87 | 0.4 | n |  | TRUE
142 | bus_LV_2474-2_0_5_node_88 | 0.4 | n |  | TRUE
143 | bus_LV_2474-2_0_5_node_176 | 0.4 | n |  | TRUE
144 | bus_LV_2474-2_0_5_node_209 | 0.4 | n |  | TRUE
145 | bus_LV_2474-2_0_5_node_200 | 0.4 | n |  | TRUE
146 | bus_LV_2474-2_0_5_node_201 | 0.4 | n |  | TRUE
147 | bus_LV_2474-2_0_5_node_89 | 0.4 | n |  | TRUE
148 | bus_LV_2474-2_0_5_node_90 | 0.4 | n |  | TRUE
149 | bus_LV_2474-2_0_5_node_91 | 0.4 | n |  | TRUE
150 | bus_LV_2474-2_0_5_node_92 | 0.4 | n |  | TRUE
151 | bus_LV_2474-2_0_5_node_93 | 0.4 | n |  | TRUE
152 | bus_LV_2474-2_0_5_node_98 | 0.4 | n |  | TRUE
153 | bus_LV_2474-2_0_5_node_96 | 0.4 | n |  | TRUE
154 | bus_LV_2474-2_0_5_node_94 | 0.4 | n |  | TRUE
155 | bus_LV_2474-2_0_5_node_95 | 0.4 | n |  | TRUE
156 | bus_LV_2474-2_0_5_node_97 | 0.4 | n |  | TRUE
157 | bus_LV_2474-2_0_5_node_99 | 0.4 | n |  | TRUE
158 | bus_LV_2474-2_0_5_node_188 | 0.4 | n |  | TRUE
159 | bus_LV_2474-2_0_5_node_154 | 0.4 | n |  | TRUE
160 | bus_LV_2474-2_0_5_node_153 | 0.4 | n |  | TRUE
161 | bus_LV_2474-2_0_5_node_144 | 0.4 | n |  | TRUE
162 | bus_LV_2474-2_0_5_node_145 | 0.4 | n |  | TRUE
163 | bus_LV_2474-2_0_5_node_184 | 0.4 | n |  | TRUE
164 | bus_LV_2474-2_0_5_node_123 | 0.4 | n |  | TRUE
165 | bus_LV_2474-2_0_5_node_217 | 0.4 | n |  | TRUE
166 | bus_LV_2474-2_0_5_node_110 | 0.4 | n |  | TRUE
167 | bus_LV_2474-2_0_5_node_111 | 0.4 | n |  | TRUE
168 | bus_LV_2474-2_0_5_node_112 | 0.4 | n |  | TRUE
169 | bus_LV_2474-2_0_5_node_113 | 0.4 | n |  | TRUE
170 | bus_LV_2474-2_0_5_node_117 | 0.4 | n |  | TRUE
171 | bus_LV_2474-2_0_5_node_118 | 0.4 | n |  | TRUE
172 | bus_LV_2474-2_0_5_node_119 | 0.4 | n |  | TRUE
173 | bus_LV_2474-2_0_5_node_120 | 0.4 | n |  | TRUE
174 | bus_LV_2474-2_0_5_node_121 | 0.4 | n |  | TRUE
175 | bus_LV_2474-2_0_5_node_122 | 0.4 | n |  | TRUE
176 | bus_LV_2474-2_0_5_node_244 | 0.4 | n |  | TRUE
177 | bus_LV_2474-2_0_5_node_194 | 0.4 | n |  | TRUE
178 | bus_LV_2474-2_0_5_node_251 | 0.4 | n |  | TRUE
179 | bus_LV_2474-2_0_5_node_233 | 0.4 | n |  | TRUE
180 | bus_LV_2474-2_0_5_node_192 | 0.4 | n |  | TRUE
181 | bus_LV_2474-2_0_5_node_256 | 0.4 | n |  | TRUE
182 | bus_LV_2474-2_0_5_node_125 | 0.4 | n |  | TRUE
183 | bus_LV_2474-2_0_5_node_126 | 0.4 | n |  | TRUE
184 | bus_LV_2474-2_0_5_node_170 | 0.4 | n |  | TRUE
185 | bus_LV_2474-2_0_5_node_169 | 0.4 | n |  | TRUE
186 | bus_LV_2474-2_0_5_node_185 | 0.4 | n |  | TRUE
187 | bus_LV_2474-2_0_5_node_129 | 0.4 | n |  | TRUE
188 | bus_LV_2474-2_0_5_node_130 | 0.4 | n |  | TRUE
189 | bus_LV_2474-2_0_5_node_131 | 0.4 | n |  | TRUE
190 | bus_LV_2474-2_0_5_node_132 | 0.4 | n |  | TRUE
191 | bus_LV_2474-2_0_5_node_133 | 0.4 | n |  | TRUE
192 | bus_LV_2474-2_0_5_node_134 | 0.4 | n |  | TRUE
193 | bus_LV_2474-2_0_5_node_172 | 0.4 | n |  | TRUE
194 | bus_LV_2474-2_0_5_node_136 | 0.4 | n |  | TRUE
195 | bus_LV_2474-2_0_5_node_138 | 0.4 | n |  | TRUE
196 | bus_LV_2474-2_0_5_node_246 | 0.4 | n |  | TRUE
197 | bus_LV_2474-2_0_5_node_150 | 0.4 | n |  | TRUE
198 | bus_LV_2474-2_0_5_node_271 | 0.4 | n |  | TRUE
199 | bus_LV_2474-2_0_5_node_149 | 0.4 | n |  | TRUE
200 | bus_LV_2474-2_0_5_node_139 | 0.4 | n |  | TRUE
201 | bus_LV_2474-2_0_5_node_140 | 0.4 | n |  | TRUE
202 | bus_LV_2474-2_0_5_node_141 | 0.4 | n |  | TRUE
203 | bus_LV_2474-2_0_5_node_142 | 0.4 | n |  | TRUE
204 | bus_LV_2474-2_0_5_node_143 | 0.4 | n |  | TRUE
205 | bus_LV_2474-2_0_5_node_224 | 0.4 | n |  | TRUE
206 | bus_LV_2474-2_0_5_node_211 | 0.4 | n |  | TRUE
207 | bus_LV_2474-2_0_5_node_157 | 0.4 | n |  | TRUE
208 | bus_LV_2474-2_0_5_node_158 | 0.4 | n |  | TRUE
209 | bus_LV_2474-2_0_5_node_159 | 0.4 | n |  | TRUE
210 | bus_LV_2474-2_0_5_node_160 | 0.4 | n |  | TRUE
211 | bus_LV_2474-2_0_5_node_202 | 0.4 | n |  | TRUE
212 | bus_LV_2474-2_0_5_node_205 | 0.4 | n |  | TRUE
213 | bus_LV_2474-2_0_5_node_204 | 0.4 | n |  | TRUE
214 | bus_LV_2474-2_0_5_node_252 | 0.4 | n |  | TRUE
215 | bus_LV_2474-2_0_5_node_181 | 0.4 | n |  | TRUE
216 | bus_LV_2474-2_0_5_node_178 | 0.4 | n |  | TRUE
217 | bus_LV_2474-2_0_5_node_179 | 0.4 | n |  | TRUE
218 | bus_LV_2474-2_0_5_node_180 | 0.4 | n |  | TRUE
219 | bus_LV_2474-2_0_5_node_182 | 0.4 | n |  | TRUE
220 | bus_LV_2474-2_0_5_node_183 | 0.4 | n |  | TRUE
221 | bus_LV_2474-2_0_5_node_186 | 0.4 | n |  | TRUE
222 | bus_LV_2474-2_0_5_node_187 | 0.4 | n |  | TRUE
223 | bus_LV_2474-2_0_5_node_250 | 0.4 | n |  | TRUE
224 | bus_LV_2474-2_0_5_node_249 | 0.4 | n |  | TRUE
225 | bus_LV_2474-2_0_5_node_191 | 0.4 | n |  | TRUE
226 | bus_LV_2474-2_0_5_node_193 | 0.4 | n |  | TRUE
227 | bus_LV_2474-2_0_5_node_232 | 0.4 | n |  | TRUE
228 | bus_LV_2474-2_0_5_node_197 | 0.4 | n |  | TRUE
229 | bus_LV_2474-2_0_5_node_198 | 0.4 | n |  | TRUE
230 | bus_LV_2474-2_0_5_node_199 | 0.4 | n |  | TRUE
231 | bus_LV_2474-2_0_5_node_222 | 0.4 | n |  | TRUE
232 | bus_LV_2474-2_0_5_node_220 | 0.4 | n |  | TRUE
233 | bus_LV_2474-2_0_5_node_206 | 0.4 | n |  | TRUE
234 | bus_LV_2474-2_0_5_node_207 | 0.4 | n |  | TRUE
235 | bus_LV_2474-2_0_5_node_208 | 0.4 | n |  | TRUE
236 | bus_LV_2474-2_0_5_node_259 | 0.4 | n |  | TRUE
237 | bus_LV_2474-2_0_5_node_260 | 0.4 | n |  | TRUE
238 | bus_LV_2474-2_0_5_node_261 | 0.4 | n |  | TRUE
239 | bus_LV_2474-2_0_5_node_214 | 0.4 | n |  | TRUE
240 | bus_LV_2474-2_0_5_node_215 | 0.4 | n |  | TRUE
241 | bus_LV_2474-2_0_5_node_262 | 0.4 | n |  | TRUE
242 | bus_LV_2474-2_0_5_node_227 | 0.4 | n |  | TRUE
243 | bus_LV_2474-2_0_5_node_219 | 0.4 | n |  | TRUE
244 | bus_LV_2474-2_0_5_node_221 | 0.4 | n |  | TRUE
245 | bus_LV_2474-2_0_5_node_223 | 0.4 | n |  | TRUE
246 | bus_LV_2474-2_0_5_node_269 | 0.4 | n |  | TRUE
247 | bus_LV_2474-2_0_5_node_228 | 0.4 | n |  | TRUE
248 | bus_LV_2474-2_0_5_node_229 | 0.4 | n |  | TRUE
249 | bus_LV_2474-2_0_5_node_230 | 0.4 | n |  | TRUE
250 | bus_LV_2474-2_0_5_node_231 | 0.4 | n |  | TRUE
251 | bus_LV_2474-2_0_5_node_239 | 0.4 | n |  | TRUE
252 | bus_LV_2474-2_0_5_node_242 | 0.4 | n |  | TRUE
253 | bus_LV_2474-2_0_5_node_240 | 0.4 | n |  | TRUE
254 | bus_LV_2474-2_0_5_node_255 | 0.4 | n |  | TRUE
255 | bus_LV_2474-2_0_5_node_253 | 0.4 | n |  | TRUE
256 | bus_LV_2474-2_0_5_node_241 | 0.4 | n |  | TRUE
257 | bus_LV_2474-2_0_5_node_254 | 0.4 | n |  | TRUE
258 | bus_LV_2474-2_0_5_node_266 | 0.4 | n |  | TRUE
259 | bus_LV_2474-2_0_5_node_265 | 0.4 | n |  | TRUE
260 | bus_LV_2474-2_0_5_node_248 | 0.4 | n |  | TRUE
261 | bus_LV_2474-2_0_5_node_257 | 0.4 | n |  | TRUE
262 | bus_LV_2474-2_0_5_node_264 | 0.4 | n |  | TRUE
263 | bus_LV_2474-2_0_5_node_258 | 0.4 | n |  | TRUE
264 | bus_LV_2474-2_0_5_node_263 | 0.4 | n |  | TRUE
265 | bus_MV_286_0_node_3 | 20 | n |  | TRUE

## load
| name | bus | p_mw | q_mvar | const_z_percent | const_i_percent | sn_mva | scaling | in_service | type
0 | LV_2474-2_0_5_load_0 | 0 | 0.0010742 | 0.00026922 | 0 | 0 |  | 1 | TRUE | wye
1 | LV_2474-2_0_5_load_1 | 1 | 0.0010084 | 0.00025274 | 0 | 0 |  | 1 | TRUE | wye
2 | LV_2474-2_0_5_load_3 | 3 | 0.0013271 | 0.0003326 | 0 | 0 |  | 1 | TRUE | wye
3 | LV_2474-2_0_5_load_4 | 4 | 0.0011064 | 0.00027728 | 0 | 0 |  | 1 | TRUE | wye
4 | LV_2474-2_0_5_load_124 | 6 | 0.0012105 | 0.00030338 | 0 | 0 |  | 1 | TRUE | wye
5 | LV_2474-2_0_5_load_218 | 7 | 0.0010942 | 0.00027424 | 0 | 0 |  | 1 | TRUE | wye
6 | LV_2474-2_0_5_load_5 | 8 | 0.0027096 | 0.00067909 | 0 | 0 |  | 1 | TRUE | wye
7 | LV_2474-2_0_5_load_6 | 9 | 0.0050585 | 0.0012678 | 0 | 0 |  | 1 | TRUE | wye
8 | LV_2474-2_0_5_load_7 | 10 | 0.0027669 | 0.00069345 | 0 | 0 |  | 1 | TRUE | wye
9 | LV_2474-2_0_5_load_272 | 14 | 0.0014284 | 0.00035798 | 0 | 0 |  | 1 | TRUE | wye
10 | LV_2474-2_0_5_load_177 | 15 | 0.001117 | 0.00027995 | 0 | 0 |  | 1 | TRUE | wye
11 | LV_2474-2_0_5_load_174 | 16 | 0.0012046 | 0.00030189 | 0 | 0 |  | 1 | TRUE | wye
12 | LV_2474-2_0_5_load_9 | 17 | 0.001265 | 0.00031703 | 0 | 0 |  | 1 | TRUE | wye
13 | LV_2474-2_0_5_load_10 | 18 | 0.0010101 | 0.00025315 | 0 | 0 |  | 1 | TRUE | wye
14 | LV_2474-2_0_5_load_12 | 19 | 0.0022869 | 0.00057314 | 0 | 0 |  | 1 | TRUE | wye
15 | LV_2474-2_0_5_load_72 | 20 | 0.001427 | 0.00035764 | 0 | 0 |  | 1 | TRUE | wye
16 | LV_2474-2_0_5_load_48 | 21 | 0.0018142 | 0.00045469 | 0 | 0 |  | 1 | TRUE | wye
17 | LV_2474-2_0_5_load_14 | 23 | 0.0013129 | 0.00032903 | 0 | 0 |  | 1 | TRUE | wye
18 | LV_2474-2_0_5_load_15 | 24 | 0.0011958 | 0.0002997 | 0 | 0 |  | 1 | TRUE | wye
19 | LV_2474-2_0_5_load_17 | 26 | 0.00090838 | 0.00022766 | 0 | 0 |  | 1 | TRUE | wye
20 | LV_2474-2_0_5_load_18 | 27 | 0.0021905 | 0.000549 | 0 | 0 |  | 1 | TRUE | wye
21 | LV_2474-2_0_5_load_20 | 30 | 0.0013873 | 0.00034769 | 0 | 0 |  | 1 | TRUE | wye
22 | LV_2474-2_0_5_load_270 | 32 | 0.0026001 | 0.00065165 | 0 | 0 |  | 1 | TRUE | wye
23 | LV_2474-2_0_5_load_127 | 33 | 0.0052029 | 0.001304 | 0 | 0 |  | 1 | TRUE | wye
24 | LV_2474-2_0_5_load_155 | 34 | 0.0035562 | 0.00089128 | 0 | 0 |  | 1 | TRUE | wye
25 | LV_2474-2_0_5_load_21 | 35 | 0.00092953 | 0.00023296 | 0 | 0 |  | 1 | TRUE | wye
26 | LV_2474-2_0_5_load_234 | 36 | 0.00096439 | 0.0002417 | 0 | 0 |  | 1 | TRUE | wye
27 | LV_2474-2_0_5_load_137 | 37 | 0.00092827 | 0.00023265 | 0 | 0 |  | 1 | TRUE | wye
28 | LV_2474-2_0_5_load_135 | 38 | 0.0012977 | 0.00032525 | 0 | 0 |  | 1 | TRUE | wye
29 | LV_2474-2_0_5_load_22 | 39 | 0.00263 | 0.00065914 | 0 | 0 |  | 1 | TRUE | wye
30 | LV_2474-2_0_5_load_23 | 40 | 0.00094582 | 0.00023704 | 0 | 0 |  | 1 | TRUE | wye
31 | LV_2474-2_0_5_load_24 | 41 | 0.0045778 | 0.0011473 | 0 | 0 |  | 1 | TRUE | wye
32 | LV_2474-2_0_5_load_25 | 42 | 0.00069384 | 0.00017389 | 0 | 0 |  | 1 | TRUE | wye
33 | LV_2474-2_0_5_load_105 | 45 | 0.0027435 | 0.00068759 | 0 | 0 |  | 1 | TRUE | wye
34 | LV_2474-2_0_5_load_106 | 46 | 0.0039417 | 0.00098789 | 0 | 0 |  | 1 | TRUE | wye
35 | LV_2474-2_0_5_load_104 | 47 | 0.0013565 | 0.00033998 | 0 | 0 |  | 1 | TRUE | wye
36 | LV_2474-2_0_5_load_100 | 48 | 0.0020915 | 0.00052417 | 0 | 0 |  | 1 | TRUE | wye
37 | LV_2474-2_0_5_load_162 | 49 | 0.0024443 | 0.00061259 | 0 | 0 |  | 1 | TRUE | wye
38 | LV_2474-2_0_5_load_109 | 50 | 0.0035402 | 0.00088726 | 0 | 0 |  | 1 | TRUE | wye
39 | LV_2474-2_0_5_load_27 | 51 | 0.0048723 | 0.0012211 | 0 | 0 |  | 1 | TRUE | wye
40 | LV_2474-2_0_5_load_28 | 52 | 0.0042275 | 0.0010595 | 0 | 0 |  | 1 | TRUE | wye
41 | LV_2474-2_0_5_load_30 | 54 | 0.0038732 | 0.00097072 | 0 | 0 |  | 1 | TRUE | wye
42 | LV_2474-2_0_5_load_31 | 55 | 0.0013096 | 0.00032822 | 0 | 0 |  | 1 | TRUE | wye
43 | LV_2474-2_0_5_load_32 | 56 | 0.008692 | 0.0021784 | 0 | 0 |  | 1 | TRUE | wye
44 | LV_2474-2_0_5_load_190 | 57 | 0.002053 | 0.00051453 | 0 | 0 |  | 1 | TRUE | wye
45 | LV_2474-2_0_5_load_203 | 58 | 0.0027715 | 0.0006946 | 0 | 0 |  | 1 | TRUE | wye
46 | LV_2474-2_0_5_load_164 | 59 | 0.0021571 | 0.00054062 | 0 | 0 |  | 1 | TRUE | wye
47 | LV_2474-2_0_5_load_189 | 60 | 0.0026532 | 0.00066496 | 0 | 0 |  | 1 | TRUE | wye
48 | LV_2474-2_0_5_load_114 | 61 | 0.0013513 | 0.00033866 | 0 | 0 |  | 1 | TRUE | wye
49 | LV_2474-2_0_5_load_163 | 62 | 0.0063786 | 0.0015986 | 0 | 0 |  | 1 | TRUE | wye
50 | LV_2474-2_0_5_load_33 | 63 | 0.0019024 | 0.0004768 | 0 | 0 |  | 1 | TRUE | wye
51 | LV_2474-2_0_5_load_34 | 64 | 0.0019106 | 0.00047885 | 0 | 0 |  | 1 | TRUE | wye
52 | LV_2474-2_0_5_load_38 | 67 | 0.0018187 | 0.00045581 | 0 | 0 |  | 1 | TRUE | wye
53 | LV_2474-2_0_5_load_165 | 69 | 0.00278 | 0.00069674 | 0 | 0 |  | 1 | TRUE | wye
54 | LV_2474-2_0_5_load_245 | 70 | 0.0024323 | 0.0006096 | 0 | 0 |  | 1 | TRUE | wye
55 | LV_2474-2_0_5_load_196 | 71 | 0.0030326 | 0.00076005 | 0 | 0 |  | 1 | TRUE | wye
56 | LV_2474-2_0_5_load_195 | 72 | 0.0017501 | 0.00043862 | 0 | 0 |  | 1 | TRUE | wye
57 | LV_2474-2_0_5_load_166 | 73 | 0.0020531 | 0.00051456 | 0 | 0 |  | 1 | TRUE | wye
58 | LV_2474-2_0_5_load_39 | 74 | 0.0030678 | 0.00076886 | 0 | 0 |  | 1 | TRUE | wye
59 | LV_2474-2_0_5_load_40 | 75 | 0.0046745 | 0.0011715 | 0 | 0 |  | 1 | TRUE | wye
60 | LV_2474-2_0_5_load_41 | 76 | 0.0023327 | 0.00058463 | 0 | 0 |  | 1 | TRUE | wye
61 | LV_2474-2_0_5_load_42 | 77 | 0.0010618 | 0.00026611 | 0 | 0 |  | 1 | TRUE | wye
62 | LV_2474-2_0_5_load_83 | 80 | 0.0013266 | 0.00033248 | 0 | 0 |  | 1 | TRUE | wye
63 | LV_2474-2_0_5_load_226 | 81 | 0.0013248 | 0.00033203 | 0 | 0 |  | 1 | TRUE | wye
64 | LV_2474-2_0_5_load_225 | 82 | 0.0010479 | 0.00026262 | 0 | 0 |  | 1 | TRUE | wye
65 | LV_2474-2_0_5_load_81 | 83 | 0.003385 | 0.00084837 | 0 | 0 |  | 1 | TRUE | wye
66 | LV_2474-2_0_5_load_44 | 84 | 0.0044059 | 0.0011042 | 0 | 0 |  | 1 | TRUE | wye
67 | LV_2474-2_0_5_load_45 | 85 | 0.0099575 | 0.0024956 | 0 | 0 |  | 1 | TRUE | wye
68 | LV_2474-2_0_5_load_47 | 87 | 0.0048834 | 0.0012239 | 0 | 0 |  | 1 | TRUE | wye
69 | LV_2474-2_0_5_load_49 | 88 | 0.00098601 | 0.00024712 | 0 | 0 |  | 1 | TRUE | wye
70 | LV_2474-2_0_5_load_60 | 89 | 0.0045162 | 0.0011319 | 0 | 0 |  | 1 | TRUE | wye
71 | LV_2474-2_0_5_load_237 | 90 | 0.00099235 | 0.00024871 | 0 | 0 |  | 1 | TRUE | wye
72 | LV_2474-2_0_5_load_238 | 92 | 0.0010388 | 0.00026034 | 0 | 0 |  | 1 | TRUE | wye
73 | LV_2474-2_0_5_load_243 | 93 | 0.001789 | 0.00044837 | 0 | 0 |  | 1 | TRUE | wye
74 | LV_2474-2_0_5_load_175 | 94 | 0.0022009 | 0.00055159 | 0 | 0 |  | 1 | TRUE | wye
75 | LV_2474-2_0_5_load_51 | 95 | 0.0026627 | 0.00066735 | 0 | 0 |  | 1 | TRUE | wye
76 | LV_2474-2_0_5_load_79 | 97 | 0.0034221 | 0.00085766 | 0 | 0 |  | 1 | TRUE | wye
77 | LV_2474-2_0_5_load_78 | 99 | 0.0015446 | 0.00038711 | 0 | 0 |  | 1 | TRUE | wye
78 | LV_2474-2_0_5_load_173 | 100 | 0.0039767 | 0.00099665 | 0 | 0 |  | 1 | TRUE | wye
79 | LV_2474-2_0_5_load_54 | 102 | 0.0012649 | 0.000317 | 0 | 0 |  | 1 | TRUE | wye
80 | LV_2474-2_0_5_load_55 | 103 | 0.0017076 | 0.00042795 | 0 | 0 |  | 1 | TRUE | wye
81 | LV_2474-2_0_5_load_57 | 105 | 0.0041496 | 0.00104 | 0 | 0 |  | 1 | TRUE | wye
82 | LV_2474-2_0_5_load_58 | 106 | 0.0014391 | 0.00036066 | 0 | 0 |  | 1 | TRUE | wye
83 | LV_2474-2_0_5_load_59 | 107 | 0.0014369 | 0.00036013 | 0 | 0 |  | 1 | TRUE | wye
84 | LV_2474-2_0_5_load_247 | 108 | 0.0029427 | 0.00073751 | 0 | 0 |  | 1 | TRUE | wye
85 | LV_2474-2_0_5_load_146 | 109 | 0.0016567 | 0.00041521 | 0 | 0 |  | 1 | TRUE | wye
86 | LV_2474-2_0_5_load_147 | 110 | 0.0015679 | 0.00039295 | 0 | 0 |  | 1 | TRUE | wye
87 | LV_2474-2_0_5_load_161 | 111 | 0.0022842 | 0.00057247 | 0 | 0 |  | 1 | TRUE | wye
88 | LV_2474-2_0_5_load_77 | 112 | 0.0042669 | 0.0010694 | 0 | 0 |  | 1 | TRUE | wye
89 | LV_2474-2_0_5_load_116 | 113 | 0.0059069 | 0.0014804 | 0 | 0 |  | 1 | TRUE | wye
90 | LV_2474-2_0_5_load_210 | 114 | 0.0013821 | 0.00034639 | 0 | 0 |  | 1 | TRUE | wye
91 | LV_2474-2_0_5_load_75 | 115 | 0.0092865 | 0.0023274 | 0 | 0 |  | 1 | TRUE | wye
92 | LV_2474-2_0_5_load_115 | 116 | 0.0090066 | 0.0022573 | 0 | 0 |  | 1 | TRUE | wye
93 | LV_2474-2_0_5_load_62 | 117 | 0.0015119 | 0.00037892 | 0 | 0 |  | 1 | TRUE | wye
94 | LV_2474-2_0_5_load_65 | 119 | 0.0010733 | 0.00026898 | 0 | 0 |  | 1 | TRUE | wye
95 | LV_2474-2_0_5_load_66 | 120 | 0.0019278 | 0.00048315 | 0 | 0 |  | 1 | TRUE | wye
96 | LV_2474-2_0_5_load_64 | 121 | 0.0023524 | 0.00058956 | 0 | 0 |  | 1 | TRUE | wye
97 | LV_2474-2_0_5_load_68 | 122 | 0.0024863 | 0.00062314 | 0 | 0 |  | 1 | TRUE | wye
98 | LV_2474-2_0_5_load_67 | 123 | 0.001143 | 0.00028647 | 0 | 0 |  | 1 | TRUE | wye
99 | LV_2474-2_0_5_load_70 | 125 | 0.0011397 | 0.00028563 | 0 | 0 |  | 1 | TRUE | wye
100 | LV_2474-2_0_5_load_71 | 126 | 0.0021954 | 0.00055022 | 0 | 0 |  | 1 | TRUE | wye
101 | LV_2474-2_0_5_load_167 | 127 | 0.002052 | 0.00051427 | 0 | 0 |  | 1 | TRUE | wye
102 | LV_2474-2_0_5_load_103 | 128 | 0.002401 | 0.00060176 | 0 | 0 |  | 1 | TRUE | wye
103 | LV_2474-2_0_5_load_101 | 129 | 0.0017492 | 0.00043838 | 0 | 0 |  | 1 | TRUE | wye
104 | LV_2474-2_0_5_load_73 | 130 | 0.0087027 | 0.0021811 | 0 | 0 |  | 1 | TRUE | wye
105 | LV_2474-2_0_5_load_74 | 131 | 0.0071976 | 0.0018039 | 0 | 0 |  | 1 | TRUE | wye
106 | LV_2474-2_0_5_load_76 | 132 | 0.0071485 | 0.0017916 | 0 | 0 |  | 1 | TRUE | wye
107 | LV_2474-2_0_5_load_213 | 133 | 0.0090093 | 0.0022579 | 0 | 0 |  | 1 | TRUE | wye
108 | LV_2474-2_0_5_load_212 | 134 | 0.013111 | 0.003286 | 0 | 0 |  | 1 | TRUE | wye
109 | LV_2474-2_0_5_load_80 | 136 | 0.0035527 | 0.00089039 | 0 | 0 |  | 1 | TRUE | wye
110 | LV_2474-2_0_5_load_82 | 137 | 0.0012578 | 0.00031524 | 0 | 0 |  | 1 | TRUE | wye
111 | LV_2474-2_0_5_load_84 | 138 | 0.001129 | 0.00028295 | 0 | 0 |  | 1 | TRUE | wye
112 | LV_2474-2_0_5_load_85 | 139 | 0.001736 | 0.00043509 | 0 | 0 |  | 1 | TRUE | wye
113 | LV_2474-2_0_5_load_86 | 140 | 0.0011319 | 0.00028369 | 0 | 0 |  | 1 | TRUE | wye
114 | LV_2474-2_0_5_load_88 | 142 | 0.0020653 | 0.00051762 | 0 | 0 |  | 1 | TRUE | wye
115 | LV_2474-2_0_5_load_209 | 144 | 0.0018429 | 0.00046188 | 0 | 0 |  | 1 | TRUE | wye
116 | LV_2474-2_0_5_load_200 | 145 | 0.0023908 | 0.00059919 | 0 | 0 |  | 1 | TRUE | wye
117 | LV_2474-2_0_5_load_201 | 146 | 0.0010419 | 0.00026111 | 0 | 0 |  | 1 | TRUE | wye
118 | LV_2474-2_0_5_load_89 | 147 | 0.0014375 | 0.00036027 | 0 | 0 |  | 1 | TRUE | wye
119 | LV_2474-2_0_5_load_90 | 148 | 0.0060914 | 0.0015266 | 0 | 0 |  | 1 | TRUE | wye
120 | LV_2474-2_0_5_load_91 | 149 | 0.0014307 | 0.00035858 | 0 | 0 |  | 1 | TRUE | wye
121 | LV_2474-2_0_5_load_92 | 150 | 0.015573 | 0.0039031 | 0 | 0 |  | 1 | TRUE | wye
122 | LV_2474-2_0_5_load_93 | 151 | 0.0036888 | 0.0009245 | 0 | 0 |  | 1 | TRUE | wye
123 | LV_2474-2_0_5_load_98 | 152 | 0.005132 | 0.0012862 | 0 | 0 |  | 1 | TRUE | wye
124 | LV_2474-2_0_5_load_94 | 154 | 0.0039153 | 0.00098126 | 0 | 0 |  | 1 | TRUE | wye
125 | LV_2474-2_0_5_load_95 | 155 | 0.0055247 | 0.0013846 | 0 | 0 |  | 1 | TRUE | wye
126 | LV_2474-2_0_5_load_97 | 156 | 0.0027026 | 0.00067733 | 0 | 0 |  | 1 | TRUE | wye
127 | LV_2474-2_0_5_load_99 | 157 | 0.0040991 | 0.0010273 | 0 | 0 |  | 1 | TRUE | wye
128 | LV_2474-2_0_5_load_188 | 158 | 0.003808 | 0.00095437 | 0 | 0 |  | 1 | TRUE | wye
129 | LV_2474-2_0_5_load_154 | 159 | 0.001687 | 0.00042281 | 0 | 0 |  | 1 | TRUE | wye
130 | LV_2474-2_0_5_load_153 | 160 | 0.0012588 | 0.00031549 | 0 | 0 |  | 1 | TRUE | wye
131 | LV_2474-2_0_5_load_144 | 161 | 0.0027301 | 0.00068424 | 0 | 0 |  | 1 | TRUE | wye
132 | LV_2474-2_0_5_load_184 | 163 | 0.0018784 | 0.00047078 | 0 | 0 |  | 1 | TRUE | wye
133 | LV_2474-2_0_5_load_123 | 164 | 0.0026606 | 0.00066682 | 0 | 0 |  | 1 | TRUE | wye
134 | LV_2474-2_0_5_load_217 | 165 | 0.0022785 | 0.00057105 | 0 | 0 |  | 1 | TRUE | wye
135 | LV_2474-2_0_5_load_110 | 166 | 0.0065127 | 0.0016322 | 0 | 0 |  | 1 | TRUE | wye
136 | LV_2474-2_0_5_load_111 | 167 | 0.0033394 | 0.00083694 | 0 | 0 |  | 1 | TRUE | wye
137 | LV_2474-2_0_5_load_112 | 168 | 0.0034669 | 0.0008689 | 0 | 0 |  | 1 | TRUE | wye
138 | LV_2474-2_0_5_load_113 | 169 | 0.0046227 | 0.0011586 | 0 | 0 |  | 1 | TRUE | wye
139 | LV_2474-2_0_5_load_117 | 170 | 0.009084 | 0.0022767 | 0 | 0 |  | 1 | TRUE | wye
140 | LV_2474-2_0_5_load_118 | 171 | 0.0015745 | 0.0003946 | 0 | 0 |  | 1 | TRUE | wye
141 | LV_2474-2_0_5_load_119 | 172 | 0.0010934 | 0.00027403 | 0 | 0 |  | 1 | TRUE | wye
142 | LV_2474-2_0_5_load_120 | 173 | 0.00074004 | 0.00018547 | 0 | 0 |  | 1 | TRUE | wye
143 | LV_2474-2_0_5_load_122 | 175 | 0.00049443 | 0.00012391 | 0 | 0 |  | 1 | TRUE | wye
144 | LV_2474-2_0_5_load_244 | 176 | 0.0020874 | 0.00052316 | 0 | 0 |  | 1 | TRUE | wye
145 | LV_2474-2_0_5_load_194 | 177 | 0.0017019 | 0.00042653 | 0 | 0 |  | 1 | TRUE | wye
146 | LV_2474-2_0_5_load_192 | 180 | 0.00044311 | 0.00011105 | 0 | 0 |  | 1 | TRUE | wye
147 | LV_2474-2_0_5_load_256 | 181 | 0.0038797 | 0.00097234 | 0 | 0 |  | 1 | TRUE | wye
148 | LV_2474-2_0_5_load_170 | 184 | 0.001887 | 0.00047292 | 0 | 0 |  | 1 | TRUE | wye
149 | LV_2474-2_0_5_load_169 | 185 | 0.0017164 | 0.00043016 | 0 | 0 |  | 1 | TRUE | wye
150 | LV_2474-2_0_5_load_129 | 187 | 0.0014055 | 0.00035224 | 0 | 0 |  | 1 | TRUE | wye
151 | LV_2474-2_0_5_load_130 | 188 | 0.0013219 | 0.0003313 | 0 | 0 |  | 1 | TRUE | wye
152 | LV_2474-2_0_5_load_132 | 190 | 0.0026702 | 0.00066921 | 0 | 0 |  | 1 | TRUE | wye
153 | LV_2474-2_0_5_load_133 | 191 | 0.0023272 | 0.00058325 | 0 | 0 |  | 1 | TRUE | wye
154 | LV_2474-2_0_5_load_134 | 192 | 0.0030821 | 0.00077245 | 0 | 0 |  | 1 | TRUE | wye
155 | LV_2474-2_0_5_load_172 | 193 | 0.0014048 | 0.00035208 | 0 | 0 |  | 1 | TRUE | wye
156 | LV_2474-2_0_5_load_136 | 194 | 0.00091534 | 0.00022941 | 0 | 0 |  | 1 | TRUE | wye
157 | LV_2474-2_0_5_load_246 | 196 | 0.0015739 | 0.00039446 | 0 | 0 |  | 1 | TRUE | wye
158 | LV_2474-2_0_5_load_150 | 197 | 0.0014155 | 0.00035477 | 0 | 0 |  | 1 | TRUE | wye
159 | LV_2474-2_0_5_load_271 | 198 | 0.0023252 | 0.00058276 | 0 | 0 |  | 1 | TRUE | wye
160 | LV_2474-2_0_5_load_149 | 199 | 0.0014559 | 0.00036487 | 0 | 0 |  | 1 | TRUE | wye
161 | LV_2474-2_0_5_load_139 | 200 | 0.0011003 | 0.00027577 | 0 | 0 |  | 1 | TRUE | wye
162 | LV_2474-2_0_5_load_140 | 201 | 0.00157 | 0.00039347 | 0 | 0 |  | 1 | TRUE | wye
163 | LV_2474-2_0_5_load_142 | 203 | 0.0032243 | 0.00080809 | 0 | 0 |  | 1 | TRUE | wye
164 | LV_2474-2_0_5_load_143 | 204 | 0.00090762 | 0.00022747 | 0 | 0 |  | 1 | TRUE | wye
165 | LV_2474-2_0_5_load_224 | 205 | 0.0017968 | 0.00045032 | 0 | 0 |  | 1 | TRUE | wye
166 | LV_2474-2_0_5_load_211 | 206 | 0.0022505 | 0.00056403 | 0 | 0 |  | 1 | TRUE | wye
167 | LV_2474-2_0_5_load_157 | 207 | 0.00077285 | 0.00019369 | 0 | 0 |  | 1 | TRUE | wye
168 | LV_2474-2_0_5_load_159 | 209 | 0.00093004 | 0.00023309 | 0 | 0 |  | 1 | TRUE | wye
169 | LV_2474-2_0_5_load_160 | 210 | 0.0006704 | 0.00016802 | 0 | 0 |  | 1 | TRUE | wye
170 | LV_2474-2_0_5_load_202 | 211 | 0.0010699 | 0.00026814 | 0 | 0 |  | 1 | TRUE | wye
171 | LV_2474-2_0_5_load_205 | 212 | 0.0012162 | 0.00030481 | 0 | 0 |  | 1 | TRUE | wye
172 | LV_2474-2_0_5_load_204 | 213 | 0.0012923 | 0.00032389 | 0 | 0 |  | 1 | TRUE | wye
173 | LV_2474-2_0_5_load_252 | 214 | 0.0017469 | 0.00043781 | 0 | 0 |  | 1 | TRUE | wye
174 | LV_2474-2_0_5_load_181 | 215 | 0.0016854 | 0.00042241 | 0 | 0 |  | 1 | TRUE | wye
175 | LV_2474-2_0_5_load_178 | 216 | 0.0030817 | 0.00077236 | 0 | 0 |  | 1 | TRUE | wye
176 | LV_2474-2_0_5_load_179 | 217 | 0.002384 | 0.00059749 | 0 | 0 |  | 1 | TRUE | wye
177 | LV_2474-2_0_5_load_182 | 219 | 0.0019928 | 0.00049944 | 0 | 0 |  | 1 | TRUE | wye
178 | LV_2474-2_0_5_load_183 | 220 | 0.0021783 | 0.00054594 | 0 | 0 |  | 1 | TRUE | wye
179 | LV_2474-2_0_5_load_186 | 221 | 0.0021377 | 0.00053577 | 0 | 0 |  | 1 | TRUE | wye
180 | LV_2474-2_0_5_load_187 | 222 | 0.0032615 | 0.00081741 | 0 | 0 |  | 1 | TRUE | wye
181 | LV_2474-2_0_5_load_250 | 223 | 0.0020265 | 0.00050789 | 0 | 0 |  | 1 | TRUE | wye
182 | LV_2474-2_0_5_load_249 | 224 | 0.001415 | 0.00035464 | 0 | 0 |  | 1 | TRUE | wye
183 | LV_2474-2_0_5_load_191 | 225 | 0.0020943 | 0.00052488 | 0 | 0 |  | 1 | TRUE | wye
184 | LV_2474-2_0_5_load_193 | 226 | 0.0010708 | 0.00026836 | 0 | 0 |  | 1 | TRUE | wye
185 | LV_2474-2_0_5_load_232 | 227 | 0.0015619 | 0.00039146 | 0 | 0 |  | 1 | TRUE | wye
186 | LV_2474-2_0_5_load_197 | 228 | 0.0024584 | 0.00061614 | 0 | 0 |  | 1 | TRUE | wye
187 | LV_2474-2_0_5_load_199 | 230 | 0.0020803 | 0.00052137 | 0 | 0 |  | 1 | TRUE | wye
188 | LV_2474-2_0_5_load_220 | 232 | 0.002227 | 0.00055814 | 0 | 0 |  | 1 | TRUE | wye
189 | LV_2474-2_0_5_load_207 | 234 | 0.00083232 | 0.0002086 | 0 | 0 |  | 1 | TRUE | wye
190 | LV_2474-2_0_5_load_208 | 235 | 0.0009895 | 0.00024799 | 0 | 0 |  | 1 | TRUE | wye
191 | LV_2474-2_0_5_load_260 | 237 | 0.00082982 | 0.00020797 | 0 | 0 |  | 1 | TRUE | wye
192 | LV_2474-2_0_5_load_261 | 238 | 0.00044901 | 0.00011253 | 0 | 0 |  | 1 | TRUE | wye
193 | LV_2474-2_0_5_load_214 | 239 | 0.0028748 | 0.0007205 | 0 | 0 |  | 1 | TRUE | wye
194 | LV_2474-2_0_5_load_215 | 240 | 0.0028748 | 0.0007205 | 0 | 0 |  | 1 | TRUE | wye
195 | LV_2474-2_0_5_load_262 | 241 | 0.0046139 | 0.0011564 | 0 | 0 |  | 1 | TRUE | wye
196 | LV_2474-2_0_5_load_227 | 242 | 0.00047508 | 0.00011907 | 0 | 0 |  | 1 | TRUE | wye
197 | LV_2474-2_0_5_load_219 | 243 | 0.0036529 | 0.00091549 | 0 | 0 |  | 1 | TRUE | wye
198 | LV_2474-2_0_5_load_221 | 244 | 0.0012177 | 0.00030518 | 0 | 0 |  | 1 | TRUE | wye
199 | LV_2474-2_0_5_load_223 | 245 | 0.0012191 | 0.00030553 | 0 | 0 |  | 1 | TRUE | wye
200 | LV_2474-2_0_5_load_269 | 246 | 0.0028442 | 0.00071282 | 0 | 0 |  | 1 | TRUE | wye
201 | LV_2474-2_0_5_load_228 | 247 | 0.0019149 | 0.00047992 | 0 | 0 |  | 1 | TRUE | wye
202 | LV_2474-2_0_5_load_229 | 248 | 0.0023335 | 0.00058482 | 0 | 0 |  | 1 | TRUE | wye
203 | LV_2474-2_0_5_load_231 | 250 | 0.0023311 | 0.00058424 | 0 | 0 |  | 1 | TRUE | wye
204 | LV_2474-2_0_5_load_239 | 251 | 0.0002518 | 6.3106e-05 | 0 | 0 |  | 1 | TRUE | wye
205 | LV_2474-2_0_5_load_242 | 252 | 0.00079974 | 0.00020043 | 0 | 0 |  | 1 | TRUE | wye
206 | LV_2474-2_0_5_load_255 | 254 | 0.00069045 | 0.00017304 | 0 | 0 |  | 1 | TRUE | wye
207 | LV_2474-2_0_5_load_253 | 255 | 0.00086184 | 0.000216 | 0 | 0 |  | 1 | TRUE | wye
208 | LV_2474-2_0_5_load_241 | 256 | 0.0019742 | 0.00049478 | 0 | 0 |  | 1 | TRUE | wye
209 | LV_2474-2_0_5_load_266 | 258 | 0.0082449 | 0.0020664 | 0 | 0 |  | 1 | TRUE | wye
210 | LV_2474-2_0_5_load_265 | 259 | 0.00037773 | 9.4669e-05 | 0 | 0 |  | 1 | TRUE | wye
211 | LV_2474-2_0_5_load_248 | 260 | 0.0024447 | 0.0006127 | 0 | 0 |  | 1 | TRUE | wye
212 | LV_2474-2_0_5_load_257 | 261 | 0.0015896 | 0.0003984 | 0 | 0 |  | 1 | TRUE | wye
213 | LV_2474-2_0_5_load_264 | 262 | 0.00044888 | 0.0001125 | 0 | 0 |  | 1 | TRUE | wye
214 | LV_2474-2_0_5_load_258 | 263 | 0.0041716 | 0.0010455 | 0 | 0 |  | 1 | TRUE | wye
215 | LV_2474-2_0_5_load_263 | 264 | 0.00066804 | 0.00016743 | 0 | 0 |  | 1 | TRUE | wye

## ext_grid
| name | bus | vm_pu | va_degree | slack_weight | in_service
0 |  | 114 | 1 | 0 | 1 | TRUE

## line
| name | std_type | from_bus | to_bus | length_km | r_ohm_per_km | x_ohm_per_km | c_nf_per_km | g_us_per_km | max_i_ka | df | parallel | type | in_service
0 | LV_2474-2_0_5_line_0 |  | 0 | 1 | 0.022683 | 0.125 | 0.08 | 261 | 0 | 0.364 | 1 | 1 | cs | TRUE
1 | LV_2474-2_0_5_line_1 |  | 0 | 2 | 0.038171 | 0.125 | 0.08 | 261 | 0 | 0.364 | 1 | 1 | cs | TRUE
2 | LV_2474-2_0_5_line_2 |  | 1 | 3 | 0.023499 | 0.125 | 0.08 | 261 | 0 | 0.364 | 1 | 1 | cs | TRUE
3 | LV_2474-2_0_5_line_3 |  | 2 | 4 | 0.01532 | 0.125 | 0.08 | 261 | 0 | 0.364 | 1 | 1 | cs | TRUE
4 | LV_2474-2_0_5_line_4 |  | 3 | 5 | 0.0078508 | 0.125 | 0.08 | 261 | 0 | 0.364 | 1 | 1 | cs | TRUE
5 | LV_2474-2_0_5_line_5 |  | 5 | 6 | 0.016096 | 0.125 | 0.08 | 261 | 0 | 0.364 | 1 | 1 | cs | TRUE
6 | LV_2474-2_0_5_line_6 |  | 5 | 7 | 0.016557 | 0.125 | 0.08 | 261 | 0 | 0.364 | 1 | 1 | cs | TRUE
7 | LV_2474-2_0_5_line_7 |  | 6 | 164 | 0.016251 | 0.125 | 0.08 | 261 | 0 | 0.364 | 1 | 1 | cs | TRUE
8 | LV_2474-2_0_5_line_8 |  | 7 | 165 | 0.034162 | 0.125 | 0.08 | 261 | 0 | 0.364 | 1 | 1 | cs | TRUE
9 | LV_2474-2_0_5_line_9 |  | 8 | 9 | 0.010919 | 0.125 | 0.08 | 261 | 0 | 0.364 | 1 | 1 | cs | TRUE
10 | LV_2474-2_0_5_line_10 |  | 8 | 10 | 0.013374 | 0.125 | 0.08 | 261 | 0 | 0.364 | 1 | 1 | cs | TRUE
11 | LV_2474-2_0_5_line_11 |  | 9 | 11 | 0.019689 | 0.125 | 0.08 | 261 | 0 | 0.364 | 1 | 1 | cs | TRUE
12 | LV_2474-2_0_5_line_12 |  | 11 | 12 | 0.025365 | 0.125 | 0.08 | 261 | 0 | 0.364 | 1 | 1 | cs | TRUE
13 | LV_2474-2_0_5_line_13 |  | 11 | 13 | 0.011412 | 0.125 | 0.08 | 261 | 0 | 0.364 | 1 | 1 | cs | TRUE
14 | LV_2474-2_0_5_line_14 |  | 12 | 14 | 0.05004 | 0.125 | 0.08 | 261 | 0 | 0.364 | 1 | 1 | cs | TRUE
15 | LV_2474-2_0_5_line_15 |  | 13 | 15 | 0.032079 | 0.125 | 0.08 | 261 | 0 | 0.364 | 1 | 1 | cs | TRUE
16 | LV_2474-2_0_5_line_16 |  | 13 | 16 | 0.019866 | 0.125 | 0.08 | 261 | 0 | 0.364 | 1 | 1 | cs | TRUE
17 | LV_2474-2_0_5_line_17 |  | 14 | 22 | 0.048947 | 0.125 | 0.08 | 261 | 0 | 0.364 | 1 | 1 | cs | TRUE
18 | LV_2474-2_0_5_line_18 |  | 15 | 93 | 0.015922 | 0.125 | 0.08 | 261 | 0 | 0.364 | 1 | 1 | cs | TRUE
19 | LV_2474-2_0_5_line_19 |  | 16 | 94 | 0.0059616 | 0.125 | 0.08 | 261 | 0 | 0.364 | 1 | 1 | cs | TRUE
20 | LV_2474-2_0_5_line_20 |  | 17 | 18 | 0.0070164 | 0.125 | 0.08 | 261 | 0 | 0.364 | 1 | 1 | cs | TRUE
21 | LV_2474-2_0_5_line_21 |  | 18 | 19 | 0.023415 | 0.125 | 0.08 | 261 | 0 | 0.364 | 1 | 1 | cs | TRUE
22 | LV_2474-2_0_5_line_22 |  | 19 | 20 | 0.016626 | 0.125 | 0.08 | 261 | 0 | 0.364 | 1 | 1 | cs | TRUE
23 | LV_2474-2_0_5_line_23 |  | 20 | 21 | 0.01641 | 0.125 | 0.08 | 261 | 0 | 0.364 | 1 | 1 | cs | TRUE
24 | LV_2474-2_0_5_line_24 |  | 21 | 86 | 0.005331 | 0.125 | 0.08 | 261 | 0 | 0.364 | 1 | 1 | cs | TRUE
25 | LV_2474-2_0_5_line_25 |  | 22 | 100 | 0.016996 | 0.125 | 0.08 | 261 | 0 | 0.364 | 1 | 1 | cs | TRUE
26 | LV_2474-2_0_5_line_26 |  | 22 | 96 | 0.058854 | 0.125 | 0.08 | 261 | 0 | 0.364 | 1 | 1 | cs | TRUE
27 | LV_2474-2_0_5_line_27 |  | 23 | 24 | 0.0013947 | 0.125 | 0.08 | 261 | 0 | 0.364 | 1 | 1 | cs | TRUE
28 | LV_2474-2_0_5_line_28 |  | 23 | 25 | 0.028247 | 0.125 | 0.08 | 261 | 0 | 0.364 | 1 | 1 | cs | TRUE
29 | LV_2474-2_0_5_line_29 |  | 24 | 26 | 0.0094953 | 0.125 | 0.08 | 261 | 0 | 0.364 | 1 | 1 | cs | TRUE
30 | LV_2474-2_0_5_line_30 |  | 25 | 27 | 0.024536 | 0.125 | 0.08 | 261 | 0 | 0.364 | 1 | 1 | cs | TRUE
31 | LV_2474-2_0_5_line_31 |  | 25 | 28 | 0.024658 | 0.125 | 0.08 | 261 | 0 | 0.364 | 1 | 1 | cs | TRUE
32 | LV_2474-2_0_5_line_32 |  | 26 | 29 | 0.021264 | 0.125 | 0.08 | 261 | 0 | 0.364 | 1 | 1 | cs | TRUE
33 | LV_2474-2_0_5_line_33 |  | 27 | 30 | 0.024623 | 0.125 | 0.08 | 261 | 0 | 0.364 | 1 | 1 | cs | TRUE
34 | LV_2474-2_0_5_line_34 |  | 28 | 31 | 0.012427 | 0.125 | 0.08 | 261 | 0 | 0.364 | 1 | 1 | cs | TRUE
35 | LV_2474-2_0_5_line_35 |  | 28 | 32 | 0.019328 | 0.125 | 0.08 | 261 | 0 | 0.364 | 1 | 1 | cs | TRUE
36 | LV_2474-2_0_5_line_36 |  | 29 | 33 | 0.015208 | 0.125 | 0.08 | 261 | 0 | 0.364 | 1 | 1 | cs | TRUE
37 | LV_2474-2_0_5_line_37 |  | 29 | 34 | 0.013495 | 0.125 | 0.08 | 261 | 0 | 0.364 | 1 | 1 | cs | TRUE
38 | LV_2474-2_0_5_line_38 |  | 30 | 35 | 0.022436 | 0.125 | 0.08 | 261 | 0 | 0.364 | 1 | 1 | cs | TRUE
39 | LV_2474-2_0_5_line_39 |  | 31 | 36 | 0.0071254 | 0.125 | 0.08 | 261 | 0 | 0.364 | 1 | 1 | cs | TRUE
40 | LV_2474-2_0_5_line_40 |  | 33 | 182 | 0.008034 | 0.125 | 0.08 | 261 | 0 | 0.364 | 1 | 1 | cs | TRUE
41 | LV_2474-2_0_5_line_41 |  | 34 | 160 | 5.9231e-05 | 0.125 | 0.08 | 261 | 0 | 0.364 | 1 | 1 | cs | TRUE
42 | LV_2474-2_0_5_line_42 |  | 35 | 37 | 0.0060212 | 0.125 | 0.08 | 261 | 0 | 0.364 | 1 | 1 | cs | TRUE
43 | LV_2474-2_0_5_line_43 |  | 37 | 38 | 0.015686 | 0.125 | 0.08 | 261 | 0 | 0.364 | 1 | 1 | cs | TRUE
44 | LV_2474-2_0_5_line_44 |  | 38 | 194 | 0.013342 | 0.125 | 0.08 | 261 | 0 | 0.364 | 1 | 1 | cs | TRUE
45 | LV_2474-2_0_5_line_45 |  | 39 | 40 | 0.0278 | 0.125 | 0.08 | 261 | 0 | 0.364 | 1 | 4 | cs | TRUE
46 | LV_2474-2_0_5_line_46 |  | 39 | 41 | 0.0094877 | 0.125 | 0.08 | 261 | 0 | 0.364 | 1 | 4 | cs | TRUE
47 | LV_2474-2_0_5_line_47 |  | 40 | 42 | 0.01391 | 0.125 | 0.08 | 261 | 0 | 0.364 | 1 | 4 | cs | TRUE
48 | LV_2474-2_0_5_line_48 |  | 41 | 43 | 0.020597 | 0.125 | 0.08 | 261 | 0 | 0.364 | 1 | 4 | cs | TRUE
49 | LV_2474-2_0_5_line_49 |  | 42 | 44 | 0.028102 | 0.125 | 0.08 | 261 | 0 | 0.364 | 1 | 4 | cs | TRUE
50 | LV_2474-2_0_5_line_50 |  | 43 | 45 | 0.0039364 | 0.125 | 0.08 | 261 | 0 | 0.364 | 1 | 4 | cs | TRUE
51 | LV_2474-2_0_5_line_51 |  | 43 | 46 | 0.005412 | 0.125 | 0.08 | 261 | 0 | 0.364 | 1 | 1 | cs | TRUE
52 | LV_2474-2_0_5_line_52 |  | 44 | 47 | 0.018599 | 0.125 | 0.08 | 261 | 0 | 0.364 | 1 | 1 | cs | TRUE
53 | LV_2474-2_0_5_line_53 |  | 44 | 48 | 0.015343 | 0.125 | 0.08 | 261 | 0 | 0.364 | 1 | 4 | cs | TRUE
54 | LV_2474-2_0_5_line_54 |  | 45 | 49 | 0.012723 | 0.125 | 0.08 | 261 | 0 | 0.364 | 1 | 4 | cs | TRUE
55 | LV_2474-2_0_5_line_55 |  | 46 | 50 | 0.016629 | 0.125 | 0.08 | 261 | 0 | 0.364 | 1 | 1 | cs | TRUE
56 | LV_2474-2_0_5_line_56 |  | 48 | 129 | 0.019309 | 0.125 | 0.08 | 261 | 0 | 0.364 | 1 | 4 | cs | TRUE
57 | LV_2474-2_0_5_line_57 |  | 49 | 62 | 0.0015107 | 0.125 | 0.08 | 261 | 0 | 0.364 | 1 | 4 | cs | TRUE
58 | LV_2474-2_0_5_line_58 |  | 50 | 78 | 0.0069047 | 0.125 | 0.08 | 261 | 0 | 0.364 | 1 | 1 | cs | TRUE
59 | LV_2474-2_0_5_line_59 |  | 51 | 52 | 0.0042907 | 0.125 | 0.08 | 261 | 0 | 0.364 | 1 | 1 | cs | TRUE
60 | LV_2474-2_0_5_line_60 |  | 51 | 53 | 0.014623 | 0.125 | 0.08 | 261 | 0 | 0.364 | 1 | 1 | cs | TRUE
61 | LV_2474-2_0_5_line_61 |  | 52 | 54 | 0.011181 | 0.125 | 0.08 | 261 | 0 | 0.364 | 1 | 1 | cs | TRUE
62 | LV_2474-2_0_5_line_62 |  | 53 | 55 | 0.0060031 | 0.125 | 0.08 | 261 | 0 | 0.364 | 1 | 4 | cs | TRUE
63 | LV_2474-2_0_5_line_63 |  | 53 | 56 | 0.016761 | 0.125 | 0.08 | 261 | 0 | 0.364 | 1 | 4 | cs | TRUE
64 | LV_2474-2_0_5_line_64 |  | 54 | 57 | 0.011203 | 0.125 | 0.08 | 261 | 0 | 0.364 | 1 | 1 | cs | TRUE
65 | LV_2474-2_0_5_line_65 |  | 55 | 58 | 0.0050316 | 0.125 | 0.08 | 261 | 0 | 0.364 | 1 | 4 | cs | TRUE
66 | LV_2474-2_0_5_line_66 |  | 56 | 59 | 0.0010517 | 0.125 | 0.08 | 261 | 0 | 0.364 | 1 | 4 | cs | TRUE
67 | LV_2474-2_0_5_line_67 |  | 57 | 60 | 0.0030696 | 0.125 | 0.08 | 261 | 0 | 0.364 | 1 | 1 | cs | TRUE
68 | LV_2474-2_0_5_line_68 |  | 58 | 61 | 0.0051218 | 0.125 | 0.08 | 261 | 0 | 0.364 | 1 | 4 | cs | TRUE
69 | LV_2474-2_0_5_line_69 |  | 59 | 62 | 0.012529 | 0.125 | 0.08 | 261 | 0 | 0.364 | 1 | 4 | cs | TRUE
70 | LV_2474-2_0_5_line_70 |  | 60 | 158 | 0.0037367 | 0.125 | 0.08 | 261 | 0 | 0.364 | 1 | 1 | cs | TRUE
71 | LV_2474-2_0_5_line_71 |  | 61 | 168 | 0.003481 | 0.125 | 0.08 | 261 | 0 | 0.364 | 1 | 4 | cs | TRUE
72 | LV_2474-2_0_5_line_72 |  | 63 | 64 | 0.0011695 | 0.125 | 0.08 | 261 | 0 | 0.364 | 1 | 1 | cs | TRUE
73 | LV_2474-2_0_5_line_73 |  | 63 | 65 | 0.024696 | 0.125 | 0.08 | 261 | 0 | 0.364 | 1 | 1 | cs | TRUE
74 | LV_2474-2_0_5_line_74 |  | 64 | 66 | 0.036204 | 0.125 | 0.08 | 261 | 0 | 0.364 | 1 | 1 | cs | TRUE
75 | LV_2474-2_0_5_line_75 |  | 65 | 67 | 0.015194 | 0.125 | 0.08 | 261 | 0 | 0.364 | 1 | 1 | cs | TRUE
76 | LV_2474-2_0_5_line_76 |  | 66 | 68 | 0.016091 | 0.125 | 0.08 | 261 | 0 | 0.364 | 1 | 1 | cs | TRUE
77 | LV_2474-2_0_5_line_77 |  | 66 | 69 | 0.028623 | 0.125 | 0.08 | 261 | 0 | 0.364 | 1 | 1 | cs | TRUE
78 | LV_2474-2_0_5_line_78 |  | 67 | 70 | 0.017907 | 0.125 | 0.08 | 261 | 0 | 0.364 | 1 | 1 | cs | TRUE
79 | LV_2474-2_0_5_line_79 |  | 68 | 71 | 0.002604 | 0.125 | 0.08 | 261 | 0 | 0.364 | 1 | 1 | cs | TRUE
80 | LV_2474-2_0_5_line_80 |  | 68 | 72 | 0.013985 | 0.125 | 0.08 | 261 | 0 | 0.364 | 1 | 1 | cs | TRUE
81 | LV_2474-2_0_5_line_81 |  | 69 | 73 | 0.013471 | 0.125 | 0.08 | 261 | 0 | 0.364 | 1 | 1 | cs | TRUE
82 | LV_2474-2_0_5_line_82 |  | 71 | 214 | 0.016308 | 0.125 | 0.08 | 261 | 0 | 0.364 | 1 | 1 | cs | TRUE
83 | LV_2474-2_0_5_line_83 |  | 72 | 215 | 0.0056022 | 0.125 | 0.08 | 261 | 0 | 0.364 | 1 | 1 | cs | TRUE
84 | LV_2474-2_0_5_line_84 |  | 73 | 127 | 0.0096573 | 0.125 | 0.08 | 261 | 0 | 0.364 | 1 | 1 | cs | TRUE
85 | LV_2474-2_0_5_line_85 |  | 74 | 75 | 0.016568 | 0.125 | 0.08 | 261 | 0 | 0.364 | 1 | 1 | cs | TRUE
86 | LV_2474-2_0_5_line_86 |  | 74 | 76 | 0.0097018 | 0.125 | 0.08 | 261 | 0 | 0.364 | 1 | 1 | cs | TRUE
87 | LV_2474-2_0_5_line_87 |  | 75 | 77 | 0.0078574 | 0.125 | 0.08 | 261 | 0 | 0.364 | 1 | 1 | cs | TRUE
88 | LV_2474-2_0_5_line_88 |  | 76 | 78 | 0.0045222 | 0.125 | 0.08 | 261 | 0 | 0.364 | 1 | 1 | cs | TRUE
89 | LV_2474-2_0_5_line_89 |  | 77 | 79 | 0.0083829 | 0.125 | 0.08 | 261 | 0 | 0.364 | 1 | 1 | cs | TRUE
90 | LV_2474-2_0_5_line_90 |  | 78 | 80 | 0.01251 | 0.125 | 0.08 | 261 | 0 | 0.364 | 1 | 1 | cs | TRUE
91 | LV_2474-2_0_5_line_91 |  | 79 | 81 | 0.02035 | 0.125 | 0.08 | 261 | 0 | 0.364 | 1 | 1 | cs | TRUE
92 | LV_2474-2_0_5_line_92 |  | 79 | 82 | 0.0098684 | 0.125 | 0.08 | 261 | 0 | 0.364 | 1 | 1 | cs | TRUE
93 | LV_2474-2_0_5_line_93 |  | 80 | 83 | 0.00025446 | 0.125 | 0.08 | 261 | 0 | 0.364 | 1 | 1 | cs | TRUE
94 | LV_2474-2_0_5_line_94 |  | 81 | 242 | 0.0090051 | 0.125 | 0.08 | 261 | 0 | 0.364 | 1 | 1 | cs | TRUE
95 | LV_2474-2_0_5_line_95 |  | 82 | 120 | 0.00032651 | 0.125 | 0.08 | 261 | 0 | 0.364 | 1 | 1 | cs | TRUE
96 | LV_2474-2_0_5_line_96 |  | 83 | 136 | 0.00878 | 0.125 | 0.08 | 261 | 0 | 0.364 | 1 | 1 | cs | TRUE
97 | LV_2474-2_0_5_line_97 |  | 84 | 85 | 0.0094342 | 0.125 | 0.08 | 261 | 0 | 0.364 | 1 | 1 | cs | TRUE
98 | LV_2474-2_0_5_line_98 |  | 84 | 86 | 0.012693 | 0.125 | 0.08 | 261 | 0 | 0.364 | 1 | 1 | cs | TRUE
99 | LV_2474-2_0_5_line_99 |  | 85 | 87 | 0.0056922 | 0.125 | 0.08 | 261 | 0 | 0.364 | 1 | 1 | cs | TRUE
100 | LV_2474-2_0_5_line_100 |  | 86 | 88 | 0.030448 | 0.125 | 0.08 | 261 | 0 | 0.364 | 1 | 1 | cs | TRUE
101 | LV_2474-2_0_5_line_101 |  | 87 | 89 | 0.0093125 | 0.125 | 0.08 | 261 | 0 | 0.364 | 1 | 1 | cs | TRUE
102 | LV_2474-2_0_5_line_102 |  | 88 | 90 | 0.01672 | 0.125 | 0.08 | 261 | 0 | 0.364 | 1 | 1 | cs | TRUE
103 | LV_2474-2_0_5_line_103 |  | 89 | 91 | 0.012377 | 0.125 | 0.08 | 261 | 0 | 0.364 | 1 | 1 | cs | TRUE
104 | LV_2474-2_0_5_line_104 |  | 90 | 92 | 0.021244 | 0.125 | 0.08 | 261 | 0 | 0.364 | 1 | 1 | cs | TRUE
105 | LV_2474-2_0_5_line_105 |  | 91 | 111 | 0.032085 | 0.125 | 0.08 | 261 | 0 | 0.364 | 1 | 4 | cs | TRUE
106 | LV_2474-2_0_5_line_106 |  | 91 | 112 | 0.010995 | 0.125 | 0.08 | 261 | 0 | 0.364 | 1 | 1 | cs | TRUE
107 | LV_2474-2_0_5_line_107 |  | 91 | 113 | 0.013927 | 0.125 | 0.08 | 261 | 0 | 0.364 | 1 | 4 | cs | TRUE
108 | LV_2474-2_0_5_line_108 |  | 92 | 234 | 0.0039852 | 0.125 | 0.08 | 261 | 0 | 0.364 | 1 | 1 | cs | TRUE
109 | LV_2474-2_0_5_line_109 |  | 93 | 205 | 0.0079256 | 0.125 | 0.08 | 261 | 0 | 0.364 | 1 | 1 | cs | TRUE
110 | LV_2474-2_0_5_line_110 |  | 94 | 143 | 0.0122 | 0.125 | 0.08 | 261 | 0 | 0.364 | 1 | 1 | cs | TRUE
111 | LV_2474-2_0_5_line_111 |  | 95 | 96 | 0.026216 | 0.125 | 0.08 | 261 | 0 | 0.364 | 1 | 1 | cs | TRUE
112 | LV_2474-2_0_5_line_112 |  | 97 | 98 | 0.015264 | 0.125 | 0.08 | 261 | 0 | 0.364 | 1 | 1 | cs | TRUE
113 | LV_2474-2_0_5_line_113 |  | 97 | 99 | 0.029643 | 0.125 | 0.08 | 261 | 0 | 0.364 | 1 | 1 | cs | TRUE
114 | LV_2474-2_0_5_line_114 |  | 98 | 135 | 0.027531 | 0.125 | 0.08 | 261 | 0 | 0.364 | 1 | 1 | cs | TRUE
115 | LV_2474-2_0_5_line_115 |  | 99 | 106 | 0.021943 | 0.125 | 0.08 | 261 | 0 | 0.364 | 1 | 1 | cs | TRUE
116 | LV_2474-2_0_5_line_116 |  | 100 | 101 | 0.055312 | 0.125 | 0.08 | 261 | 0 | 0.364 | 1 | 1 | cs | TRUE
117 | LV_2474-2_0_5_line_117 |  | 101 | 193 | 0.016324 | 0.125 | 0.08 | 261 | 0 | 0.364 | 1 | 1 | cs | TRUE
118 | LV_2474-2_0_5_line_118 |  | 101 | 203 | 0.042341 | 0.125 | 0.08 | 261 | 0 | 0.364 | 1 | 1 | cs | TRUE
119 | LV_2474-2_0_5_line_119 |  | 102 | 103 | 0.0090808 | 0.125 | 0.08 | 261 | 0 | 0.364 | 1 | 1 | cs | TRUE
120 | LV_2474-2_0_5_line_120 |  | 102 | 104 | 0.024377 | 0.125 | 0.08 | 261 | 0 | 0.364 | 1 | 1 | cs | TRUE
121 | LV_2474-2_0_5_line_121 |  | 103 | 105 | 0.0069637 | 0.125 | 0.08 | 261 | 0 | 0.364 | 1 | 1 | cs | TRUE
122 | LV_2474-2_0_5_line_122 |  | 104 | 106 | 0.0035507 | 0.125 | 0.08 | 261 | 0 | 0.364 | 1 | 1 | cs | TRUE
123 | LV_2474-2_0_5_line_123 |  | 104 | 107 | 0.01359 | 0.125 | 0.08 | 261 | 0 | 0.364 | 1 | 1 | cs | TRUE
124 | LV_2474-2_0_5_line_124 |  | 105 | 108 | 0.0014151 | 0.125 | 0.08 | 261 | 0 | 0.364 | 1 | 1 | cs | TRUE
125 | LV_2474-2_0_5_line_125 |  | 107 | 109 | 0.019041 | 0.125 | 0.08 | 261 | 0 | 0.364 | 1 | 1 | cs | TRUE
126 | LV_2474-2_0_5_line_126 |  | 109 | 110 | 0.0005726 | 0.125 | 0.08 | 261 | 0 | 0.364 | 1 | 1 | cs | TRUE
127 | LV_2474-2_0_5_line_127 |  | 110 | 187 | 0.043795 | 0.125 | 0.08 | 261 | 0 | 0.364 | 1 | 1 | cs | TRUE
128 | LV_2474-2_0_5_line_128 |  | 111 | 114 | 0.02434 | 0.125 | 0.08 | 261 | 0 | 0.364 | 1 | 4 | cs | TRUE
129 | LV_2474-2_0_5_line_129 |  | 112 | 115 | 0.0082648 | 0.125 | 0.08 | 261 | 0 | 0.364 | 1 | 1 | cs | TRUE
130 | LV_2474-2_0_5_line_130 |  | 113 | 116 | 0.017821 | 0.125 | 0.08 | 261 | 0 | 0.364 | 1 | 4 | cs | TRUE
131 | LV_2474-2_0_5_line_131 |  | 114 | 206 | 0.027263 | 0.125 | 0.08 | 261 | 0 | 0.364 | 1 | 1 | cs | TRUE
132 | LV_2474-2_0_5_line_132 |  | 115 | 130 | 0.0025927 | 0.125 | 0.08 | 261 | 0 | 0.364 | 1 | 1 | cs | TRUE
133 | LV_2474-2_0_5_line_133 |  | 116 | 170 | 0.0012611 | 0.125 | 0.08 | 261 | 0 | 0.364 | 1 | 4 | cs | TRUE
134 | LV_2474-2_0_5_line_134 |  | 117 | 118 | 0.018537 | 0.125 | 0.08 | 261 | 0 | 0.364 | 1 | 1 | cs | TRUE
135 | LV_2474-2_0_5_line_135 |  | 118 | 119 | 0.024505 | 0.125 | 0.08 | 261 | 0 | 0.364 | 1 | 1 | cs | TRUE
136 | LV_2474-2_0_5_line_136 |  | 118 | 120 | 0.024745 | 0.125 | 0.08 | 261 | 0 | 0.364 | 1 | 1 | cs | TRUE
137 | LV_2474-2_0_5_line_137 |  | 121 | 122 | 0.0033548 | 0.125 | 0.08 | 261 | 0 | 0.364 | 1 | 1 | cs | TRUE
138 | LV_2474-2_0_5_line_138 |  | 122 | 123 | 0.021456 | 0.125 | 0.08 | 261 | 0 | 0.364 | 1 | 1 | cs | TRUE
139 | LV_2474-2_0_5_line_139 |  | 123 | 124 | 0.0025337 | 0.125 | 0.08 | 261 | 0 | 0.364 | 1 | 1 | cs | TRUE
140 | LV_2474-2_0_5_line_140 |  | 124 | 125 | 0.0034417 | 0.125 | 0.08 | 261 | 0 | 0.364 | 1 | 1 | cs | TRUE
141 | LV_2474-2_0_5_line_141 |  | 124 | 126 | 0.025686 | 0.125 | 0.08 | 261 | 0 | 0.364 | 1 | 2 | cs | TRUE
142 | LV_2474-2_0_5_line_142 |  | 125 | 127 | 0.009275 | 0.125 | 0.08 | 261 | 0 | 0.364 | 1 | 1 | cs | TRUE
143 | LV_2474-2_0_5_line_143 |  | 126 | 128 | 0.015415 | 0.125 | 0.08 | 261 | 0 | 0.364 | 1 | 2 | cs | TRUE
144 | LV_2474-2_0_5_line_144 |  | 128 | 129 | 0.0007967 | 0.125 | 0.08 | 261 | 0 | 0.364 | 1 | 4 | cs | TRUE
145 | LV_2474-2_0_5_line_145 |  | 130 | 131 | 0.01143 | 0.125 | 0.08 | 261 | 0 | 0.364 | 1 | 1 | cs | TRUE
146 | LV_2474-2_0_5_line_146 |  | 131 | 132 | 0.0019158 | 0.125 | 0.08 | 261 | 0 | 0.364 | 1 | 1 | cs | TRUE
147 | LV_2474-2_0_5_line_147 |  | 132 | 133 | 0.0092567 | 0.125 | 0.08 | 261 | 0 | 0.364 | 1 | 1 | cs | TRUE
148 | LV_2474-2_0_5_line_148 |  | 133 | 134 | 0.020899 | 0.125 | 0.08 | 261 | 0 | 0.364 | 1 | 1 | cs | TRUE
149 | LV_2474-2_0_5_line_149 |  | 134 | 239 | 0.011375 | 0.125 | 0.08 | 261 | 0 | 0.364 | 1 | 1 | cs | TRUE
150 | LV_2474-2_0_5_line_150 |  | 135 | 163 | 0.025656 | 0.125 | 0.08 | 261 | 0 | 0.364 | 1 | 1 | cs | TRUE
151 | LV_2474-2_0_5_line_151 |  | 136 | 137 | 0.0090595 | 0.125 | 0.08 | 261 | 0 | 0.364 | 1 | 1 | cs | TRUE
152 | LV_2474-2_0_5_line_152 |  | 138 | 139 | 0.017594 | 0.125 | 0.08 | 261 | 0 | 0.364 | 1 | 1 | cs | TRUE
153 | LV_2474-2_0_5_line_153 |  | 138 | 140 | 0.016929 | 0.125 | 0.08 | 261 | 0 | 0.364 | 1 | 1 | cs | TRUE
154 | LV_2474-2_0_5_line_154 |  | 139 | 141 | 0.013096 | 0.125 | 0.08 | 261 | 0 | 0.364 | 1 | 1 | cs | TRUE
155 | LV_2474-2_0_5_line_155 |  | 140 | 142 | 3.6664e-05 | 0.125 | 0.08 | 261 | 0 | 0.364 | 1 | 1 | cs | TRUE
156 | LV_2474-2_0_5_line_156 |  | 141 | 143 | 0.014279 | 0.125 | 0.08 | 261 | 0 | 0.364 | 1 | 1 | cs | TRUE
157 | LV_2474-2_0_5_line_157 |  | 141 | 144 | 0.0037119 | 0.125 | 0.08 | 261 | 0 | 0.364 | 1 | 1 | cs | TRUE
158 | LV_2474-2_0_5_line_158 |  | 142 | 145 | 0.014054 | 0.125 | 0.08 | 261 | 0 | 0.364 | 1 | 1 | cs | TRUE
159 | LV_2474-2_0_5_line_159 |  | 145 | 146 | 0.010386 | 0.125 | 0.08 | 261 | 0 | 0.364 | 1 | 1 | cs | TRUE
160 | LV_2474-2_0_5_line_160 |  | 147 | 148 | 0.0086416 | 0.125 | 0.08 | 261 | 0 | 0.364 | 1 | 1 | cs | TRUE
161 | LV_2474-2_0_5_line_161 |  | 147 | 149 | 0.0032802 | 0.125 | 0.08 | 261 | 0 | 0.364 | 1 | 1 | cs | TRUE
162 | LV_2474-2_0_5_line_162 |  | 148 | 150 | 0.008368 | 0.125 | 0.08 | 261 | 0 | 0.364 | 1 | 1 | cs | TRUE
163 | LV_2474-2_0_5_line_163 |  | 149 | 151 | 0.019832 | 0.125 | 0.08 | 261 | 0 | 0.364 | 1 | 1 | cs | TRUE
164 | LV_2474-2_0_5_line_164 |  | 151 | 152 | 0.0039756 | 0.125 | 0.08 | 261 | 0 | 0.364 | 1 | 1 | cs | TRUE
165 | LV_2474-2_0_5_line_165 |  | 152 | 153 | 0.02347 | 0.125 | 0.08 | 261 | 0 | 0.364 | 1 | 1 | cs | TRUE
166 | LV_2474-2_0_5_line_166 |  | 153 | 157 | 0.0064149 | 0.125 | 0.08 | 261 | 0 | 0.364 | 1 | 1 | cs | TRUE
167 | LV_2474-2_0_5_line_167 |  | 153 | 154 | 0.010884 | 0.125 | 0.08 | 261 | 0 | 0.364 | 1 | 1 | cs | TRUE
168 | LV_2474-2_0_5_line_168 |  | 154 | 155 | 0.016848 | 0.125 | 0.08 | 261 | 0 | 0.364 | 1 | 1 | cs | TRUE
169 | LV_2474-2_0_5_line_169 |  | 155 | 156 | 0.013249 | 0.125 | 0.08 | 261 | 0 | 0.364 | 1 | 1 | cs | TRUE
170 | LV_2474-2_0_5_line_170 |  | 156 | 158 | 0.0053891 | 0.125 | 0.08 | 261 | 0 | 0.364 | 1 | 1 | cs | TRUE
171 | LV_2474-2_0_5_line_171 |  | 157 | 159 | 0.01727 | 0.125 | 0.08 | 261 | 0 | 0.364 | 1 | 1 | cs | TRUE
172 | LV_2474-2_0_5_line_172 |  | 159 | 160 | 0.0031209 | 0.125 | 0.08 | 261 | 0 | 0.364 | 1 | 1 | cs | TRUE
173 | LV_2474-2_0_5_line_173 |  | 161 | 162 | 0.0024376 | 0.125 | 0.08 | 261 | 0 | 0.364 | 1 | 1 | cs | TRUE
174 | LV_2474-2_0_5_line_174 |  | 162 | 205 | 0.030436 | 0.125 | 0.08 | 261 | 0 | 0.364 | 1 | 1 | cs | TRUE
175 | LV_2474-2_0_5_line_175 |  | 162 | 206 | 0.016045 | 0.125 | 0.08 | 261 | 0 | 0.364 | 1 | 1 | cs | TRUE
176 | LV_2474-2_0_5_line_176 |  | 163 | 186 | 0.0096977 | 0.125 | 0.08 | 261 | 0 | 0.364 | 1 | 1 | cs | TRUE
177 | LV_2474-2_0_5_line_177 |  | 164 | 182 | 0.02406 | 0.125 | 0.08 | 261 | 0 | 0.364 | 1 | 1 | cs | TRUE
178 | LV_2474-2_0_5_line_178 |  | 166 | 167 | 0.0075459 | 0.125 | 0.08 | 261 | 0 | 0.364 | 1 | 4 | cs | TRUE
179 | LV_2474-2_0_5_line_179 |  | 166 | 168 | 0.0071598 | 0.125 | 0.08 | 261 | 0 | 0.364 | 1 | 4 | cs | TRUE
180 | LV_2474-2_0_5_line_180 |  | 167 | 169 | 0.0052649 | 0.125 | 0.08 | 261 | 0 | 0.364 | 1 | 4 | cs | TRUE
181 | LV_2474-2_0_5_line_181 |  | 169 | 170 | 0.010073 | 0.125 | 0.08 | 261 | 0 | 0.364 | 1 | 4 | cs | TRUE
182 | LV_2474-2_0_5_line_182 |  | 171 | 172 | 0.022301 | 0.125 | 0.08 | 261 | 0 | 0.364 | 1 | 1 | cs | TRUE
183 | LV_2474-2_0_5_line_183 |  | 171 | 173 | 0.020354 | 0.125 | 0.08 | 261 | 0 | 0.364 | 1 | 1 | cs | TRUE
184 | LV_2474-2_0_5_line_184 |  | 172 | 174 | 0.033552 | 0.125 | 0.08 | 261 | 0 | 0.364 | 1 | 1 | cs | TRUE
185 | LV_2474-2_0_5_line_185 |  | 173 | 175 | 0.001934 | 0.125 | 0.08 | 261 | 0 | 0.364 | 1 | 1 | cs | TRUE
186 | LV_2474-2_0_5_line_186 |  | 174 | 176 | 0.014469 | 0.125 | 0.08 | 261 | 0 | 0.364 | 1 | 1 | cs | TRUE
187 | LV_2474-2_0_5_line_187 |  | 174 | 177 | 0.018223 | 0.125 | 0.08 | 261 | 0 | 0.364 | 1 | 1 | cs | TRUE
188 | LV_2474-2_0_5_line_188 |  | 175 | 178 | 0.016754 | 0.125 | 0.08 | 261 | 0 | 0.364 | 1 | 1 | cs | TRUE
189 | LV_2474-2_0_5_line_189 |  | 176 | 179 | 0.019207 | 0.125 | 0.08 | 261 | 0 | 0.364 | 1 | 1 | cs | TRUE
190 | LV_2474-2_0_5_line_190 |  | 177 | 180 | 0.015087 | 0.125 | 0.08 | 261 | 0 | 0.364 | 1 | 1 | cs | TRUE
191 | LV_2474-2_0_5_line_191 |  | 178 | 181 | 0.0064113 | 0.125 | 0.08 | 261 | 0 | 0.364 | 1 | 1 | cs | TRUE
192 | LV_2474-2_0_5_line_192 |  | 179 | 246 | 0.010522 | 0.125 | 0.08 | 261 | 0 | 0.364 | 1 | 1 | cs | TRUE
193 | LV_2474-2_0_5_line_193 |  | 179 | 249 | 0.033534 | 0.125 | 0.08 | 261 | 0 | 0.364 | 1 | 1 | cs | TRUE
194 | LV_2474-2_0_5_line_194 |  | 180 | 225 | 0.011034 | 0.125 | 0.08 | 261 | 0 | 0.364 | 1 | 1 | cs | TRUE
195 | LV_2474-2_0_5_line_195 |  | 181 | 261 | 0.013336 | 0.125 | 0.08 | 261 | 0 | 0.364 | 1 | 1 | cs | TRUE
196 | LV_2474-2_0_5_line_196 |  | 182 | 183 | 0.032675 | 0.125 | 0.08 | 261 | 0 | 0.364 | 1 | 1 | cs | TRUE
197 | LV_2474-2_0_5_line_197 |  | 183 | 184 | 0.014712 | 0.125 | 0.08 | 261 | 0 | 0.364 | 1 | 1 | cs | TRUE
198 | LV_2474-2_0_5_line_198 |  | 183 | 185 | 0.029133 | 0.125 | 0.08 | 261 | 0 | 0.364 | 1 | 1 | cs | TRUE
199 | LV_2474-2_0_5_line_199 |  | 186 | 221 | 0.030258 | 0.125 | 0.08 | 261 | 0 | 0.364 | 1 | 1 | cs | TRUE
200 | LV_2474-2_0_5_line_200 |  | 186 | 222 | 0.05195 | 0.125 | 0.08 | 261 | 0 | 0.364 | 1 | 1 | cs | TRUE
201 | LV_2474-2_0_5_line_201 |  | 187 | 188 | 0.017685 | 0.125 | 0.08 | 261 | 0 | 0.364 | 1 | 1 | cs | TRUE
202 | LV_2474-2_0_5_line_202 |  | 187 | 189 | 0.026764 | 0.125 | 0.08 | 261 | 0 | 0.364 | 1 | 1 | cs | TRUE
203 | LV_2474-2_0_5_line_203 |  | 188 | 190 | 0.023306 | 0.125 | 0.08 | 261 | 0 | 0.364 | 1 | 1 | cs | TRUE
204 | LV_2474-2_0_5_line_204 |  | 189 | 191 | 0.018874 | 0.125 | 0.08 | 261 | 0 | 0.364 | 1 | 1 | cs | TRUE
205 | LV_2474-2_0_5_line_205 |  | 189 | 192 | 0.015994 | 0.125 | 0.08 | 261 | 0 | 0.364 | 1 | 1 | cs | TRUE
206 | LV_2474-2_0_5_line_206 |  | 191 | 193 | 0.00083841 | 0.125 | 0.08 | 261 | 0 | 0.364 | 1 | 1 | cs | TRUE
207 | LV_2474-2_0_5_line_207 |  | 194 | 195 | 0.013381 | 0.125 | 0.08 | 261 | 0 | 0.364 | 1 | 1 | cs | TRUE
208 | LV_2474-2_0_5_line_208 |  | 195 | 196 | 0.035395 | 0.125 | 0.08 | 261 | 0 | 0.364 | 1 | 1 | cs | TRUE
209 | LV_2474-2_0_5_line_209 |  | 195 | 197 | 0.018483 | 0.125 | 0.08 | 261 | 0 | 0.364 | 1 | 1 | cs | TRUE
210 | LV_2474-2_0_5_line_210 |  | 196 | 198 | 0.0089614 | 0.125 | 0.08 | 261 | 0 | 0.364 | 1 | 1 | cs | TRUE
211 | LV_2474-2_0_5_line_211 |  | 197 | 199 | 0.028611 | 0.125 | 0.08 | 261 | 0 | 0.364 | 1 | 1 | cs | TRUE
212 | LV_2474-2_0_5_line_212 |  | 200 | 201 | 0.02117 | 0.125 | 0.08 | 261 | 0 | 0.364 | 1 | 1 | cs | TRUE
213 | LV_2474-2_0_5_line_213 |  | 200 | 202 | 0.016335 | 0.125 | 0.08 | 261 | 0 | 0.364 | 1 | 1 | cs | TRUE
214 | LV_2474-2_0_5_line_214 |  | 201 | 203 | 0.015967 | 0.125 | 0.08 | 261 | 0 | 0.364 | 1 | 1 | cs | TRUE
215 | LV_2474-2_0_5_line_215 |  | 202 | 204 | 0.034862 | 0.125 | 0.08 | 261 | 0 | 0.364 | 1 | 1 | cs | TRUE
216 | LV_2474-2_0_5_line_216 |  | 207 | 208 | 0.011977 | 0.125 | 0.08 | 261 | 0 | 0.364 | 1 | 1 | cs | TRUE
217 | LV_2474-2_0_5_line_217 |  | 208 | 209 | 0.047047 | 0.125 | 0.08 | 261 | 0 | 0.364 | 1 | 1 | cs | TRUE
218 | LV_2474-2_0_5_line_218 |  | 208 | 210 | 0.0021841 | 0.125 | 0.08 | 261 | 0 | 0.364 | 1 | 1 | cs | TRUE
219 | LV_2474-2_0_5_line_219 |  | 209 | 211 | 0.023122 | 0.125 | 0.08 | 261 | 0 | 0.364 | 1 | 1 | cs | TRUE
220 | LV_2474-2_0_5_line_220 |  | 210 | 212 | 0.020736 | 0.125 | 0.08 | 261 | 0 | 0.364 | 1 | 1 | cs | TRUE
221 | LV_2474-2_0_5_line_221 |  | 212 | 213 | 0.013937 | 0.125 | 0.08 | 261 | 0 | 0.364 | 1 | 1 | cs | TRUE
222 | LV_2474-2_0_5_line_222 |  | 213 | 233 | 0.020186 | 0.125 | 0.08 | 261 | 0 | 0.364 | 1 | 1 | cs | TRUE
223 | LV_2474-2_0_5_line_223 |  | 214 | 227 | 0.011103 | 0.125 | 0.08 | 261 | 0 | 0.364 | 1 | 1 | cs | TRUE
224 | LV_2474-2_0_5_line_224 |  | 215 | 217 | 0.010452 | 0.125 | 0.08 | 261 | 0 | 0.364 | 1 | 1 | cs | TRUE
225 | LV_2474-2_0_5_line_225 |  | 216 | 217 | 0.0073456 | 0.125 | 0.08 | 261 | 0 | 0.364 | 1 | 1 | cs | TRUE
226 | LV_2474-2_0_5_line_226 |  | 216 | 218 | 0.013515 | 0.125 | 0.08 | 261 | 0 | 0.364 | 1 | 1 | cs | TRUE
227 | LV_2474-2_0_5_line_227 |  | 218 | 219 | 0.012141 | 0.125 | 0.08 | 261 | 0 | 0.364 | 1 | 1 | cs | TRUE
228 | LV_2474-2_0_5_line_228 |  | 218 | 220 | 0.010544 | 0.125 | 0.08 | 261 | 0 | 0.364 | 1 | 1 | cs | TRUE
229 | LV_2474-2_0_5_line_229 |  | 222 | 223 | 0.0065293 | 0.125 | 0.08 | 261 | 0 | 0.364 | 1 | 1 | cs | TRUE
230 | LV_2474-2_0_5_line_230 |  | 223 | 224 | 0.01774 | 0.125 | 0.08 | 261 | 0 | 0.364 | 1 | 1 | cs | TRUE
231 | LV_2474-2_0_5_line_231 |  | 224 | 260 | 0.006451 | 0.125 | 0.08 | 261 | 0 | 0.364 | 1 | 1 | cs | TRUE
232 | LV_2474-2_0_5_line_232 |  | 225 | 226 | 0.019472 | 0.125 | 0.08 | 261 | 0 | 0.364 | 1 | 1 | cs | TRUE
233 | LV_2474-2_0_5_line_233 |  | 227 | 249 | 0.0030313 | 0.125 | 0.08 | 261 | 0 | 0.364 | 1 | 1 | cs | TRUE
234 | LV_2474-2_0_5_line_234 |  | 228 | 229 | 0.0080773 | 0.125 | 0.08 | 261 | 0 | 0.364 | 1 | 1 | cs | TRUE
235 | LV_2474-2_0_5_line_235 |  | 229 | 230 | 0.021282 | 0.125 | 0.08 | 261 | 0 | 0.364 | 1 | 1 | cs | TRUE
236 | LV_2474-2_0_5_line_236 |  | 230 | 231 | 0.027974 | 0.125 | 0.08 | 261 | 0 | 0.364 | 1 | 1 | cs | TRUE
237 | LV_2474-2_0_5_line_237 |  | 231 | 232 | 0.0089123 | 0.125 | 0.08 | 261 | 0 | 0.364 | 1 | 1 | cs | TRUE
238 | LV_2474-2_0_5_line_238 |  | 232 | 243 | 0.00076672 | 0.125 | 0.08 | 261 | 0 | 0.364 | 1 | 1 | cs | TRUE
239 | LV_2474-2_0_5_line_239 |  | 233 | 234 | 0.018768 | 0.125 | 0.08 | 261 | 0 | 0.364 | 1 | 1 | cs | TRUE
240 | LV_2474-2_0_5_line_240 |  | 233 | 235 | 0.014147 | 0.125 | 0.08 | 261 | 0 | 0.364 | 1 | 1 | cs | TRUE
241 | LV_2474-2_0_5_line_241 |  | 236 | 237 | 0.007204 | 0.125 | 0.08 | 261 | 0 | 0.364 | 1 | 1 | cs | TRUE
242 | LV_2474-2_0_5_line_242 |  | 236 | 238 | 0.01766 | 0.125 | 0.08 | 261 | 0 | 0.364 | 1 | 1 | cs | TRUE
243 | LV_2474-2_0_5_line_243 |  | 237 | 241 | 0.011178 | 0.125 | 0.08 | 261 | 0 | 0.364 | 1 | 1 | cs | TRUE
244 | LV_2474-2_0_5_line_244 |  | 238 | 264 | 0.0026165 | 0.125 | 0.08 | 261 | 0 | 0.364 | 1 | 1 | cs | TRUE
245 | LV_2474-2_0_5_line_245 |  | 239 | 240 | 0.010085 | 0.125 | 0.08 | 261 | 0 | 0.364 | 1 | 1 | cs | TRUE
246 | LV_2474-2_0_5_line_246 |  | 240 | 241 | 0.0071677 | 0.125 | 0.08 | 261 | 0 | 0.364 | 1 | 1 | cs | TRUE
247 | LV_2474-2_0_5_line_247 |  | 243 | 244 | 0.05281 | 0.125 | 0.08 | 261 | 0 | 0.364 | 1 | 1 | cs | TRUE
248 | LV_2474-2_0_5_line_248 |  | 244 | 245 | 0.0017263 | 0.125 | 0.08 | 261 | 0 | 0.364 | 1 | 1 | cs | TRUE
249 | LV_2474-2_0_5_line_249 |  | 245 | 246 | 0.023538 | 0.125 | 0.08 | 261 | 0 | 0.364 | 1 | 1 | cs | TRUE
250 | LV_2474-2_0_5_line_250 |  | 247 | 248 | 0.0070633 | 0.125 | 0.08 | 261 | 0 | 0.364 | 1 | 1 | cs | TRUE
251 | LV_2474-2_0_5_line_251 |  | 247 | 249 | 0.012888 | 0.125 | 0.08 | 261 | 0 | 0.364 | 1 | 1 | cs | TRUE
252 | LV_2474-2_0_5_line_252 |  | 248 | 250 | 0.022469 | 0.125 | 0.08 | 261 | 0 | 0.364 | 1 | 1 | cs | TRUE
253 | LV_2474-2_0_5_line_253 |  | 251 | 252 | 0.088901 | 0.125 | 0.08 | 261 | 0 | 0.364 | 1 | 1 | cs | TRUE
254 | LV_2474-2_0_5_line_254 |  | 252 | 253 | 0.055005 | 0.125 | 0.08 | 261 | 0 | 0.364 | 1 | 1 | cs | TRUE
255 | LV_2474-2_0_5_line_255 |  | 253 | 256 | 0.0506 | 0.125 | 0.08 | 261 | 0 | 0.364 | 1 | 1 | cs | TRUE
256 | LV_2474-2_0_5_line_256 |  | 253 | 257 | 0.17809 | 0.125 | 0.08 | 261 | 0 | 0.364 | 1 | 1 | cs | TRUE
257 | LV_2474-2_0_5_line_257 |  | 254 | 255 | 0.015227 | 0.125 | 0.08 | 261 | 0 | 0.364 | 1 | 1 | cs | TRUE
258 | LV_2474-2_0_5_line_258 |  | 255 | 257 | 0.034952 | 0.125 | 0.08 | 261 | 0 | 0.364 | 1 | 1 | cs | TRUE
259 | LV_2474-2_0_5_line_259 |  | 256 | 258 | 0.065383 | 0.125 | 0.08 | 261 | 0 | 0.364 | 1 | 1 | cs | TRUE
260 | LV_2474-2_0_5_line_260 |  | 257 | 259 | 0.080272 | 0.125 | 0.08 | 261 | 0 | 0.364 | 1 | 1 | cs | TRUE
261 | LV_2474-2_0_5_line_261 |  | 259 | 262 | 0.018075 | 0.125 | 0.08 | 261 | 0 | 0.364 | 1 | 1 | cs | TRUE
262 | LV_2474-2_0_5_line_262 |  | 261 | 263 | 0.0076316 | 0.125 | 0.08 | 261 | 0 | 0.364 | 1 | 1 | cs | TRUE
263 | LV_2474-2_0_5_line_263 |  | 262 | 264 | 0.0049196 | 0.125 | 0.08 | 261 | 0 | 0.364 | 1 | 1 | cs | TRUE

## trafo
| name | std_type | hv_bus | lv_bus | sn_mva | vn_hv_kv | vn_lv_kv | vk_percent | vkr_percent | pfe_kw | i0_percent | shift_degree | tap_side | tap_neutral | tap_min | tap_max | tap_step_percent | tap_step_degree | tap_pos | tap_phase_shifter | parallel | df | in_service
0 | LV_2474-2_0_5_trafo_210 | 0.63 MVA 20/0.4 kV | 265 | 114 | 0.63 | 20 | 0.4 | 6 | 1.206 | 1.65 | 0.2619 | 150 | hv | 0 | -2 | 2 | 2.5 | 0 | 0 | FALSE | 1 | 1 | TRUE

## line_geodata
| x0 | y0 | x1 | y1 | x2 | y2 | x3 | y3 | x4 | y4 | x5 | y5 | x6 | y6 | x7 | y7 | x8 | y8 | x9 | y9
0 | 2616510.144 | 1258560.941 | 2616522.1368 | 1258541.6877
1 | 2616501.7968 | 1258597.3637 | 2616504.4961 | 1258570.0083 | 2616510.144 | 1258560.941
2 | 2616522.1368 | 1258541.6877 | 2616524.4629 | 1258537.9533 | 2616532.0708 | 1258520.4342
3 | 2616501.7968 | 1258597.3637 | 2616504.8273 | 1258600.0072 | 2616508.5314 | 1258604.3538 | 2616511.812 | 1258608.8767
4 | 2616535.198 | 1258513.2331 | 2616532.0708 | 1258520.4342
5 | 2616535.198 | 1258513.2331 | 2616540.5217 | 1258498.043
6 | 2616535.198 | 1258513.2331 | 2616519.6941 | 1258507.4232
7 | 2616540.5217 | 1258498.043 | 2616544.9848 | 1258485.3082 | 2616546.0787 | 1258482.7775
8 | 2616519.6941 | 1258507.4232 | 2616487.7047 | 1258495.4355
9 | 2616633.122 | 1258082.8778 | 2616632.4065 | 1258093.7738
10 | 2616633.9984 | 1258069.5323 | 2616633.122 | 1258082.8778
11 | 2616631.1163 | 1258113.4204 | 2616632.4065 | 1258093.7738
12 | 2616631.1163 | 1258113.4204 | 2616624.1497 | 1258111.0882 | 2616614.6461 | 1258110.2166 | 2616606.1111 | 1258110.7042
13 | 2616631.1163 | 1258113.4204 | 2616640.8468 | 1258119.4295
14 | 2616606.4469 | 1258060.7159 | 2616607.3205 | 1258074.5277 | 2616606.1111 | 1258110.7042
15 | 2616640.8468 | 1258119.4295 | 2616641.8528 | 1258126.3036 | 2616640.7924 | 1258151.413
16 | 2616640.8468 | 1258119.4295 | 2616648.6761 | 1258117.9171 | 2616660.3812 | 1258120.0177
17 | 2616606.4469 | 1258060.7159 | 2616561.8142 | 1258040.6222
18 | 2616640.7924 | 1258151.413 | 2616640.1206 | 1258167.3208
19 | 2616666.2491 | 1258121.0708 | 2616660.3812 | 1258120.0177
20 | 2616583.4096 | 1258139.978 | 2616581.3337 | 1258133.2757
21 | 2616587.6157 | 1258162.9403 | 2616585.4757 | 1258146.6485 | 2616583.4096 | 1258139.978
22 | 2616587.6157 | 1258162.9403 | 2616588.1625 | 1258167.1031 | 2616588.2446 | 1258179.5308
23 | 2616588.2446 | 1258179.5308 | 2616588.3215 | 1258191.1642 | 2616588.2867 | 1258195.94
24 | 2616588.248 | 1258201.2708 | 2616588.2867 | 1258195.94
25 | 2616561.8142 | 1258040.6222 | 2616548.9385 | 1258029.5285
26 | 2616561.8142 | 1258040.6222 | 2616574.6007 | 1258029.4504 | 2616587.2725 | 1258018.912 | 2616592.0283 | 1258013.8886 | 2616594.9843 | 1258008.1819 | 2616597.9947 | 1257996.5158
27 | 2616588.5977 | 1258486.1638 | 2616589.5911 | 1258487.1427
28 | 2616613.9679 | 1258500.6667 | 2616602.1686 | 1258496.0862 | 2616597.1924 | 1258493.7707 | 2616592.8976 | 1258490.4009 | 2616589.5911 | 1258487.1427
29 | 2616588.5977 | 1258486.1638 | 2616588.5977 | 1258486.1638 | 2616585.8515 | 1258481.5975 | 2616584.1851 | 1258477.7783
30 | 2616613.9679 | 1258500.6667 | 2616603.3567 | 1258522.7891
31 | 2616613.9679 | 1258500.6667 | 2616625.6406 | 1258504.6576 | 2616631.0923 | 1258506.752 | 2616633.8835 | 1258508.6945 | 2616635.8591 | 1258511.135
32 | 2616582.0081 | 1258456.9257 | 2616581.6407 | 1258469.7333 | 2616583.4472 | 1258476.087 | 2616584.1851 | 1258477.7783
33 | 2616592.7077 | 1258544.9904 | 2616603.3567 | 1258522.7891
34 | 2616647.7939 | 1258507.7217 | 2616641.5867 | 1258508.9273 | 2616635.8591 | 1258511.135
35 | 2616635.8591 | 1258511.135 | 2616638.6219 | 1258517.8362 | 2616638.7836 | 1258524.6746 | 2616637.4935 | 1258529.7521
36 | 2616582.0081 | 1258456.9257 | 2616577.1218 | 1258457.5235 | 2616567.4415 | 1258460.9985
37 | 2616582.0081 | 1258456.9257 | 2616583.8675 | 1258449.7371 | 2616586.2999 | 1258444.1754
38 | 2616583.0046 | 1258565.2196 | 2616592.7077 | 1258544.9904
39 | 2616647.7939 | 1258507.7217 | 2616654.9004 | 1258507.2046
40 | 2616559.88 | 1258463.7129 | 2616567.4415 | 1258460.9985
41 | 2616586.3237 | 1258444.1212 | 2616586.2999 | 1258444.1754
42 | 2616583.0046 | 1258565.2196 | 2616580.4006 | 1258570.6485
43 | 2616580.4006 | 1258570.6485 | 2616576.5422 | 1258578.6925 | 2616576.2821 | 1258585.4519 | 2616576.2821 | 1258585.4519
44 | 2616585.8663 | 1258594.3398 | 2616579.2394 | 1258589.9854 | 2616576.2821 | 1258585.4519
45 | 2616669.3429 | 1258305.4187 | 2616679.2228 | 1258281.3462 | 2616679.8937 | 1258279.6987
46 | 2616664.9336 | 1258313.7091 | 2616666.9114 | 1258311.3429 | 2616669.3429 | 1258305.4187
47 | 2616685.1401 | 1258266.8155 | 2616679.8937 | 1258279.6987
48 | 2616651.7236 | 1258329.5126 | 2616664.9336 | 1258313.7091
49 | 2616692.9611 | 1258239.8902 | 2616688.2861 | 1258259.09 | 2616685.1401 | 1258266.8155
50 | 2616651.7236 | 1258329.5126 | 2616647.7885 | 1258329.4131
51 | 2616651.7236 | 1258329.5126 | 2616657.1119 | 1258330.0183
52 | 2616692.9611 | 1258239.8902 | 2616679.1593 | 1258234.192 | 2616675.9278 | 1258232.4585
53 | 2616692.9611 | 1258239.8902 | 2616705.3129 | 1258243.8498 | 2616707.6009 | 1258244.4755
54 | 2616647.7885 | 1258329.4131 | 2616635.0697 | 1258329.0914
55 | 2616673.6678 | 1258331.5722 | 2616657.1119 | 1258330.0183
56 | 2616707.6009 | 1258244.4755 | 2616719.896 | 1258247.8379 | 2616726.3881 | 1258248.7988
57 | 2616635.0697 | 1258329.0914 | 2616633.5594 | 1258329.0532
58 | 2616680.5423 | 1258332.2175 | 2616673.6678 | 1258331.5722
59 | 2616604.1356 | 1258345.9924 | 2616603.6857 | 1258341.7254
60 | 2616603.3648 | 1258327.1089 | 2616603.6124 | 1258341.0301 | 2616603.6857 | 1258341.7254
61 | 2616604.1356 | 1258345.9924 | 2616605.3082 | 1258357.1116
62 | 2616603.3648 | 1258327.1089 | 2616599.2553 | 1258324.8404 | 2616598.3938 | 1258323.8549
63 | 2616603.3648 | 1258327.1089 | 2616609.7008 | 1258328.4498 | 2616619.9827 | 1258328.7098
64 | 2616606.1499 | 1258368.2826 | 2616605.3821 | 1258357.813 | 2616605.3082 | 1258357.1116
65 | 2616595.0828 | 1258320.0662 | 2616595.0849 | 1258320.0699 | 2616598.3938 | 1258323.8549
66 | 2616621.034 | 1258328.7364 | 2616619.9827 | 1258328.7098
67 | 2616606.3744 | 1258371.344 | 2616606.1499 | 1258368.2826
68 | 2616592.5878 | 1258315.5932 | 2616595.0828 | 1258320.0662
69 | 2616621.034 | 1258328.7364 | 2616633.5594 | 1258329.0532
70 | 2616606.3744 | 1258371.344 | 2616606.6477 | 1258375.0707
71 | 2616592.5878 | 1258315.5932 | 2616590.892 | 1258312.5532 | 2616590.892 | 1258312.5532
72 | 2616817.7927 | 1258198.1371 | 2616818.9456 | 1258198.3333
73 | 2616843.1008 | 1258203.4339 | 2616826.3614 | 1258199.595 | 2616818.9456 | 1258198.3333
74 | 2616782.1019 | 1258192.0647 | 2616817.7927 | 1258198.1371
75 | 2616843.1008 | 1258203.4339 | 2616843.2928 | 1258188.2409
76 | 2616782.1019 | 1258192.0647 | 2616786.2318 | 1258176.5103
77 | 2616782.1019 | 1258192.0647 | 2616775.7676 | 1258219.9775
78 | 2616843.5189 | 1258170.335 | 2616843.2928 | 1258188.2409
79 | 2616786.2318 | 1258176.5103 | 2616786.9409 | 1258174.0047
80 | 2616786.2318 | 1258176.5103 | 2616772.5889 | 1258173.4352
81 | 2616772.7865 | 1258233.1142 | 2616775.7676 | 1258219.9775
82 | 2616791.3819 | 1258158.3128 | 2616786.9409 | 1258174.0047
83 | 2616767.1238 | 1258172.2034 | 2616772.5889 | 1258173.4352
84 | 2616772.7865 | 1258233.1142 | 2616770.6493 | 1258242.532
85 | 2616694.6471 | 1258334.0556 | 2616711.0763 | 1258336.1966
86 | 2616685.0266 | 1258332.8019 | 2616694.6471 | 1258334.0556
87 | 2616718.9111 | 1258336.2274 | 2616713.1559 | 1258336.4676 | 2616711.0763 | 1258336.1966
88 | 2616680.5423 | 1258332.2175 | 2616685.0266 | 1258332.8019
89 | 2616726.868 | 1258333.7821 | 2616720.3935 | 1258336.1655 | 2616718.9111 | 1258336.2274
90 | 2616680.5423 | 1258332.2175 | 2616685.3854 | 1258325.5933 | 2616687.2401 | 1258321.7094
91 | 2616726.868 | 1258333.7821 | 2616725.9903 | 1258354.1128
92 | 2616726.868 | 1258333.7821 | 2616736.1265 | 1258330.3665
93 | 2616687.3497 | 1258321.4798 | 2616687.2401 | 1258321.7094
94 | 2616725.6019 | 1258363.1095 | 2616725.9903 | 1258354.1128
95 | 2616736.4328 | 1258330.2534 | 2616736.1265 | 1258330.3665
96 | 2616687.3497 | 1258321.4798 | 2616691.1332 | 1258313.5569
97 | 2616586.527 | 1258223.2513 | 2616588.0349 | 1258215.4909 | 2616588.0578 | 1258213.9624
98 | 2616588.248 | 1258201.2708 | 2616588.0578 | 1258213.9624
99 | 2616585.4412 | 1258228.8389 | 2616586.527 | 1258223.2513
100 | 2616588.248 | 1258201.2708 | 2616561.0944 | 1258187.4948
101 | 2616583.665 | 1258237.9805 | 2616585.4412 | 1258228.8389
102 | 2616561.0944 | 1258187.4948 | 2616547.5679 | 1258180.6323 | 2616546.1107 | 1258180.0975
103 | 2616582.3367 | 1258250.2762 | 2616583.224 | 1258240.2497 | 2616583.665 | 1258237.9805
104 | 2616546.1107 | 1258180.0975 | 2616526.1677 | 1258172.7768
105 | 2616582.3367 | 1258250.2762 | 2616586.0516 | 1258250.7869 | 2616608.0251 | 1258253.7837 | 2616614.1433 | 1258254.4858
106 | 2616582.3367 | 1258250.2762 | 2616578.7047 | 1258249.7435 | 2616571.4409 | 1258248.8033
107 | 2616582.3367 | 1258250.2762 | 2616583.0963 | 1258264.1827
108 | 2616526.1677 | 1258172.7768 | 2616522.4266 | 1258171.4035
109 | 2616639.7862 | 1258175.2393 | 2616640.1206 | 1258167.3208
110 | 2616678.2574 | 1258123.2258 | 2616666.2491 | 1258121.0708
111 | 2616597.9947 | 1257996.5158 | 2616573.9383 | 1257986.0956
112 | 2616613.0485 | 1257926.8221 | 2616603.3637 | 1257923.2259 | 2616599.2543 | 1257920.4959
113 | 2616574.5632 | 1257904.0928 | 2616599.2543 | 1257920.4959
114 | 2616615.4696 | 1257899.466 | 2616615.2202 | 1257913.1523 | 2616613.0485 | 1257926.8221
115 | 2616556.6908 | 1257891.3696 | 2616569.6149 | 1257900.8055 | 2616574.5632 | 1257904.0928
116 | 2616506.3231 | 1257994.2699 | 2616543.7798 | 1258025.0837 | 2616548.9385 | 1258029.5285
117 | 2616506.3231 | 1257994.2699 | 2616517.3389 | 1257982.223
118 | 2616506.3231 | 1257994.2699 | 2616472.7843 | 1257968.4267
119 | 2616535.8371 | 1257872.8694 | 2616529.2785 | 1257866.5888
120 | 2616553.8231 | 1257889.2759 | 2616550.2193 | 1257886.6419 | 2616535.8371 | 1257872.8694
121 | 2616524.2489 | 1257861.7725 | 2616529.2785 | 1257866.5888
122 | 2616553.8231 | 1257889.2759 | 2616556.6908 | 1257891.3696
123 | 2616553.8231 | 1257889.2759 | 2616546.2423 | 1257900.5551
124 | 2616523.2269 | 1257860.7938 | 2616524.2489 | 1257861.7725
125 | 2616546.2423 | 1257900.5551 | 2616535.6207 | 1257916.3588
126 | 2616535.3013 | 1257916.834 | 2616535.6207 | 1257916.3588
127 | 2616535.3013 | 1257916.834 | 2616509.0412 | 1257951.8833
128 | 2616619.9704 | 1258232.9537 | 2616618.6809 | 1258241.5608 | 2616617.8281 | 1258252.677 | 2616616.9047 | 1258253.9864 | 2616615.2747 | 1258254.6156 | 2616614.1433 | 1258254.4858
129 | 2616571.4409 | 1258248.8033 | 2616567.9061 | 1258248.3457 | 2616563.2287 | 1258247.8802
130 | 2616584.7055 | 1258281.9188 | 2616583.5917 | 1258273.2507 | 2616583.0963 | 1258264.1827
131 | 2616619.9704 | 1258232.9537 | 2616621.7229 | 1258221.2556 | 2616622.7019 | 1258216.2328 | 2616623.5904 | 1258213.9226 | 2616625.4959 | 1258211.8265 | 2616628.1999 | 1258209.9661 | 2616629.827 | 1258209.3881
132 | 2616560.6487 | 1258247.6234 | 2616563.2287 | 1258247.8802
133 | 2616584.7055 | 1258281.9188 | 2616584.8662 | 1258283.1696
134 | 2616759.6483 | 1258321.6886 | 2616760.311 | 1258324.5924 | 2616762.1725 | 1258332.7699 | 2616761.302 | 1258339.8886
135 | 2616759.6483 | 1258321.6886 | 2616766.1832 | 1258319.2943 | 2616782.8261 | 1258313.7392
136 | 2616759.6483 | 1258321.6886 | 2616736.4328 | 1258330.2534
137 | 2616763.5452 | 1258278.5365 | 2616762.9453 | 1258281.8372
138 | 2616763.5452 | 1258278.5365 | 2616767.3819 | 1258257.4262
139 | 2616767.835 | 1258254.9334 | 2616767.3819 | 1258257.4262
140 | 2616767.835 | 1258254.9334 | 2616768.5967 | 1258251.5771
141 | 2616767.835 | 1258254.9334 | 2616742.4253 | 1258251.1725
142 | 2616768.5967 | 1258251.5771 | 2616770.6493 | 1258242.532
143 | 2616742.4253 | 1258251.1725 | 2616727.1762 | 1258248.9155
144 | 2616727.1762 | 1258248.9155 | 2616726.3881 | 1258248.7988
145 | 2616560.6487 | 1258247.6234 | 2616557.3327 | 1258247.2933 | 2616552.5322 | 1258246.7685 | 2616549.528 | 1258245.4815
146 | 2616549.528 | 1258245.4815 | 2616549.528 | 1258245.4815 | 2616548.081 | 1258244.226
147 | 2616542.8865 | 1258236.6163 | 2616545.05 | 1258240.1543 | 2616547.2268 | 1258243.4848 | 2616548.081 | 1258244.226
148 | 2616542.8865 | 1258236.6163 | 2616535.2495 | 1258224.1273 | 2616531.0072 | 1258219.5235
149 | 2616521.0948 | 1258214.2598 | 2616523.8089 | 1258215.0338 | 2616527.0687 | 1258216.5995 | 2616530.1238 | 1258218.5649 | 2616531.0072 | 1258219.5235
150 | 2616615.4696 | 1257899.466 | 2616611.4926 | 1257887.4468 | 2616610.2321 | 1257874.5123
151 | 2616700.1927 | 1258313.5824 | 2616691.1332 | 1258313.5569 | 2616691.1332 | 1258313.5569
152 | 2616690.7762 | 1258156.6741 | 2616691.6505 | 1258139.1021
153 | 2616689.9349 | 1258173.5818 | 2616690.7762 | 1258156.6741
154 | 2616692.3013 | 1258126.0227 | 2616691.6505 | 1258139.1021
155 | 2616689.9331 | 1258173.6184 | 2616689.9349 | 1258173.5818
156 | 2616692.3013 | 1258126.0227 | 2616678.2574 | 1258123.2258
157 | 2616692.3013 | 1258126.0227 | 2616695.9308 | 1258126.8005
158 | 2616693.6167 | 1258186.3893 | 2616693.6167 | 1258186.3893 | 2616691.4141 | 1258184.1816 | 2616690.1243 | 1258181.7764 | 2616689.6567 | 1258179.1733 | 2616689.9331 | 1258173.6184
159 | 2616693.6167 | 1258186.3893 | 2616696.9587 | 1258188.1777 | 2616701.5237 | 1258189.3469 | 2616703.3646 | 1258189.7435
160 | 2616549.7351 | 1258407.6337 | 2616541.5996 | 1258404.7199
161 | 2616549.7351 | 1258407.6337 | 2616552.8232 | 1258408.7397
162 | 2616533.7216 | 1258401.8984 | 2616541.5996 | 1258404.7199
163 | 2616571.9745 | 1258413.8271 | 2616556.3738 | 1258410.0114 | 2616552.8232 | 1258408.7397
164 | 2616575.8363 | 1258414.7716 | 2616571.9745 | 1258413.8271
165 | 2616598.6339 | 1258420.3474 | 2616575.8363 | 1258414.7716
166 | 2616598.6339 | 1258420.3474 | 2616598.0032 | 1258422.158 | 2616595.9442 | 1258426.1566
167 | 2616598.6339 | 1258420.3474 | 2616601.1265 | 1258413.1718 | 2616601.9132 | 1258409.9795
168 | 2616601.9132 | 1258409.9795 | 2616603.4978 | 1258403.5497 | 2616604.4208 | 1258399.6719 | 2616605.0079 | 1258397.283 | 2616605.6162 | 1258393.5531
169 | 2616607.0419 | 1258380.4454 | 2616607.2628 | 1258383.4578 | 2616605.6162 | 1258393.5531
170 | 2616607.0419 | 1258380.4454 | 2616606.6477 | 1258375.0707
171 | 2616587.6916 | 1258441.3213 | 2616591.6745 | 1258434.4486 | 2616595.9442 | 1258426.1566
172 | 2616587.6916 | 1258441.3213 | 2616587.107 | 1258442.3301 | 2616586.3237 | 1258444.1212
173 | 2616645.2208 | 1258204.8771 | 2616646.4831 | 1258206.9624
174 | 2616645.2208 | 1258204.8771 | 2616641.6603 | 1258194.9715 | 2616640.2101 | 1258187.896 | 2616639.5758 | 1258180.2224 | 2616639.7862 | 1258175.2393
175 | 2616645.2208 | 1258204.8771 | 2616631.7087 | 1258208.7196 | 2616629.827 | 1258209.3881
176 | 2616610.4704 | 1257864.8176 | 2616610.2321 | 1257874.5123
177 | 2616559.88 | 1258463.7129 | 2616554.4563 | 1258467.7895 | 2616549.7798 | 1258474.2141 | 2616546.0787 | 1258482.7775
178 | 2616589.1505 | 1258305.6084 | 2616587.3151 | 1258298.2891
179 | 2616590.892 | 1258312.5532 | 2616589.1505 | 1258305.6084
180 | 2616586.1501 | 1258293.1605 | 2616586.2772 | 1258294.1501 | 2616587.3151 | 1258298.2891
181 | 2616586.1501 | 1258293.1605 | 2616584.8662 | 1258283.1696
182 | 2616749.6029 | 1258092.21 | 2616728.7381 | 1258084.3351
183 | 2616709.1278 | 1258079.0574 | 2616714.9708 | 1258080.1222 | 2616723.7692 | 1258082.4597 | 2616728.7381 | 1258084.3351
184 | 2616780.9938 | 1258104.0578 | 2616749.6029 | 1258092.21
185 | 2616707.2251 | 1258078.7106 | 2616709.1278 | 1258079.0574
186 | 2616780.9938 | 1258104.0578 | 2616794.5669 | 1258109.0692
187 | 2616780.9938 | 1258104.0578 | 2616783.6715 | 1258086.0328
188 | 2616691.138 | 1258081.3116 | 2616693.5022 | 1258079.6616 | 2616696.9725 | 1258078.7596 | 2616701.821 | 1258078.3285 | 2616707.2251 | 1258078.7106
189 | 2616812.585 | 1258115.7217 | 2616794.5669 | 1258109.0692
190 | 2616785.8884 | 1258071.1093 | 2616783.6715 | 1258086.0328
191 | 2616691.138 | 1258081.3116 | 2616687.6854 | 1258075.9094
192 | 2616812.585 | 1258115.7217 | 2616817.3871 | 1258107.7299 | 2616817.9378 | 1258106.6651
193 | 2616812.585 | 1258115.7217 | 2616796.3845 | 1258145.1068
194 | 2616785.8884 | 1258071.1093 | 2616786.7344 | 1258065.4147 | 2616786.8988 | 1258060.1408
195 | 2616687.6854 | 1258075.9094 | 2616686.1691 | 1258062.6596
196 | 2616559.88 | 1258463.7129 | 2616528.5482 | 1258454.1303
197 | 2616528.5482 | 1258454.1303 | 2616526.9814 | 1258453.7257 | 2616514.3839 | 1258450.1563
198 | 2616528.5482 | 1258454.1303 | 2616518.1797 | 1258481.3562
199 | 2616610.4704 | 1257864.8176 | 2616610.9348 | 1257860.4826 | 2616615.5663 | 1257843.373 | 2616617.7328 | 1257835.4924
200 | 2616610.4704 | 1257864.8176 | 2616604.9828 | 1257861.8558 | 2616578.6268 | 1257843.0362 | 2616567.9514 | 1257835.0552
201 | 2616494.5407 | 1257941.7594 | 2616509.0412 | 1257951.8833
202 | 2616530.6415 | 1257967.6752 | 2616520.328 | 1257959.7634 | 2616509.0412 | 1257951.8833
203 | 2616475.4313 | 1257928.4177 | 2616494.5407 | 1257941.7594
204 | 2616530.6415 | 1257967.6752 | 2616517.9047 | 1257981.6043
205 | 2616530.6415 | 1257967.6752 | 2616544.6967 | 1257975.3088
206 | 2616517.9047 | 1257981.6043 | 2616517.3389 | 1257982.223
207 | 2616597.0489 | 1258601.6875 | 2616585.8663 | 1258594.3398
208 | 2616597.0489 | 1258601.6875 | 2616617.3241 | 1258572.7135 | 2616617.3392 | 1258572.6862
209 | 2616597.0489 | 1258601.6875 | 2616585.6021 | 1258616.1996
210 | 2616621.6726 | 1258564.8423 | 2616617.3392 | 1258572.6862
211 | 2616585.6021 | 1258616.1996 | 2616575.4517 | 1258629.0679 | 2616568.1741 | 1258638.8859
212 | 2616443.3439 | 1257945.7897 | 2616447.7594 | 1257949.1438 | 2616460.1367 | 1257958.6811
213 | 2616430.3363 | 1257935.9089 | 2616443.3439 | 1257945.7897
214 | 2616472.7843 | 1257968.4267 | 2616460.1367 | 1257958.6811
215 | 2616430.3363 | 1257935.9089 | 2616402.0235 | 1257915.5682
216 | 2616452.9946 | 1258141.0763 | 2616455.8171 | 1258129.4363
217 | 2616452.9946 | 1258141.0763 | 2616407.6301 | 1258128.607
218 | 2616452.9946 | 1258141.0763 | 2616454.9784 | 1258141.9899
219 | 2616385.3347 | 1258122.4787 | 2616407.6301 | 1258128.607
220 | 2616473.8131 | 1258150.6631 | 2616454.9784 | 1258141.9899
221 | 2616473.8131 | 1258150.6631 | 2616486.4728 | 1258156.4928
222 | 2616504.8082 | 1258164.9361 | 2616486.4728 | 1258156.4928
223 | 2616791.3819 | 1258158.3128 | 2616791.8285 | 1258156.735 | 2616794.1763 | 1258150.2262 | 2616795.1839 | 1258147.8902
224 | 2616756.9274 | 1258169.9051 | 2616767.1238 | 1258172.2034
225 | 2616756.9274 | 1258169.9051 | 2616749.7615 | 1258168.2899
226 | 2616736.5774 | 1258165.3182 | 2616749.7615 | 1258168.2899
227 | 2616736.5774 | 1258165.3182 | 2616734.9556 | 1258177.3507
228 | 2616736.5774 | 1258165.3182 | 2616737.9616 | 1258154.8656
229 | 2616563.1467 | 1257830.6791 | 2616565.3408 | 1257833.1036 | 2616567.9514 | 1257835.0552
230 | 2616551.2434 | 1257817.5258 | 2616563.1467 | 1257830.6791
231 | 2616546.9148 | 1257812.7427 | 2616551.2434 | 1257817.5258
232 | 2616787.5054 | 1258040.678 | 2616786.8988 | 1258060.1408
233 | 2616796.3845 | 1258145.1068 | 2616795.1839 | 1258147.8902
234 | 2616873.1841 | 1258114.1925 | 2616872.494 | 1258122.2402
235 | 2616873.1841 | 1258114.1925 | 2616875.5503 | 1258093.0426
236 | 2616878.6605 | 1258065.2418 | 2616875.5503 | 1258093.0426
237 | 2616878.6605 | 1258065.2418 | 2616869.7829 | 1258064.4565
238 | 2616869.7829 | 1258064.4565 | 2616869.0192 | 1258064.389
239 | 2616504.8082 | 1258164.9361 | 2616522.4266 | 1258171.4035
240 | 2616504.8082 | 1258164.9361 | 2616498.9169 | 1258177.7985
241 | 2616485.977 | 1258208.402 | 2616493.116 | 1258209.3678
242 | 2616485.977 | 1258208.402 | 2616468.7263 | 1258209.4326 | 2616468.3491 | 1258209.463
243 | 2616493.116 | 1258209.3678 | 2616493.4448 | 1258209.4123 | 2616504.1607 | 1258211.0885
244 | 2616465.741 | 1258209.6727 | 2616468.3491 | 1258209.463
245 | 2616511.2423 | 1258212.1961 | 2616517.0373 | 1258213.1026 | 2616521.0948 | 1258214.2598
246 | 2616504.1607 | 1258211.0885 | 2616511.2423 | 1258212.1961
247 | 2616827.9757 | 1258083.5181 | 2616830.8822 | 1258075.4242 | 2616832.68 | 1258071.471 | 2616834.3537 | 1258068.7629 | 2616836.3956 | 1258066.4893 | 2616838.7301 | 1258064.6947 | 2616841.3795 | 1258063.5237 | 2616845.6485 | 1258062.7686 | 2616849.0488 | 1258062.6226 | 2616869.0192 | 1258064.389
248 | 2616827.3922 | 1258085.1428 | 2616827.9757 | 1258083.5181
249 | 2616817.9378 | 1258106.6651 | 2616821.1998 | 1258100.358 | 2616825.0389 | 1258091.6963 | 2616827.3922 | 1258085.1428
250 | 2616809.2047 | 1258146.4273 | 2616816.2309 | 1258147.151
251 | 2616796.3845 | 1258145.1068 | 2616809.2047 | 1258146.4273
252 | 2616816.2309 | 1258147.151 | 2616824.5777 | 1258148.0107 | 2616838.616 | 1258149.0699
253 | 2616133.044 | 1258229.537 | 2616133.7111 | 1258318.4356
254 | 2616187.0074 | 1258240.1901 | 2616133.044 | 1258229.537
255 | 2616187.0074 | 1258240.1901 | 2616187.1127 | 1258234.7423 | 2616186.1883 | 1258228.1798 | 2616183.9605 | 1258218.5895 | 2616182.2525 | 1258214.6489 | 2616179.629 | 1258211.9288 | 2616176.1301 | 1258209.551 | 2616172.0168 | 1258208.5836 | 2616159.9429 | 1258207.2416
256 | 2616362.5162 | 1258209.9506 | 2616187.0074 | 1258240.1901
257 | 2616366.3359 | 1258259.9837 | 2616365.1768 | 1258244.801
258 | 2616362.5162 | 1258209.9506 | 2616365.1768 | 1258244.801
259 | 2616159.9429 | 1258207.2416 | 2616141.7668 | 1258205.2213 | 2616138.5923 | 1258205.5017 | 2616136.4404 | 1258206.7856 | 2616135.0397 | 1258209.0167 | 2616134.0384 | 1258214.084 | 2616132.6362 | 1258216.871 | 2616130.0242 | 1258218.2315 | 2616102.6152 | 1258215.5685
260 | 2616442.7863 | 1258210.4335 | 2616362.5162 | 1258209.9506
261 | 2616442.7863 | 1258210.4335 | 2616446.2434 | 1258210.6489 | 2616456.1645 | 1258210.4429 | 2616460.8372 | 1258210.0671
262 | 2616685.3015 | 1258055.0775 | 2616686.1691 | 1258062.6596
263 | 2616465.741 | 1258209.6727 | 2616460.8372 | 1258210.0671

## bus_geodata
| x | y | coords
0 | 2616510.144 | 1258560.941
1 | 2616522.1368 | 1258541.6877
2 | 2616501.7968 | 1258597.3637
3 | 2616532.0708 | 1258520.4342
4 | 2616511.812 | 1258608.8767
5 | 2616535.198 | 1258513.2331
6 | 2616540.5217 | 1258498.043
7 | 2616519.6941 | 1258507.4232
8 | 2616633.122 | 1258082.8778
9 | 2616632.4065 | 1258093.7738
10 | 2616633.9984 | 1258069.5323
11 | 2616631.1163 | 1258113.4204
12 | 2616606.1111 | 1258110.7042
13 | 2616640.8468 | 1258119.4295
14 | 2616606.4469 | 1258060.7159
15 | 2616640.7924 | 1258151.413
16 | 2616660.3812 | 1258120.0177
17 | 2616581.3337 | 1258133.2757
18 | 2616583.4096 | 1258139.978
19 | 2616587.6157 | 1258162.9403
20 | 2616588.2446 | 1258179.5308
21 | 2616588.2867 | 1258195.94
22 | 2616561.8142 | 1258040.6222
23 | 2616589.5911 | 1258487.1427
24 | 2616588.5977 | 1258486.1638
25 | 2616613.9679 | 1258500.6667
26 | 2616584.1851 | 1258477.7783
27 | 2616603.3567 | 1258522.7891
28 | 2616635.8591 | 1258511.135
29 | 2616582.0081 | 1258456.9257
30 | 2616592.7077 | 1258544.9904
31 | 2616647.7939 | 1258507.7217
32 | 2616637.4935 | 1258529.7521
33 | 2616567.4415 | 1258460.9985
34 | 2616586.2999 | 1258444.1754
35 | 2616583.0046 | 1258565.2196
36 | 2616654.9004 | 1258507.2046
37 | 2616580.4006 | 1258570.6485
38 | 2616576.2821 | 1258585.4519
39 | 2616669.3429 | 1258305.4187
40 | 2616679.8937 | 1258279.6987
41 | 2616664.9336 | 1258313.7091
42 | 2616685.1401 | 1258266.8155
43 | 2616651.7236 | 1258329.5126
44 | 2616692.9611 | 1258239.8902
45 | 2616647.7885 | 1258329.4131
46 | 2616657.1119 | 1258330.0183
47 | 2616675.9278 | 1258232.4585
48 | 2616707.6009 | 1258244.4755
49 | 2616635.0697 | 1258329.0914
50 | 2616673.6678 | 1258331.5722
51 | 2616603.6857 | 1258341.7254
52 | 2616604.1356 | 1258345.9924
53 | 2616603.3648 | 1258327.1089
54 | 2616605.3082 | 1258357.1116
55 | 2616598.3938 | 1258323.8549
56 | 2616619.9827 | 1258328.7098
57 | 2616606.1499 | 1258368.2826
58 | 2616595.0828 | 1258320.0662
59 | 2616621.034 | 1258328.7364
60 | 2616606.3744 | 1258371.344
61 | 2616592.5878 | 1258315.5932
62 | 2616633.5594 | 1258329.0532
63 | 2616818.9456 | 1258198.3333
64 | 2616817.7927 | 1258198.1371
65 | 2616843.1008 | 1258203.4339
66 | 2616782.1019 | 1258192.0647
67 | 2616843.2928 | 1258188.2409
68 | 2616786.2318 | 1258176.5103
69 | 2616775.7676 | 1258219.9775
70 | 2616843.5189 | 1258170.335
71 | 2616786.9409 | 1258174.0047
72 | 2616772.5889 | 1258173.4352
73 | 2616772.7865 | 1258233.1142
74 | 2616694.6471 | 1258334.0556
75 | 2616711.0763 | 1258336.1966
76 | 2616685.0266 | 1258332.8019
77 | 2616718.9111 | 1258336.2274
78 | 2616680.5423 | 1258332.2175
79 | 2616726.868 | 1258333.7821
80 | 2616687.2401 | 1258321.7094
81 | 2616725.9903 | 1258354.1128
82 | 2616736.1265 | 1258330.3665
83 | 2616687.3497 | 1258321.4798
84 | 2616588.0578 | 1258213.9624
85 | 2616586.527 | 1258223.2513
86 | 2616588.248 | 1258201.2708
87 | 2616585.4412 | 1258228.8389
88 | 2616561.0944 | 1258187.4948
89 | 2616583.665 | 1258237.9805
90 | 2616546.1107 | 1258180.0975
91 | 2616582.3367 | 1258250.2762
92 | 2616526.1677 | 1258172.7768
93 | 2616640.1206 | 1258167.3208
94 | 2616666.2491 | 1258121.0708
95 | 2616573.9383 | 1257986.0956
96 | 2616597.9947 | 1257996.5158
97 | 2616599.2543 | 1257920.4959
98 | 2616613.0485 | 1257926.8221
99 | 2616574.5632 | 1257904.0928
100 | 2616548.9385 | 1258029.5285
101 | 2616506.3231 | 1257994.2699
102 | 2616535.8371 | 1257872.8694
103 | 2616529.2785 | 1257866.5888
104 | 2616553.8231 | 1257889.2759
105 | 2616524.2489 | 1257861.7725
106 | 2616556.6908 | 1257891.3696
107 | 2616546.2423 | 1257900.5551
108 | 2616523.2269 | 1257860.7938
109 | 2616535.6207 | 1257916.3588
110 | 2616535.3013 | 1257916.834
111 | 2616614.1433 | 1258254.4858
112 | 2616571.4409 | 1258248.8033
113 | 2616583.0963 | 1258264.1827
114 | 2616619.9704 | 1258232.9537
115 | 2616563.2287 | 1258247.8802
116 | 2616584.7055 | 1258281.9188
117 | 2616761.302 | 1258339.8886
118 | 2616759.6483 | 1258321.6886
119 | 2616782.8261 | 1258313.7392
120 | 2616736.4328 | 1258330.2534
121 | 2616762.9453 | 1258281.8372
122 | 2616763.5452 | 1258278.5365
123 | 2616767.3819 | 1258257.4262
124 | 2616767.835 | 1258254.9334
125 | 2616768.5967 | 1258251.5771
126 | 2616742.4253 | 1258251.1725
127 | 2616770.6493 | 1258242.532
128 | 2616727.1762 | 1258248.9155
129 | 2616726.3881 | 1258248.7988
130 | 2616560.6487 | 1258247.6234
131 | 2616549.528 | 1258245.4815
132 | 2616548.081 | 1258244.226
133 | 2616542.8865 | 1258236.6163
134 | 2616531.0072 | 1258219.5235
135 | 2616615.4696 | 1257899.466
136 | 2616691.1332 | 1258313.5569
137 | 2616700.1927 | 1258313.5824
138 | 2616690.7762 | 1258156.6741
139 | 2616691.6505 | 1258139.1021
140 | 2616689.9349 | 1258173.5818
141 | 2616692.3013 | 1258126.0227
142 | 2616689.9331 | 1258173.6184
143 | 2616678.2574 | 1258123.2258
144 | 2616695.9308 | 1258126.8005
145 | 2616693.6167 | 1258186.3893
146 | 2616703.3646 | 1258189.7435
147 | 2616549.7351 | 1258407.6337
148 | 2616541.5996 | 1258404.7199
149 | 2616552.8232 | 1258408.7397
150 | 2616533.7216 | 1258401.8984
151 | 2616571.9745 | 1258413.8271
152 | 2616575.8363 | 1258414.7716
153 | 2616598.6339 | 1258420.3474
154 | 2616601.9132 | 1258409.9795
155 | 2616605.6162 | 1258393.5531
156 | 2616607.0419 | 1258380.4454
157 | 2616595.9442 | 1258426.1566
158 | 2616606.6477 | 1258375.0707
159 | 2616587.6916 | 1258441.3213
160 | 2616586.3237 | 1258444.1211
161 | 2616646.4831 | 1258206.9624
162 | 2616645.2208 | 1258204.8771
163 | 2616610.2321 | 1257874.5123
164 | 2616546.0787 | 1258482.7775
165 | 2616487.7047 | 1258495.4355
166 | 2616589.1505 | 1258305.6084
167 | 2616587.3151 | 1258298.2891
168 | 2616590.892 | 1258312.5532
169 | 2616586.1501 | 1258293.1605
170 | 2616584.8662 | 1258283.1696
171 | 2616728.7381 | 1258084.3351
172 | 2616749.6029 | 1258092.21
173 | 2616709.1278 | 1258079.0574
174 | 2616780.9938 | 1258104.0578
175 | 2616707.2251 | 1258078.7106
176 | 2616794.5669 | 1258109.0692
177 | 2616783.6715 | 1258086.0328
178 | 2616691.138 | 1258081.3116
179 | 2616812.585 | 1258115.7217
180 | 2616785.8884 | 1258071.1093
181 | 2616687.6854 | 1258075.9094
182 | 2616559.88 | 1258463.7129
183 | 2616528.5482 | 1258454.1303
184 | 2616514.3839 | 1258450.1563
185 | 2616518.1797 | 1258481.3562
186 | 2616610.4704 | 1257864.8176
187 | 2616509.0412 | 1257951.8833
188 | 2616494.5407 | 1257941.7594
189 | 2616530.6415 | 1257967.6752
190 | 2616475.4313 | 1257928.4177
191 | 2616517.9047 | 1257981.6043
192 | 2616544.6967 | 1257975.3088
193 | 2616517.3389 | 1257982.223
194 | 2616585.8663 | 1258594.3398
195 | 2616597.0489 | 1258601.6875
196 | 2616617.3392 | 1258572.6862
197 | 2616585.6021 | 1258616.1996
198 | 2616621.6726 | 1258564.8423
199 | 2616568.1741 | 1258638.8859
200 | 2616443.3439 | 1257945.7897
201 | 2616460.1367 | 1257958.6811
202 | 2616430.3363 | 1257935.9089
203 | 2616472.7843 | 1257968.4267
204 | 2616402.0235 | 1257915.5682
205 | 2616639.7862 | 1258175.2393
206 | 2616629.827 | 1258209.3881
207 | 2616455.8171 | 1258129.4363
208 | 2616452.9946 | 1258141.0763
209 | 2616407.6301 | 1258128.607
210 | 2616454.9784 | 1258141.9899
211 | 2616385.3347 | 1258122.4787
212 | 2616473.8131 | 1258150.6631
213 | 2616486.4728 | 1258156.4928
214 | 2616791.3819 | 1258158.3128
215 | 2616767.1238 | 1258172.2034
216 | 2616749.7615 | 1258168.2899
217 | 2616756.9274 | 1258169.9051
218 | 2616736.5774 | 1258165.3182
219 | 2616734.9556 | 1258177.3507
220 | 2616737.9616 | 1258154.8656
221 | 2616617.7328 | 1257835.4924
222 | 2616567.9514 | 1257835.0552
223 | 2616563.1467 | 1257830.6791
224 | 2616551.2434 | 1257817.5258
225 | 2616786.8988 | 1258060.1407
226 | 2616787.5054 | 1258040.678
227 | 2616795.1839 | 1258147.8902
228 | 2616872.494 | 1258122.2402
229 | 2616873.1841 | 1258114.1925
230 | 2616875.5503 | 1258093.0426
231 | 2616878.6605 | 1258065.2418
232 | 2616869.7829 | 1258064.4565
233 | 2616504.8082 | 1258164.9361
234 | 2616522.4266 | 1258171.4035
235 | 2616498.9169 | 1258177.7985
236 | 2616485.977 | 1258208.402
237 | 2616493.116 | 1258209.3678
238 | 2616468.3491 | 1258209.463
239 | 2616521.0948 | 1258214.2598
240 | 2616511.2423 | 1258212.1961
241 | 2616504.1607 | 1258211.0885
242 | 2616725.6019 | 1258363.1095
243 | 2616869.0192 | 1258064.389
244 | 2616827.9757 | 1258083.5181
245 | 2616827.3922 | 1258085.1428
246 | 2616817.9378 | 1258106.6651
247 | 2616809.2047 | 1258146.4273
248 | 2616816.2309 | 1258147.151
249 | 2616796.3845 | 1258145.1068
250 | 2616838.616 | 1258149.0699
251 | 2616133.7111 | 1258318.4356
252 | 2616133.044 | 1258229.537
253 | 2616187.0074 | 1258240.1901
254 | 2616366.3359 | 1258259.9837
255 | 2616365.1768 | 1258244.801
256 | 2616159.9429 | 1258207.2416
257 | 2616362.5162 | 1258209.9506
258 | 2616102.6152 | 1258215.5685
259 | 2616442.7863 | 1258210.4335
260 | 2616546.9148 | 1257812.7427
261 | 2616686.1691 | 1258062.6596
262 | 2616460.8372 | 1258210.0671
263 | 2616685.3015 | 1258055.0775
264 | 2616465.741 | 1258209.6727
265 | 2616645.2208 | 1258204.8771

## line_std_types
| c_nf_per_km | r_ohm_per_km | x_ohm_per_km | max_i_ka | type | q_mm2 | alpha | voltage_rating
NAYY 4x50 SE | 210 | 0.642 | 0.083 | 0.142 | cs | 50 | 0.00403 | LV
NAYY 4x120 SE | 264 | 0.225 | 0.08 | 0.242 | cs | 120 | 0.00403 | LV
NAYY 4x150 SE | 261 | 0.208 | 0.08 | 0.27 | cs | 150 | 0.00403 | LV
NA2XS2Y 1x95 RM/25 12/20 kV | 216 | 0.313 | 0.132 | 0.252 | cs | 95 | 0.00403 | MV
NA2XS2Y 1x185 RM/25 12/20 kV | 273 | 0.161 | 0.117 | 0.362 | cs | 185 | 0.00403 | MV
NA2XS2Y 1x240 RM/25 12/20 kV | 304 | 0.122 | 0.112 | 0.421 | cs | 240 | 0.00403 | MV
NA2XS2Y 1x95 RM/25 6/10 kV | 315 | 0.313 | 0.123 | 0.249 | cs | 95 | 0.00403 | MV
NA2XS2Y 1x185 RM/25 6/10 kV | 406 | 0.161 | 0.11 | 0.358 | cs | 185 | 0.00403 | MV
NA2XS2Y 1x240 RM/25 6/10 kV | 456 | 0.122 | 0.105 | 0.416 | cs | 240 | 0.00403 | MV
NA2XS2Y 1x150 RM/25 12/20 kV | 250 | 0.206 | 0.116 | 0.319 | cs | 150 | 0.00403 | MV
NA2XS2Y 1x120 RM/25 12/20 kV | 230 | 0.253 | 0.119 | 0.283 | cs | 120 | 0.00403 | MV
NA2XS2Y 1x70 RM/25 12/20 kV | 190 | 0.443 | 0.132 | 0.22 | cs | 70 | 0.00403 | MV
NA2XS2Y 1x150 RM/25 6/10 kV | 360 | 0.206 | 0.11 | 0.315 | cs | 150 | 0.00403 | MV
NA2XS2Y 1x120 RM/25 6/10 kV | 340 | 0.253 | 0.113 | 0.28 | cs | 120 | 0.00403 | MV
NA2XS2Y 1x70 RM/25 6/10 kV | 280 | 0.443 | 0.123 | 0.217 | cs | 70 | 0.00403 | MV
N2XS(FL)2Y 1x120 RM/35 64/110 kV | 112 | 0.153 | 0.166 | 0.366 | cs | 120 | 0.00393 | HV
N2XS(FL)2Y 1x185 RM/35 64/110 kV | 125 | 0.099 | 0.156 | 0.457 | cs | 185 | 0.00393 | HV
N2XS(FL)2Y 1x240 RM/35 64/110 kV | 135 | 0.075 | 0.149 | 0.526 | cs | 240 | 0.00393 | HV
N2XS(FL)2Y 1x300 RM/35 64/110 kV | 144 | 0.06 | 0.144 | 0.588 | cs | 300 | 0.00393 | HV
15-AL1/3-ST1A 0.4 | 11 | 1.8769 | 0.35 | 0.105 | ol | 16 | 0.00403 | LV
24-AL1/4-ST1A 0.4 | 11.25 | 1.2012 | 0.335 | 0.14 | ol | 24 | 0.00403 | LV
48-AL1/8-ST1A 0.4 | 12.2 | 0.5939 | 0.3 | 0.21 | ol | 48 | 0.00403 | LV
94-AL1/15-ST1A 0.4 | 13.2 | 0.306 | 0.29 | 0.35 | ol | 94 | 0.00403 | LV
34-AL1/6-ST1A 10.0 | 9.7 | 0.8342 | 0.36 | 0.17 | ol | 34 | 0.00403 | MV
48-AL1/8-ST1A 10.0 | 10.1 | 0.5939 | 0.35 | 0.21 | ol | 48 | 0.00403 | MV
70-AL1/11-ST1A 10.0 | 10.4 | 0.4132 | 0.339 | 0.29 | ol | 70 | 0.00403 | MV
94-AL1/15-ST1A 10.0 | 10.75 | 0.306 | 0.33 | 0.35 | ol | 94 | 0.00403 | MV
122-AL1/20-ST1A 10.0 | 11.1 | 0.2376 | 0.323 | 0.41 | ol | 122 | 0.00403 | MV
149-AL1/24-ST1A 10.0 | 11.25 | 0.194 | 0.315 | 0.47 | ol | 149 | 0.00403 | MV
34-AL1/6-ST1A 20.0 | 9.15 | 0.8342 | 0.382 | 0.17 | ol | 34 | 0.00403 | MV
48-AL1/8-ST1A 20.0 | 9.5 | 0.5939 | 0.372 | 0.21 | ol | 48 | 0.00403 | MV
70-AL1/11-ST1A 20.0 | 9.7 | 0.4132 | 0.36 | 0.29 | ol | 70 | 0.00403 | MV
94-AL1/15-ST1A 20.0 | 10 | 0.306 | 0.35 | 0.35 | ol | 94 | 0.00403 | MV
122-AL1/20-ST1A 20.0 | 10.3 | 0.2376 | 0.344 | 0.41 | ol | 122 | 0.00403 | MV
149-AL1/24-ST1A 20.0 | 10.5 | 0.194 | 0.337 | 0.47 | ol | 149 | 0.00403 | MV
184-AL1/30-ST1A 20.0 | 10.75 | 0.1571 | 0.33 | 0.535 | ol | 184 | 0.00403 | MV
243-AL1/39-ST1A 20.0 | 11 | 0.1188 | 0.32 | 0.645 | ol | 243 | 0.00403 | MV
48-AL1/8-ST1A 110.0 | 8 | 0.5939 | 0.46 | 0.21 | ol | 48 | 0.00403 | HV
70-AL1/11-ST1A 110.0 | 8.4 | 0.4132 | 0.45 | 0.29 | ol | 70 | 0.00403 | HV
94-AL1/15-ST1A 110.0 | 8.65 | 0.306 | 0.44 | 0.35 | ol | 94 | 0.00403 | HV
122-AL1/20-ST1A 110.0 | 8.5 | 0.2376 | 0.43 | 0.41 | ol | 122 | 0.00403 | HV
149-AL1/24-ST1A 110.0 | 8.75 | 0.194 | 0.41 | 0.47 | ol | 149 | 0.00403 | HV
184-AL1/30-ST1A 110.0 | 8.8 | 0.1571 | 0.4 | 0.535 | ol | 184 | 0.00403 | HV
243-AL1/39-ST1A 110.0 | 9 | 0.1188 | 0.39 | 0.645 | ol | 243 | 0.00403 | HV
305-AL1/39-ST1A 110.0 | 9.2 | 0.0949 | 0.38 | 0.74 | ol | 305 | 0.00403 | HV
490-AL1/64-ST1A 110.0 | 9.75 | 0.059 | 0.37 | 0.96 | ol | 490 | 0.00403 | HV
679-AL1/86-ST1A 110.0 | 9.95 | 0.042 | 0.36 | 1.15 | ol | 679 | 0.00403 | HV
490-AL1/64-ST1A 220.0 | 10 | 0.059 | 0.285 | 0.96 | ol | 490 | 0.00403 | HV
679-AL1/86-ST1A 220.0 | 11.7 | 0.042 | 0.275 | 1.15 | ol | 679 | 0.00403 | HV
490-AL1/64-ST1A 380.0 | 11 | 0.059 | 0.253 | 0.96 | ol | 490 | 0.00403 | HV
679-AL1/86-ST1A 380.0 | 14.6 | 0.042 | 0.25 | 1.15 | ol | 679 | 0.00403 | HV

## trafo_std_types
| i0_percent | pfe_kw | vkr_percent | sn_mva | vn_lv_kv | vn_hv_kv | vk_percent | shift_degree | vector_group | tap_side | tap_neutral | tap_min | tap_max | tap_step_degree | tap_step_percent | tap_phase_shifter
160 MVA 380/110 kV | 0.06 | 60 | 0.25 | 160 | 110 | 380 | 12.2 | 0 | Yy0 | hv | 0 | -9 | 9 | 0 | 1.5 | FALSE
100 MVA 220/110 kV | 0.06 | 55 | 0.26 | 100 | 110 | 220 | 12 | 0 | Yy0 | hv | 0 | -9 | 9 | 0 | 1.5 | FALSE
63 MVA 110/20 kV | 0.04 | 22 | 0.32 | 63 | 20 | 110 | 18 | 150 | YNd5 | hv | 0 | -9 | 9 | 0 | 1.5 | FALSE
40 MVA 110/20 kV | 0.05 | 18 | 0.34 | 40 | 20 | 110 | 16.2 | 150 | YNd5 | hv | 0 | -9 | 9 | 0 | 1.5 | FALSE
25 MVA 110/20 kV | 0.07 | 14 | 0.41 | 25 | 20 | 110 | 12 | 150 | YNd5 | hv | 0 | -9 | 9 | 0 | 1.5 | FALSE
63 MVA 110/10 kV | 0.04 | 22 | 0.32 | 63 | 10 | 110 | 18 | 150 | YNd5 | hv | 0 | -9 | 9 | 0 | 1.5 | FALSE
40 MVA 110/10 kV | 0.05 | 18 | 0.34 | 40 | 10 | 110 | 16.2 | 150 | YNd5 | hv | 0 | -9 | 9 | 0 | 1.5 | FALSE
25 MVA 110/10 kV | 0.07 | 14 | 0.41 | 25 | 10 | 110 | 12 | 150 | YNd5 | hv | 0 | -9 | 9 | 0 | 1.5 | FALSE
0.25 MVA 20/0.4 kV | 0.32 | 0.8 | 1.44 | 0.25 | 0.4 | 20 | 6 | 150 | Yzn5 | hv | 0 | -2 | 2 | 0 | 2.5 | FALSE
0.4 MVA 20/0.4 kV | 0.3375 | 1.35 | 1.425 | 0.4 | 0.4 | 20 | 6 | 150 | Dyn5 | hv | 0 | -2 | 2 | 0 | 2.5 | FALSE
0.63 MVA 20/0.4 kV | 0.2619 | 1.65 | 1.206 | 0.63 | 0.4 | 20 | 6 | 150 | Dyn5 | hv | 0 | -2 | 2 | 0 | 2.5 | FALSE
0.25 MVA 10/0.4 kV | 0.24 | 0.6 | 1.2 | 0.25 | 0.4 | 10 | 4 | 150 | Dyn5 | hv | 0 | -2 | 2 | 0 | 2.5 | FALSE
0.4 MVA 10/0.4 kV | 0.2375 | 0.95 | 1.325 | 0.4 | 0.4 | 10 | 4 | 150 | Dyn5 | hv | 0 | -2 | 2 | 0 | 2.5 | FALSE
0.63 MVA 10/0.4 kV | 0.1873 | 1.18 | 1.0794 | 0.63 | 0.4 | 10 | 4 | 150 | Dyn5 | hv | 0 | -2 | 2 | 0 | 2.5 | FALSE

## trafo3w_std_types
| sn_hv_mva | sn_mv_mva | sn_lv_mva | vn_hv_kv | vn_mv_kv | vn_lv_kv | vk_hv_percent | vk_mv_percent | vk_lv_percent | vkr_hv_percent | vkr_mv_percent | vkr_lv_percent | pfe_kw | i0_percent | shift_mv_degree | shift_lv_degree | vector_group | tap_side | tap_neutral | tap_min | tap_max | tap_step_percent
63/25/38 MVA 110/20/10 kV | 63 | 25 | 38 | 110 | 20 | 10 | 10.4 | 10.4 | 10.4 | 0.28 | 0.32 | 0.35 | 35 | 0.89 | 0 | 0 | YN0yn0yn0 | hv | 0 | -10 | 10 | 1.2
63/25/38 MVA 110/10/10 kV | 63 | 25 | 38 | 110 | 10 | 10 | 10.4 | 10.4 | 10.4 | 0.28 | 0.32 | 0.35 | 35 | 0.89 | 0 | 0 | YN0yn0yn0 | hv | 0 | -10 | 10 | 1.2

## fuse_std_types
| fuse_type | i_rated_a | t_avg | t_min | t_total | x_avg | x_min | x_total
HV 100A | HV 100A | 100 | 0 | [10.0, 3.64, 0.854, 0.281, 0.1, 0.0531, 0.022, 0.01] | [10.0, 4.267, 1.21, 0.403, 0.1, 0.058, 0.022, 0.01] | 0 | [300.0, 350.0, 450.0, 550.0, 700.0, 850.0, 1200.0, 1752.0] | [600.0, 700.0, 900.0, 1150.0, 1665.0, 2000.0, 3000.0, 4313.0]
HV 10A | HV 10A | 10 | 0 | [10.0, 1675.0, 0.344, 0.156, 0.1, 0.0417, 0.0171, 0.01] | [10.0, 1.3, 0.3, 0.155, 0.1, 0.0555, 0.023, 0.01] | 0 | [30.0, 32.0, 35.0, 37.0, 39.0, 50.0, 70.0, 88.0] | [60.0, 70.0, 80.0, 87.0, 94.0, 110.0, 150.0, 216.0]
HV 125A | HV 125A | 125 | 0 | [10.0, 1.82, 0.344, 0.1, 0.0467, 0.0269, 0.01] | [10.0, 2.478, 0.426, 0.1, 0.0427, 0.0211, 0.01] | 0 | [375.0, 500.0, 700.0, 925.0, 1200.0, 1500.0, 2341.0] | [750.0, 1000.0, 1500.0, 2200.0, 3000.0, 4000.0, 5765.0]
HV 160A | HV 160A | 160 | 0 | [10.0, 4.15, 1.03, 0.198, 0.1, 0.051, 0.0172, 0.01] | [10.0, 2.3, 0.734, 0.274, 0.1, 0.046, 0.0177, 0.01] | 0 | [480.0, 550.0, 700.0, 1000.0, 1260.0, 1600.0, 2500.0, 3227.0] | [960.0, 1300.0, 1700.0, 2200.0, 2996.0, 4000.0, 6000.0, 7946.0]
HV 16A | HV 16A | 16 | 0 | [10.0, 0.352, 0.164, 0.1, 0.0649, 0.0342, 0.01] | [10.0, 2.34, 0.722, 0.181, 0.1, 0.055, 0.0296, 0.01] | 0 | [48.0, 60.0, 65.0, 71.0, 80.0, 100.0, 162.0] | [96.0, 110.0, 125.0, 150.0, 168.0, 200.0, 250.0, 398.0]
HV 200A | HV 200A | 200 | 0 | [10.0, 4.267, 1.21, 0.403, 0.1, 0.058, 0.022, 0.01] | [10.0, 3.73, 1.654, 0.328, 0.1, 0.0531, 0.019, 0.01] | 0 | [600.0, 700.0, 900.0, 1150.0, 1665.0, 2000.0, 3000.0, 4313.0] | [1200.0, 1500.0, 1800.0, 2700.0, 3960.0, 5000.0, 7500.0, 10620.0]
HV 20A | HV 20A | 20 | 0 | [10.0, 1.3, 0.3, 0.155, 0.1, 0.0555, 0.023, 0.01] | [10.0, 1.3, 0.161, 0.1, 0.0611, 0.0399, 0.0141, 0.01] | 0 | [60.0, 70.0, 80.0, 87.0, 94.0, 110.0, 150.0, 216.0] | [120.0, 150.0, 200.0, 223.0, 260.0, 300.0, 450.0, 532.0]
HV 25A | HV 25A | 25 | 0 | [10.0, 2.512, 0.833, 0.299, 0.1, 0.0372, 0.0223, 0.01] | [10.0, 3.125, 0.597, 0.198, 0.1, 0.0378, 0.022, 0.01] | 0 | [75.0, 82.0, 90.0, 100.0, 124.0, 170.0, 200.0, 289.0] | [150.0, 170.0, 210.0, 250.0, 294.0, 400.0, 500.0, 711.0]
HV 31.5A | HV 31.5A | 31.5 | 0 | [10.0, 2.34, 0.722, 0.181, 0.1, 0.055, 0.0296, 0.01] | [10.0, 2.84, 0.368, 0.164, 0.1, 0.0621, 0.0378, 0.0195, 0.01] | 0 | [95.0, 110.0, 125.0, 150.0, 165.0, 200.0, 250.0, 390.0] | [189.0, 220.0, 300.0, 350.0, 393.0, 450.0, 530.0, 700.0, 960.0]
HV 40A | HV 40A | 40 | 0 | [10.0, 1.3, 0.161, 0.1, 0.0611, 0.0399, 0.0141, 0.01] | [10.0, 2.05, 0.369, 0.198, 0.1, 0.051, 0.0298, 0.01] | 0 | [120.0, 150.0, 200.0, 223.0, 260.0, 300.0, 450.0, 532.0] | [240.0, 300.0, 400.0, 450.0, 530.0, 650.0, 800.0, 1311.0]
HV 50A | HV 50A | 50 | 0 | [10.0, 3.215, 0.597, 0.198, 0.1, 0.0378, 0.022, 0.01] | [10.0, 3.64, 0.854, 0.281, 0.1, 0.0531, 0.022, 0.01] | 0 | [150.0, 170.0, 210.0, 250.0, 294.0, 400.0, 500.0, 711.0] | [300.0, 350.0, 450.0, 550.0, 700.0, 850.0, 1200.0, 1752.0]
HV 6.3A | HV 6.3A | 6.3 | 0 | [10.0, 1.39, 0.344, 0.168, 0.1, 0.056, 0.0263, 0.01] | [10.0, 1.711, 0.516, 0.198, 0.1, 0.0634, 0.0303, 0.01] | 0 | [19.0, 19.5, 20.4, 20.8, 22.0, 25.0, 32.0, 48.0] | [38.0, 40.0, 43.0, 48.0, 53.0, 60.0, 75.0, 118.0]
HV 63A | HV 63A | 63 | 0 | [10.0, 2.84, 0.368, 0.164, 0.1, 0.0621, 0.0378, 0.0195, 0.01] | [10.0, 1.82, 0.344, 0.1, 0.0467, 0.0269, 0.01] | 0 | [189.0, 220.0, 300.0, 350.0, 393.0, 450.0, 530.0, 700.0, 961.0] | [378.0, 500.0, 700.0, 934.0, 1200.0, 1500.0, 2366.0]
HV 80A | HV 80A | 80 | 0 | [10.0, 2.05, 0.369, 0.198, 0.1, 0.051, 0.0298, 0.01] | [10.0, 4.15, 1.03, 0.198, 0.1, 0.051, 0.0172, 0.01] | 0 | [240.0, 300.0, 400.0, 450.0, 530.0, 650.0, 800.0, 1311.0] | [480.0, 550.0, 700.0, 1000.0, 1260.0, 1600.0, 2500.0, 3227.0]
Siemens NH-1-100 | Siemens NH-1-100 | 100 | [5400.0, 2000.0, 400.0, 20.0, 1.0, 0.2, 0.012, 0.004] | 0 | 0 | [150.0, 190.0, 250.0, 430.0, 900.0, 1250.0, 2700.0, 3600.0] | 0 | 0
Siemens NH-1-125 | Siemens NH-1-125 | 125 | [4800.0, 120.0, 7.0, 0.1, 0.004] | 0 | 0 | [180.0, 400.0, 740.0, 2000.0, 4250.0] | 0 | 0
Siemens NH-1-16 | Siemens NH-1-16 | 16 | [4000.0, 400.0, 2.0, 0.1, 0.04, 0.01] | 0 | 0 | [26.0, 35.0, 75.0, 150.0, 200.0, 300.0] | 0 | 0
Siemens NH-1-160 | Siemens NH-1-160 | 160 | [4800.0, 120.0, 7.0, 0.1, 0.004] | 0 | 0 | [210.0, 500.0, 900.0, 2300.0, 5000.0] | 0 | 0
Siemens NH-1-25 | Siemens NH-1-25 | 25 | [4000.0, 1000.0, 10.0, 0.2, 0.02, 0.01] | 0 | 0 | [40.0, 50.0, 100.0, 210.0, 400.0, 500.0] | 0 | 0
Siemens NH-1-50 | Siemens NH-1-50 | 50 | [4000.0, 40.0, 4.0, 1.0, 0.02, 0.01] | 0 | 0 | [86.0, 200.0, 300.0, 400.0, 1000.0, 1280.0] | 0 | 0
Siemens NH-1-63 | Siemens NH-1-63 | 63 | [4000.0, 100.0, 10.0, 2.0, 0.04, 0.01] | 0 | 0 | [100.0, 200.0, 300.0, 400.0, 1000.0, 1500.0] | 0 | 0
Siemens NH-1-80 | Siemens NH-1-80 | 80 | [4800.0, 120.0, 7.0, 0.1, 0.01] | 0 | 0 | [150.58, 250.0, 450.0, 1150.0, 2470.0] | 0 | 0
Siemens NH-2-1000 | Siemens NH-2-1000 | 1000 | [4800.0, 120.0, 7.0, 0.1, 0.004] | 0 | 0 | [1900.0, 3500.0, 8400.0, 24000.0, 52000.0] | 0 | 0
Siemens NH-2-200 | Siemens NH-2-200 | 200 | [4800.0, 120.0, 7.0, 0.1, 0.004] | 0 | 0 | [280.0, 650.0, 1200.0, 3000.0, 7000.0] | 0 | 0
Siemens NH-2-224 | Siemens NH-2-224 | 224 | [4800.0, 120.0, 7.0, 0.2, 0.04, 0.004] | 0 | 0 | [400.0, 750.0, 1453.0, 3025.0, 4315.0, 7600.0] | 0 | 0
Siemens NH-2-250 | Siemens NH-2-250 | 250 | [4800.0, 120.0, 7.0, 0.1, 0.004] | 0 | 0 | [450.0, 800.0, 1650.0, 4000.0, 8500.0] | 0 | 0
Siemens NH-2-315 | Siemens NH-2-315 | 315 | [4800.0, 120.0, 7.0, 0.1, 0.004] | 0 | 0 | [550.0, 920.0, 1900.0, 5000.0, 11000.0] | 0 | 0
Siemens NH-2-355 | Siemens NH-2-355 | 355 | [4800.0, 120.0, 6.0, 0.1, 0.004] | 0 | 0 | [650.0, 1116.27, 2350.0, 5840.0, 12790.0] | 0 | 0
Siemens NH-2-400 | Siemens NH-2-400 | 400 | [4800.0, 120.0, 7.0, 0.1, 0.004] | 0 | 0 | [720.0, 1350.0, 2800.0, 6500.0, 15000.0] | 0 | 0
Siemens NH-2-425 | Siemens NH-2-425 | 425 | [4800.0, 120.0, 7.0, 0.1, 0.004] | 0 | 0 | [850.0, 1500.0, 3050.0, 7500.0, 16500.0] | 0 | 0
Siemens NH-2-630 | Siemens NH-2-630 | 630 | [4800.0, 120.0, 7.0, 0.1, 0.004] | 0 | 0 | [1200.0, 2000.0, 4800.0, 12000.0, 26000.0] | 0 | 0

## res_bus
| vm_pu | va_degree | p_mw | q_mvar
0 | 0.97649 | -0.45341 | 0.0010742 | 0.00026922
1 | 0.97654 | -0.4525 | 0.0010084 | 0.00025274
2 | 0.97645 | -0.45418 | 0 | 0
3 | 0.9766 | -0.45113 | 0.0013271 | 0.0003326
4 | 0.97643 | -0.45449 | 0.0011064 | 0.00027728
5 | 0.97664 | -0.45048 | 0 | 0
6 | 0.97676 | -0.44816 | 0.0012105 | 0.00030338
7 | 0.97659 | -0.4515 | 0.0010942 | 0.00027424
8 | 0.98805 | -0.22751 | 0.0027096 | 0.00067909
9 | 0.9881 | -0.22644 | 0.0050585 | 0.0012678
10 | 0.98801 | -0.22817 | 0.0027669 | 0.00069345
11 | 0.98829 | -0.22274 | 0 | 0
12 | 0.98684 | -0.25057 | 0 | 0
13 | 0.98905 | -0.2081 | 0 | 0
14 | 0.98398 | -0.30572 | 0.0014284 | 0.00035798
15 | 0.99163 | -0.15867 | 0.001117 | 0.00027995
16 | 0.98878 | -0.21332 | 0.0012046 | 0.00030189
17 | 0.99242 | -0.1446 | 0.001265 | 0.00031703
18 | 0.99243 | -0.14444 | 0.0010101 | 0.00025315
19 | 0.99248 | -0.1435 | 0.0022869 | 0.00057314
20 | 0.99255 | -0.14215 | 0.001427 | 0.00035764
21 | 0.99264 | -0.14041 | 0.0018142 | 0.00045469
22 | 0.98125 | -0.35872 | 0 | 0
23 | 0.97693 | -0.44468 | 0.0013129 | 0.00032903
24 | 0.97696 | -0.44419 | 0.0011958 | 0.0002997
25 | 0.97646 | -0.45397 | 0 | 0
26 | 0.97714 | -0.44063 | 0.00090838 | 0.00022766
27 | 0.97613 | -0.46044 | 0.0021905 | 0.000549
28 | 0.97638 | -0.45557 | 0 | 0
29 | 0.97756 | -0.43233 | 0 | 0
30 | 0.97585 | -0.46595 | 0.0013873 | 0.00034769
31 | 0.97637 | -0.45579 | 0 | 0
32 | 0.97633 | -0.45649 | 0.0026001 | 0.00065165
33 | 0.97727 | -0.43804 | 0.0052029 | 0.001304
34 | 0.97809 | -0.422 | 0.0035562 | 0.00089128
35 | 0.97562 | -0.4704 | 0.00092953 | 0.00023296
36 | 0.97636 | -0.45592 | 0.00096439 | 0.0002417
37 | 0.97557 | -0.4715 | 0.00092827 | 0.00023265
38 | 0.97544 | -0.47408 | 0.0012977 | 0.00032525
39 | 0.98582 | -0.27121 | 0.00263 | 0.00065914
40 | 0.9852 | -0.28321 | 0.00094582 | 0.00023704
41 | 0.98604 | -0.26701 | 0.0045778 | 0.0011473
42 | 0.9849 | -0.28916 | 0.00069384 | 0.00017389
43 | 0.98654 | -0.25747 | 0 | 0
44 | 0.98428 | -0.3011 | 0 | 0
45 | 0.98666 | -0.25503 | 0.0027435 | 0.00068759
46 | 0.98636 | -0.26091 | 0.0039417 | 0.00098789
47 | 0.98426 | -0.30155 | 0.0013565 | 0.00033998
48 | 0.98395 | -0.30753 | 0.0020915 | 0.00052417
49 | 0.98708 | -0.24696 | 0.0024443 | 0.00061259
50 | 0.98588 | -0.27032 | 0.0035402 | 0.00088726
51 | 0.98661 | -0.25603 | 0.0048723 | 0.0012211
52 | 0.98615 | -0.26485 | 0.0042275 | 0.0010595
53 | 0.98823 | -0.22477 | 0 | 0
54 | 0.98501 | -0.28701 | 0.0038732 | 0.00097072
55 | 0.98862 | -0.21725 | 0.0013096 | 0.00032822
56 | 0.9876 | -0.23685 | 0.008692 | 0.0021784
57 | 0.9839 | -0.30849 | 0.002053 | 0.00051453
58 | 0.98895 | -0.21092 | 0.0027715 | 0.0006946
59 | 0.98757 | -0.23756 | 0.0021571 | 0.00054062
60 | 0.9836 | -0.31427 | 0.0026532 | 0.00066496
61 | 0.98929 | -0.20442 | 0.0013513 | 0.00033866
62 | 0.98713 | -0.24599 | 0.0063786 | 0.0015986
63 | 0.9772 | -0.43894 | 0.0019024 | 0.0004768
64 | 0.97721 | -0.43881 | 0.0019106 | 0.00047885
65 | 0.97711 | -0.44086 | 0 | 0
66 | 0.97748 | -0.43348 | 0 | 0
67 | 0.97705 | -0.44204 | 0.0018187 | 0.00045581
68 | 0.97654 | -0.45189 | 0 | 0
69 | 0.97937 | -0.39663 | 0.00278 | 0.00069674
70 | 0.97701 | -0.44284 | 0.0024323 | 0.0006096
71 | 0.97642 | -0.45425 | 0.0030326 | 0.00076005
72 | 0.97637 | -0.45523 | 0.0017501 | 0.00043862
73 | 0.98029 | -0.37866 | 0.0020531 | 0.00051456
74 | 0.98548 | -0.27811 | 0.0030678 | 0.00076886
75 | 0.98528 | -0.28201 | 0.0046745 | 0.0011715
76 | 0.98562 | -0.27529 | 0.0023327 | 0.00058463
77 | 0.98522 | -0.2832 | 0.0010618 | 0.00026611
78 | 0.9857 | -0.27379 | 0 | 0
79 | 0.98516 | -0.2843 | 0 | 0
80 | 0.98559 | -0.27593 | 0.0013266 | 0.00033248
81 | 0.98513 | -0.28496 | 0.0013248 | 0.00033203
82 | 0.98511 | -0.28529 | 0.0010479 | 0.00026262
83 | 0.98559 | -0.27597 | 0.003385 | 0.00084837
84 | 0.99289 | -0.1355 | 0.0044059 | 0.0011042
85 | 0.99309 | -0.13167 | 0.0099575 | 0.0024956
86 | 0.99268 | -0.13968 | 0 | 0
87 | 0.99326 | -0.12835 | 0.0048834 | 0.0012239
88 | 0.99238 | -0.1455 | 0.00098601 | 0.00024712
89 | 0.99359 | -0.12212 | 0.0045162 | 0.0011319
90 | 0.99223 | -0.1484 | 0.00099235 | 0.00024871
91 | 0.99406 | -0.11287 | 0 | 0
92 | 0.99206 | -0.15172 | 0.0010388 | 0.00026034
93 | 0.99293 | -0.13393 | 0.001789 | 0.00044837
94 | 0.98871 | -0.21476 | 0.0022009 | 0.00055159
95 | 0.98104 | -0.36282 | 0.0026627 | 0.00066735
96 | 0.9811 | -0.36156 | 0 | 0
97 | 0.97186 | -0.5427 | 0.0034221 | 0.00085766
98 | 0.97168 | -0.54641 | 0 | 0
99 | 0.97232 | -0.53363 | 0.0015446 | 0.00038711
100 | 0.98034 | -0.37636 | 0.0039767 | 0.00099665
101 | 0.97759 | -0.43001 | 0 | 0
102 | 0.97253 | -0.52954 | 0.0012649 | 0.000317
103 | 0.97246 | -0.53101 | 0.0017076 | 0.00042795
104 | 0.97276 | -0.52502 | 0 | 0
105 | 0.97241 | -0.53192 | 0.0041496 | 0.00104
106 | 0.97269 | -0.5263 | 0.0014391 | 0.00036066
107 | 0.97313 | -0.5176 | 0.0014369 | 0.00036013
108 | 0.97241 | -0.532 | 0.0029427 | 0.00073751
109 | 0.97369 | -0.50671 | 0.0016567 | 0.00041521
110 | 0.9737 | -0.50637 | 0.0015679 | 0.00039295
111 | 0.99743 | -0.048663 | 0.0022842 | 0.00057247
112 | 0.99321 | -0.12931 | 0.0042669 | 0.0010694
113 | 0.99301 | -0.13305 | 0.0059069 | 0.0014804
114 | 1 | 0 | -0.56401 | -0.14418
115 | 0.9926 | -0.14107 | 0.0092865 | 0.0023274
116 | 0.99168 | -0.15847 | 0.0090066 | 0.0022573
117 | 0.98502 | -0.28697 | 0.0015119 | 0.00037892
118 | 0.98505 | -0.28647 | 0 | 0
119 | 0.98502 | -0.28694 | 0.0010733 | 0.00026898
120 | 0.98511 | -0.28532 | 0.0019278 | 0.00048315
121 | 0.98177 | -0.3498 | 0.0023524 | 0.00058956
122 | 0.98178 | -0.34965 | 0.0024863 | 0.00062314
123 | 0.98187 | -0.34778 | 0.001143 | 0.00028647
124 | 0.98189 | -0.3475 | 0 | 0
125 | 0.98163 | -0.3524 | 0.0011397 | 0.00028563
126 | 0.9829 | -0.32785 | 0.0021954 | 0.00055022
127 | 0.98097 | -0.36543 | 0.002052 | 0.00051427
128 | 0.98352 | -0.31577 | 0.002401 | 0.00060176
129 | 0.98354 | -0.31545 | 0.0017492 | 0.00043838
130 | 0.99243 | -0.14433 | 0.0087027 | 0.0021811
131 | 0.99178 | -0.15697 | 0.0071976 | 0.0018039
132 | 0.99168 | -0.15884 | 0.0071485 | 0.0017916
133 | 0.99128 | -0.16674 | 0.0090093 | 0.0022579
134 | 0.99053 | -0.18124 | 0.013111 | 0.003286
135 | 0.97134 | -0.55311 | 0 | 0
136 | 0.98555 | -0.27673 | 0.0035527 | 0.00089039
137 | 0.98554 | -0.27693 | 0.0012578 | 0.00031524
138 | 0.9882 | -0.22477 | 0.001129 | 0.00028295
139 | 0.98832 | -0.22233 | 0.001736 | 0.00043509
140 | 0.98809 | -0.22677 | 0.0011319 | 0.00028369
141 | 0.98844 | -0.22011 | 0 | 0
142 | 0.98809 | -0.22677 | 0.0020653 | 0.00051762
143 | 0.98858 | -0.21722 | 0 | 0
144 | 0.98843 | -0.22023 | 0.0018429 | 0.00046188
145 | 0.98805 | -0.22764 | 0.0023908 | 0.00059919
146 | 0.98804 | -0.22783 | 0.0010419 | 0.00026111
147 | 0.97796 | -0.42444 | 0.0014375 | 0.00036027
148 | 0.97779 | -0.42785 | 0.0060914 | 0.0015266
149 | 0.97803 | -0.42305 | 0.0014307 | 0.00035858
150 | 0.97767 | -0.43022 | 0.015573 | 0.0039031
151 | 0.97848 | -0.41419 | 0.0036888 | 0.0009245
152 | 0.97859 | -0.41215 | 0.005132 | 0.0012862
153 | 0.97931 | -0.39791 | 0 | 0
154 | 0.98018 | -0.38093 | 0.0039153 | 0.00098126
155 | 0.98159 | -0.3535 | 0.0055247 | 0.0013846
156 | 0.98276 | -0.33067 | 0.0027026 | 0.00067733
157 | 0.979 | -0.40405 | 0.0040991 | 0.0010273
158 | 0.98325 | -0.32113 | 0.003808 | 0.00095437
159 | 0.97822 | -0.41929 | 0.001687 | 0.00042281
160 | 0.97809 | -0.42195 | 0.0012588 | 0.00031549
161 | 0.99616 | -0.072513 | 0.0027301 | 0.00068424
162 | 0.99617 | -0.072396 | 0 | 0
163 | 0.97102 | -0.55935 | 0.0018784 | 0.00047078
164 | 0.97689 | -0.44546 | 0.0026606 | 0.00066682
165 | 0.97651 | -0.45293 | 0.0022785 | 0.00057105
166 | 0.99 | -0.19076 | 0.0065127 | 0.0016322
167 | 0.99051 | -0.18082 | 0.0033394 | 0.00083694
168 | 0.98952 | -0.19999 | 0.0034669 | 0.0008689
169 | 0.99088 | -0.17382 | 0.0046227 | 0.0011586
170 | 0.99159 | -0.16022 | 0.009084 | 0.0022767
171 | 0.97267 | -0.5281 | 0.0015745 | 0.0003946
172 | 0.97293 | -0.52298 | 0.0010934 | 0.00027403
173 | 0.97247 | -0.53218 | 0.00074004 | 0.00018547
174 | 0.97336 | -0.51462 | 0 | 0
175 | 0.97245 | -0.53254 | 0.00049443 | 0.00012391
176 | 0.97361 | -0.5096 | 0.0020874 | 0.00052316
177 | 0.97327 | -0.5164 | 0.0017019 | 0.00042653
178 | 0.9723 | -0.53552 | 0 | 0
179 | 0.97399 | -0.50221 | 0 | 0
180 | 0.97322 | -0.5174 | 0.00044311 | 0.00011105
181 | 0.97224 | -0.53666 | 0.0038797 | 0.00097234
182 | 0.97716 | -0.44029 | 0 | 0
183 | 0.97705 | -0.44244 | 0 | 0
184 | 0.97702 | -0.44295 | 0.001887 | 0.00047292
185 | 0.977 | -0.44335 | 0.0017164 | 0.00043016
186 | 0.97092 | -0.56137 | 0 | 0
187 | 0.97511 | -0.47879 | 0.0014055 | 0.00035224
188 | 0.97504 | -0.48008 | 0.0013219 | 0.0003313
189 | 0.9761 | -0.45932 | 0 | 0
190 | 0.97498 | -0.48122 | 0.0026702 | 0.00066921
191 | 0.97685 | -0.44456 | 0.0023272 | 0.00058325
192 | 0.97605 | -0.46023 | 0.0030821 | 0.00077245
193 | 0.97688 | -0.44387 | 0.0014048 | 0.00035208
194 | 0.97534 | -0.47596 | 0.00091534 | 0.00022941
195 | 0.97526 | -0.47762 | 0 | 0
196 | 0.97513 | -0.48015 | 0.0015739 | 0.00039446
197 | 0.97521 | -0.47859 | 0.0014155 | 0.00035477
198 | 0.97511 | -0.48053 | 0.0023252 | 0.00058276
199 | 0.97517 | -0.47936 | 0.0014559 | 0.00036487
200 | 0.97723 | -0.43709 | 0.0011003 | 0.00027577
201 | 0.97727 | -0.43631 | 0.00157 | 0.00039347
202 | 0.97722 | -0.43736 | 0 | 0
203 | 0.97732 | -0.43527 | 0.0032243 | 0.00080809
204 | 0.97719 | -0.43794 | 0.00090762 | 0.00022747
205 | 0.99359 | -0.12138 | 0.0017968 | 0.00045032
206 | 0.99757 | -0.045908 | 0.0022505 | 0.00056403
207 | 0.99166 | -0.1594 | 0.00077285 | 0.00019369
208 | 0.99167 | -0.15923 | 0 | 0
209 | 0.99158 | -0.1609 | 0.00093004 | 0.00023309
210 | 0.99167 | -0.15912 | 0.0006704 | 0.00016802
211 | 0.99156 | -0.16134 | 0.0010699 | 0.00026814
212 | 0.99174 | -0.15786 | 0.0012162 | 0.00030481
213 | 0.9918 | -0.15671 | 0.0012923 | 0.00032389
214 | 0.97572 | -0.46814 | 0.0017469 | 0.00043781
215 | 0.97631 | -0.45639 | 0.0016854 | 0.00042241
216 | 0.97617 | -0.45921 | 0.0030817 | 0.00077236
217 | 0.97622 | -0.45824 | 0.002384 | 0.00059749
218 | 0.97612 | -0.46024 | 0 | 0
219 | 0.9761 | -0.46069 | 0.0019928 | 0.00049944
220 | 0.9761 | -0.46066 | 0.0021783 | 0.00054594
221 | 0.97086 | -0.56257 | 0.0021377 | 0.00053577
222 | 0.97047 | -0.57017 | 0.0032615 | 0.00081741
223 | 0.97044 | -0.57088 | 0.0020265 | 0.00050789
224 | 0.97038 | -0.57215 | 0.001415 | 0.00035464
225 | 0.97318 | -0.51805 | 0.0020943 | 0.00052488
226 | 0.97316 | -0.51843 | 0.0010708 | 0.00026836
227 | 0.97525 | -0.47725 | 0.0015619 | 0.00039146
228 | 0.97279 | -0.52581 | 0.0024584 | 0.00061614
229 | 0.97281 | -0.52545 | 0 | 0
230 | 0.97286 | -0.52448 | 0.0020803 | 0.00052137
231 | 0.97298 | -0.52214 | 0 | 0
232 | 0.97301 | -0.5214 | 0.002227 | 0.00055814
233 | 0.99191 | -0.15458 | 0 | 0
234 | 0.99203 | -0.15227 | 0.00083232 | 0.0002086
235 | 0.9919 | -0.15482 | 0.0009895 | 0.00024799
236 | 0.98965 | -0.19822 | 0 | 0
237 | 0.98975 | -0.19632 | 0.00082982 | 0.00020797
238 | 0.98941 | -0.20286 | 0.00044901 | 0.00011253
239 | 0.99026 | -0.18649 | 0.0028748 | 0.0007205
240 | 0.99004 | -0.19064 | 0.0028748 | 0.0007205
241 | 0.98991 | -0.19322 | 0.0046139 | 0.0011564
242 | 0.98512 | -0.28504 | 0.00047508 | 0.00011907
243 | 0.97302 | -0.5213 | 0.0036529 | 0.00091549
244 | 0.97353 | -0.51118 | 0.0012177 | 0.00030518
245 | 0.97355 | -0.51081 | 0.0012191 | 0.00030553
246 | 0.97383 | -0.50524 | 0.0028442 | 0.00071282
247 | 0.97505 | -0.4812 | 0.0019149 | 0.00047992
248 | 0.97502 | -0.48181 | 0.0023335 | 0.00058482
249 | 0.97513 | -0.47965 | 0 | 0
250 | 0.97497 | -0.48277 | 0.0023311 | 0.00058424
251 | 0.98623 | -0.26474 | 0.0002518 | 6.3106e-05
252 | 0.98625 | -0.26434 | 0.00079974 | 0.00020043
253 | 0.9863 | -0.2633 | 0 | 0
254 | 0.98809 | -0.22852 | 0.00069045 | 0.00017304
255 | 0.9881 | -0.22834 | 0.00086184 | 0.000216
256 | 0.98583 | -0.27257 | 0.0019742 | 0.00049478
257 | 0.98815 | -0.22737 | 0 | 0
258 | 0.98533 | -0.28224 | 0.0082449 | 0.0020664
259 | 0.9891 | -0.20899 | 0.00037773 | 9.4669e-05
260 | 0.97036 | -0.57244 | 0.0024447 | 0.0006127
261 | 0.97217 | -0.53807 | 0.0015896 | 0.0003984
262 | 0.98932 | -0.20473 | 0.00044888 | 0.0001125
263 | 0.97214 | -0.53866 | 0.0041716 | 0.0010455
264 | 0.98938 | -0.20353 | 0.00066804 | 0.00016743
265 | 0.99998 | 149.9956 | 0 | 0

## res_line
| p_from_mw | q_from_mvar | p_to_mw | q_to_mvar | pl_mw | ql_mvar | i_from_ka | i_to_ka | i_ka | vm_from_pu | va_from_degree | vm_to_pu | va_to_degree | loading_percent
0 | -0.0021806 | -0.00054587 | 0.0021807 | 0.00054565 | 9.3907e-08 | -2.2367e-07 | 0.0033227 | 0.0033226 | 0.0033227 | 0.97649 | -0.45341 | 0.97654 | -0.4525 | 0.91283
1 | 0.0011064 | 0.00027665 | -0.0011064 | -0.0002771 | 4.0683e-08 | -4.5145e-07 | 0.0016858 | 0.001686 | 0.001686 | 0.97649 | -0.45341 | 0.97645 | -0.45418 | 0.46318
2 | -0.0031892 | -0.00079839 | 0.0031894 | 0.00079823 | 2.0807e-07 | -1.6085e-07 | 0.0048592 | 0.0048591 | 0.0048592 | 0.97654 | -0.4525 | 0.9766 | -0.45113 | 1.335
3 | 0.0011064 | 0.0002771 | -0.0011064 | -0.00027728 | 1.633e-08 | -1.8117e-07 | 0.001686 | 0.001686 | 0.001686 | 0.97645 | -0.45418 | 0.97643 | -0.45449 | 0.4632
4 | -0.0045165 | -0.0011308 | 0.0045166 | 0.0011308 | 1.394e-07 | -9.0198e-09 | 0.0068812 | 0.0068812 | 0.0068812 | 0.9766 | -0.45113 | 0.97664 | -0.45048 | 1.8904
5 | -0.0078897 | -0.0019757 | 0.0078906 | 0.001976 | 8.7211e-07 | 3.5671e-07 | 0.01202 | 0.01202 | 0.01202 | 0.97664 | -0.45048 | 0.97676 | -0.44816 | 3.3023
6 | 0.0033731 | 0.00084486 | -0.0033729 | -0.00084496 | 1.6398e-07 | -1.0223e-07 | 0.0051391 | 0.0051391 | 0.0051391 | 0.97664 | -0.45048 | 0.97659 | -0.4515 | 1.4118
7 | -0.009101 | -0.0022794 | 0.0091022 | 0.00228 | 1.1714e-06 | 5.4626e-07 | 0.013864 | 0.013864 | 0.013864 | 0.97676 | -0.44816 | 0.97689 | -0.44546 | 3.8089
8 | 0.0022787 | 0.00057072 | -0.0022785 | -0.00057105 | 1.5442e-07 | -3.2857e-07 | 0.0034719 | 0.003472 | 0.003472 | 0.97659 | -0.4515 | 0.97651 | -0.45293 | 0.95385
9 | -0.0054766 | -0.0013724 | 0.0054768 | 0.0013725 | 2.7855e-07 | 3.8413e-08 | 0.0082478 | 0.0082477 | 0.0082478 | 0.98805 | -0.22751 | 0.9881 | -0.22644 | 2.2659
10 | 0.002767 | 0.00069333 | -0.0027669 | -0.00069345 | 8.7089e-08 | -1.1555e-07 | 0.0041671 | 0.0041671 | 0.0041671 | 0.98805 | -0.22751 | 0.98801 | -0.22817 | 1.1448
11 | -0.010535 | -0.0026402 | 0.010537 | 0.0026412 | 1.8585e-06 | 9.3718e-07 | 0.015865 | 0.015865 | 0.015865 | 0.9881 | -0.22644 | 0.98829 | -0.22274 | 4.3586
12 | 0.062176 | 0.015882 | -0.062092 | -0.015829 | 8.355e-05 | 5.3148e-05 | 0.093722 | 0.093722 | 0.093722 | 0.98829 | -0.22274 | 0.98684 | -0.25057 | 25.7478
13 | -0.072713 | -0.018523 | 0.072764 | 0.018556 | 5.1394e-05 | 3.2746e-05 | 0.10959 | 0.10959 | 0.10959 | 0.98829 | -0.22274 | 0.98905 | -0.2081 | 30.1063
14 | 0.062092 | 0.015829 | -0.061927 | -0.015724 | 0.00016483 | 0.00010485 | 0.093722 | 0.093722 | 0.093722 | 0.98684 | -0.25057 | 0.98398 | -0.30572 | 25.7478
15 | -0.087518 | -0.022256 | 0.087726 | 0.022389 | 0.00020892 | 0.0001333 | 0.13178 | 0.13178 | 0.13178 | 0.98905 | -0.2081 | 0.99163 | -0.15867 | 36.2044
16 | 0.014753 | 0.0036999 | -0.01475 | -0.0036978 | 3.6706e-06 | 2.0943e-06 | 0.022197 | 0.022197 | 0.022197 | 0.98905 | -0.2081 | 0.98878 | -0.21332 | 6.0981
17 | 0.060499 | 0.015366 | -0.060345 | -0.015268 | 0.00015388 | 9.7866e-05 | 0.091562 | 0.091562 | 0.091562 | 0.98398 | -0.30572 | 0.98125 | -0.35872 | 25.1545
18 | -0.088843 | -0.022669 | 0.08895 | 0.022737 | 0.00010635 | 6.7857e-05 | 0.13346 | 0.13346 | 0.13346 | 0.99163 | -0.15867 | 0.99293 | -0.13393 | 36.6648
19 | 0.013545 | 0.0033959 | -0.013544 | -0.0033954 | 9.2896e-07 | 5.1807e-07 | 0.020384 | 0.020385 | 0.020385 | 0.98878 | -0.21332 | 0.98871 | -0.21476 | 5.6001
20 | -0.001265 | -0.00031703 | 0.001265 | 0.00031694 | 9.4649e-09 | -8.4604e-08 | 0.0018966 | 0.0018966 | 0.0018966 | 0.99242 | -0.1446 | 0.99243 | -0.14444 | 0.52106
21 | -0.0022751 | -0.0005701 | 0.0022752 | 0.00056986 | 1.0216e-07 | -2.3718e-07 | 0.0034111 | 0.003411 | 0.0034111 | 0.99243 | -0.14444 | 0.99248 | -0.1435 | 0.93712
22 | -0.004562 | -0.001143 | 0.0045623 | 0.001143 | 2.9167e-07 | -2.8203e-08 | 0.0068397 | 0.0068396 | 0.0068397 | 0.99248 | -0.1435 | 0.99255 | -0.14215 | 1.879
23 | -0.0059893 | -0.0015006 | 0.0059898 | 0.0015007 | 4.9611e-07 | 1.054e-07 | 0.0089789 | 0.0089789 | 0.0089789 | 0.99255 | -0.14215 | 0.99264 | -0.14041 | 2.4667
24 | -0.007804 | -0.0019554 | 0.0078043 | 0.0019555 | 2.7359e-07 | 1.0618e-07 | 0.011698 | 0.011698 | 0.011698 | 0.99264 | -0.14041 | 0.99268 | -0.13968 | 3.2139
25 | 0.057682 | 0.014602 | -0.057633 | -0.014571 | 4.8823e-05 | 3.1032e-05 | 0.087524 | 0.087524 | 0.087524 | 0.98125 | -0.35872 | 0.98034 | -0.37636 | 24.0451
26 | 0.0026633 | 0.0006666 | -0.0026629 | -0.00066712 | 3.5996e-07 | -5.1295e-07 | 0.0040384 | 0.0040387 | 0.0040387 | 0.98125 | -0.35872 | 0.9811 | -0.36156 | 1.1095
27 | -0.019319 | -0.0048464 | 0.019319 | 0.0048467 | 4.529e-07 | 2.7239e-07 | 0.029427 | 0.029427 | 0.029427 | 0.97693 | -0.44468 | 0.97696 | -0.44419 | 8.0843
28 | 0.018006 | 0.0045174 | -0.017998 | -0.0045126 | 7.9682e-06 | 4.7461e-06 | 0.027427 | 0.027427 | 0.027427 | 0.97693 | -0.44468 | 0.97646 | -0.45397 | 7.5349
29 | -0.020515 | -0.0051464 | 0.020518 | 0.0051485 | 3.4769e-06 | 2.1063e-06 | 0.031248 | 0.031248 | 0.031248 | 0.97696 | -0.44419 | 0.97714 | -0.44063 | 8.5846
30 | 0.014433 | 0.0036198 | -0.014428 | -0.0036173 | 4.4512e-06 | 2.5419e-06 | 0.021995 | 0.021995 | 0.021995 | 0.97646 | -0.45397 | 0.97613 | -0.46044 | 6.0426
31 | 0.0035649 | 0.00089282 | -0.0035647 | -0.00089295 | 2.7288e-07 | -1.3378e-07 | 0.0054323 | 0.0054324 | 0.0054324 | 0.97646 | -0.45397 | 0.97638 | -0.45557 | 1.4924
32 | -0.021427 | -0.0053761 | 0.021435 | 0.0053813 | 8.4906e-06 | 5.1675e-06 | 0.032631 | 0.032631 | 0.032631 | 0.97714 | -0.44063 | 0.97756 | -0.43233 | 8.9647
33 | 0.012238 | 0.0030683 | -0.012235 | -0.0030665 | 3.2137e-06 | 1.749e-06 | 0.018656 | 0.018656 | 0.018656 | 0.97613 | -0.46044 | 0.97585 | -0.46595 | 5.1252
34 | 0.0009644 | 0.00024146 | -0.00096439 | -0.00024161 | 1.0066e-08 | -1.4898e-07 | 0.0014697 | 0.0014697 | 0.0014697 | 0.97638 | -0.45557 | 0.97637 | -0.45579 | 0.40377
35 | 0.0026002 | 0.00065149 | -0.0026001 | -0.00065165 | 1.1382e-07 | -1.6887e-07 | 0.0039627 | 0.0039628 | 0.0039628 | 0.97638 | -0.45557 | 0.97633 | -0.45649 | 1.0887
36 | 0.02058 | 0.0051591 | -0.020574 | -0.0051557 | 5.5966e-06 | 3.3912e-06 | 0.031326 | 0.031326 | 0.031326 | 0.97756 | -0.43233 | 0.97727 | -0.43804 | 8.6062
37 | -0.042015 | -0.01054 | 0.042036 | 0.010553 | 2.0702e-05 | 1.308e-05 | 0.063958 | 0.063958 | 0.063958 | 0.97756 | -0.43233 | 0.97809 | -0.422 | 17.5708
38 | 0.010847 | 0.0027188 | -0.010845 | -0.0027176 | 2.3018e-06 | 1.1929e-06 | 0.01654 | 0.016541 | 0.016541 | 0.97585 | -0.46595 | 0.97562 | -0.4704 | 4.5441
39 | 0.00096439 | 0.00024161 | -0.00096439 | -0.0002417 | 5.772e-09 | -8.5419e-08 | 0.0014697 | 0.0014698 | 0.0014698 | 0.97637 | -0.45579 | 0.97636 | -0.45592 | 0.40378
40 | 0.015371 | 0.0038517 | -0.01537 | -0.0038508 | 1.6503e-06 | 9.5552e-07 | 0.023404 | 0.023404 | 0.023404 | 0.97727 | -0.43804 | 0.97716 | -0.44029 | 6.4298
41 | -0.045592 | -0.011445 | 0.045592 | 0.011445 | 1.0688e-07 | 6.7658e-08 | 0.069368 | 0.069368 | 0.069368 | 0.97809 | -0.422 | 0.97809 | -0.42195 | 19.0571
42 | 0.0099154 | 0.0024847 | -0.0099149 | -0.0024844 | 5.1639e-07 | 2.553e-07 | 0.015123 | 0.015123 | 0.015123 | 0.97562 | -0.4704 | 0.97557 | -0.4715 | 4.1546
43 | 0.0089866 | 0.0022518 | -0.0089855 | -0.0022513 | 1.1052e-06 | 5.1147e-07 | 0.013707 | 0.013707 | 0.013707 | 0.97557 | -0.4715 | 0.97544 | -0.47408 | 3.7657
44 | 0.0076878 | 0.001926 | -0.0076871 | -0.0019257 | 6.8812e-07 | 2.7386e-07 | 0.011727 | 0.011727 | 0.011727 | 0.97544 | -0.47408 | 0.97534 | -0.47596 | 3.2218
45 | 0.096978 | 0.024616 | -0.096922 | -0.024582 | 5.5929e-05 | 3.4378e-05 | 0.14649 | 0.14649 | 0.14649 | 0.98582 | -0.27121 | 0.9852 | -0.28321 | 10.0612
46 | -0.099608 | -0.025275 | 0.099628 | 0.025287 | 2.0136e-05 | 1.2403e-05 | 0.15046 | 0.15046 | 0.15046 | 0.98582 | -0.27121 | 0.98604 | -0.26701 | 10.3338
47 | 0.095976 | 0.024344 | -0.095948 | -0.024328 | 2.7443e-05 | 1.6855e-05 | 0.14506 | 0.14506 | 0.14506 | 0.9852 | -0.28321 | 0.9849 | -0.28916 | 9.9631
48 | -0.10421 | -0.026435 | 0.10425 | 0.026464 | 4.7821e-05 | 2.9554e-05 | 0.15737 | 0.15737 | 0.15737 | 0.98604 | -0.26701 | 0.98654 | -0.25747 | 10.8083
49 | 0.095255 | 0.024154 | -0.0952 | -0.02412 | 5.4642e-05 | 3.3542e-05 | 0.14401 | 0.14402 | 0.14402 | 0.9849 | -0.28916 | 0.98428 | -0.3011 | 9.8912
50 | -0.13979 | -0.03538 | 0.1398 | 0.035391 | 1.6425e-05 | 1.0311e-05 | 0.21097 | 0.21097 | 0.21097 | 0.98654 | -0.25747 | 0.98666 | -0.25503 | 14.4897
51 | 0.035535 | 0.008916 | -0.035529 | -0.0089124 | 5.831e-06 | 3.6628e-06 | 0.053602 | 0.053602 | 0.053602 | 0.98654 | -0.25747 | 0.98636 | -0.26091 | 14.7257
52 | 0.0013566 | 0.00033976 | -0.0013565 | -0.00033998 | 2.9333e-08 | -2.1761e-07 | 0.0020507 | 0.0020508 | 0.0020508 | 0.98428 | -0.3011 | 0.98426 | -0.30155 | 0.56342
53 | 0.093843 | 0.02378 | -0.093814 | -0.023763 | 2.899e-05 | 1.7774e-05 | 0.14196 | 0.14196 | 0.14196 | 0.98428 | -0.3011 | 0.98395 | -0.30753 | 9.7503
54 | -0.14255 | -0.036078 | 0.1426 | 0.036113 | 5.5191e-05 | 3.4672e-05 | 0.21511 | 0.21511 | 0.21511 | 0.98666 | -0.25503 | 0.98708 | -0.24696 | 14.7738
55 | 0.031587 | 0.0079245 | -0.031573 | -0.0079156 | 1.4161e-05 | 8.8512e-06 | 0.047655 | 0.047655 | 0.047655 | 0.98636 | -0.26091 | 0.98588 | -0.27032 | 13.0921
56 | 0.091723 | 0.023238 | -0.091688 | -0.023217 | 3.4876e-05 | 2.134e-05 | 0.1388 | 0.1388 | 0.1388 | 0.98395 | -0.30753 | 0.98354 | -0.31545 | 9.5331
57 | -0.14505 | -0.036725 | 0.14505 | 0.03673 | 6.7797e-06 | 4.2618e-06 | 0.21879 | 0.21879 | 0.21879 | 0.98708 | -0.24696 | 0.98713 | -0.24599 | 15.0269
58 | 0.028033 | 0.0070283 | -0.028028 | -0.0070255 | 4.6355e-06 | 2.8787e-06 | 0.042312 | 0.042312 | 0.042312 | 0.98588 | -0.27032 | 0.9857 | -0.27379 | 11.6241
59 | 0.11553 | 0.029272 | -0.11548 | -0.029241 | 4.8911e-05 | 3.1249e-05 | 0.17435 | 0.17435 | 0.17435 | 0.98661 | -0.25603 | 0.98615 | -0.26485 | 47.8988
60 | -0.1204 | -0.030494 | 0.12058 | 0.030609 | 0.00018104 | 0.00011568 | 0.1817 | 0.1817 | 0.1817 | 0.98661 | -0.25603 | 0.98823 | -0.22477 | 49.9176
61 | 0.11125 | 0.028182 | -0.11113 | -0.028106 | 0.0001183 | 7.5569e-05 | 0.16797 | 0.16797 | 0.16797 | 0.98615 | -0.26485 | 0.98501 | -0.28701 | 46.1463
62 | -0.28302 | -0.071758 | 0.28312 | 0.071823 | 0.00010235 | 6.5196e-05 | 0.42645 | 0.42645 | 0.42645 | 0.98823 | -0.22477 | 0.98862 | -0.21725 | 29.2893
63 | 0.16244 | 0.041149 | -0.16235 | -0.041089 | 9.4132e-05 | 5.9386e-05 | 0.24475 | 0.24475 | 0.24475 | 0.98823 | -0.22477 | 0.9876 | -0.23685 | 16.8099
64 | 0.10726 | 0.027135 | -0.10715 | -0.027065 | 0.00011042 | 7.0527e-05 | 0.16212 | 0.16212 | 0.16212 | 0.98501 | -0.28701 | 0.9839 | -0.30849 | 44.5389
65 | -0.28443 | -0.072151 | 0.28452 | 0.072206 | 8.6581e-05 | 5.5154e-05 | 0.42842 | 0.42842 | 0.42842 | 0.98862 | -0.21725 | 0.98895 | -0.21092 | 29.4247
66 | 0.15366 | 0.038911 | -0.15365 | -0.038908 | 5.291e-06 | 3.3324e-06 | 0.23166 | 0.23166 | 0.23166 | 0.9876 | -0.23685 | 0.98757 | -0.23756 | 15.9105
67 | 0.10509 | 0.02655 | -0.10507 | -0.026532 | 2.9107e-05 | 1.859e-05 | 0.15902 | 0.15902 | 0.15902 | 0.9839 | -0.30849 | 0.9836 | -0.31427 | 43.6859
68 | -0.28729 | -0.072901 | 0.28738 | 0.072958 | 8.9858e-05 | 5.7246e-05 | 0.43259 | 0.43259 | 0.43259 | 0.98895 | -0.21092 | 0.98929 | -0.20442 | 29.7111
69 | 0.15149 | 0.038367 | -0.15143 | -0.038328 | 6.128e-05 | 3.8578e-05 | 0.22841 | 0.22841 | 0.22841 | 0.98757 | -0.23756 | 0.98713 | -0.24599 | 15.6873
70 | 0.10241 | 0.025867 | -0.10238 | -0.025845 | 3.3666e-05 | 2.1499e-05 | 0.155 | 0.155 | 0.155 | 0.9836 | -0.31427 | 0.98325 | -0.32113 | 42.5832
71 | -0.28873 | -0.073297 | 0.28879 | 0.073336 | 6.1647e-05 | 3.9275e-05 | 0.43463 | 0.43463 | 0.43463 | 0.98929 | -0.20442 | 0.98952 | -0.19999 | 29.8507
72 | -0.0061542 | -0.0015419 | 0.0061542 | 0.001542 | 3.8511e-08 | 9.9962e-09 | 0.009371 | 0.009371 | 0.009371 | 0.9772 | -0.43894 | 0.97721 | -0.43881 | 2.5744
73 | 0.0042518 | 0.0010651 | -0.0042514 | -0.0010652 | 3.8818e-07 | -6.0931e-08 | 0.0064741 | 0.0064742 | 0.0064742 | 0.9772 | -0.43894 | 0.97711 | -0.44086 | 1.7786
74 | -0.0080649 | -0.0020208 | 0.0080669 | 0.0020217 | 2.0474e-06 | 8.5663e-07 | 0.01228 | 0.01228 | 0.01228 | 0.97721 | -0.43881 | 0.97748 | -0.43348 | 3.3737
75 | 0.0042514 | 0.0010652 | -0.0042511 | -0.0010652 | 2.3883e-07 | -3.7452e-08 | 0.0064742 | 0.0064743 | 0.0064743 | 0.97711 | -0.44086 | 0.97705 | -0.44204 | 1.7786
76 | 0.062832 | 0.015817 | -0.062777 | -0.015782 | 5.5233e-05 | 3.5148e-05 | 0.095674 | 0.095674 | 0.095674 | 0.97748 | -0.43348 | 0.97654 | -0.45189 | 26.284
77 | -0.070899 | -0.017839 | 0.071024 | 0.017919 | 0.00012509 | 7.9697e-05 | 0.10795 | 0.10795 | 0.10795 | 0.97748 | -0.43348 | 0.97937 | -0.39663 | 29.6577
78 | 0.0024324 | 0.00060943 | -0.0024323 | -0.0006096 | 9.2154e-08 | -1.6528e-07 | 0.0037044 | 0.0037045 | 0.0037045 | 0.97705 | -0.44204 | 0.97701 | -0.44284 | 1.0177
79 | 0.0497 | 0.012504 | -0.049694 | -0.0125 | 5.603e-06 | 3.5533e-06 | 0.075748 | 0.075748 | 0.075748 | 0.97654 | -0.45189 | 0.97642 | -0.45425 | 20.8099
80 | 0.013077 | 0.003278 | -0.013074 | -0.0032768 | 2.0822e-06 | 1.1577e-06 | 0.019926 | 0.019926 | 0.019926 | 0.97654 | -0.45189 | 0.97637 | -0.45523 | 5.4741
81 | -0.073804 | -0.018615 | 0.073867 | 0.018656 | 6.3567e-05 | 4.0513e-05 | 0.11218 | 0.11218 | 0.11218 | 0.97937 | -0.39663 | 0.98029 | -0.37866 | 30.818
82 | 0.046662 | 0.01174 | -0.046631 | -0.011721 | 3.0939e-05 | 1.9597e-05 | 0.071126 | 0.071126 | 0.071126 | 0.97642 | -0.45425 | 0.97572 | -0.46814 | 19.5402
83 | 0.011324 | 0.0028382 | -0.011324 | -0.0028379 | 6.2576e-07 | 3.3042e-07 | 0.017259 | 0.017259 | 0.017259 | 0.97637 | -0.45523 | 0.97631 | -0.45639 | 4.7414
84 | -0.07592 | -0.01917 | 0.075969 | 0.019201 | 4.8139e-05 | 3.0687e-05 | 0.11529 | 0.11529 | 0.11529 | 0.98029 | -0.37866 | 0.98097 | -0.36543 | 31.6742
85 | 0.013101 | 0.0032831 | -0.013098 | -0.0032817 | 2.4312e-06 | 1.3449e-06 | 0.019781 | 0.019782 | 0.019782 | 0.98548 | -0.27811 | 0.98528 | -0.28201 | 5.4345
86 | -0.016169 | -0.0040519 | 0.016171 | 0.0040532 | 2.1684e-06 | 1.2642e-06 | 0.024414 | 0.024414 | 0.024414 | 0.98548 | -0.27811 | 0.98562 | -0.27529 | 6.707
87 | 0.0084239 | 0.0021102 | -0.0084234 | -0.00211 | 4.7688e-07 | 2.0514e-07 | 0.012722 | 0.012722 | 0.012722 | 0.98528 | -0.28201 | 0.98522 | -0.2832 | 3.495
88 | -0.018503 | -0.0046378 | 0.018505 | 0.0046386 | 1.3234e-06 | 7.8934e-07 | 0.027935 | 0.027935 | 0.027935 | 0.98562 | -0.27529 | 0.9857 | -0.27379 | 7.6745
89 | 0.0073616 | 0.0018439 | -0.0073612 | -0.0018437 | 3.8859e-07 | 1.4196e-07 | 0.011118 | 0.011118 | 0.011118 | 0.98522 | -0.2832 | 0.98516 | -0.2843 | 3.0545
90 | 0.0095233 | 0.0023868 | -0.0095224 | -0.0023864 | 9.696e-07 | 4.611e-07 | 0.014377 | 0.014377 | 0.014377 | 0.9857 | -0.27379 | 0.98559 | -0.27593 | 3.9496
91 | 0.0017999 | 0.00045076 | -0.0017999 | -0.00045098 | 5.64e-08 | -2.23e-07 | 0.0027186 | 0.0027187 | 0.0027187 | 0.98516 | -0.2843 | 0.98513 | -0.28496 | 0.74689
92 | 0.0055613 | 0.001393 | -0.005561 | -0.0013929 | 2.611e-07 | 4.1456e-08 | 0.0083996 | 0.0083997 | 0.0083997 | 0.98516 | -0.2843 | 0.98511 | -0.28529 | 2.3076
93 | 0.0081958 | 0.0020539 | -0.0081957 | -0.0020539 | 1.4609e-08 | 6.1067e-09 | 0.012374 | 0.012374 | 0.012374 | 0.98559 | -0.27593 | 0.98559 | -0.27597 | 3.3994
94 | 0.00047508 | 0.00011895 | -0.00047508 | -0.00011907 | 1.7388e-09 | -1.1354e-07 | 0.00071756 | 0.0007176 | 0.0007176 | 0.98513 | -0.28496 | 0.98512 | -0.28504 | 0.19714
95 | 0.0045131 | 0.0011303 | -0.0045131 | -0.0011303 | 5.6901e-09 | -5.158e-10 | 0.0068169 | 0.0068169 | 0.0068169 | 0.98511 | -0.28529 | 0.98511 | -0.28532 | 1.8728
96 | 0.0048107 | 0.0012055 | -0.0048105 | -0.0012055 | 1.7369e-07 | -7.27e-10 | 0.0072631 | 0.0072631 | 0.0072631 | 0.98559 | -0.27597 | 0.98555 | -0.27673 | 1.9954
97 | -0.023013 | -0.0057683 | 0.023017 | 0.0057709 | 4.2081e-06 | 2.5711e-06 | 0.034488 | 0.034488 | 0.034488 | 0.99289 | -0.1355 | 0.99309 | -0.13167 | 9.4748
98 | 0.018607 | 0.0046641 | -0.018603 | -0.0046619 | 3.7013e-06 | 2.2047e-06 | 0.027885 | 0.027886 | 0.027886 | 0.99289 | -0.1355 | 0.99268 | -0.13968 | 7.6609
99 | -0.032974 | -0.0082664 | 0.032979 | 0.0082697 | 5.2109e-06 | 3.2613e-06 | 0.049408 | 0.049408 | 0.049408 | 0.99309 | -0.13167 | 0.99326 | -0.12835 | 13.5737
100 | 0.010799 | 0.0027064 | -0.010796 | -0.0027048 | 2.9918e-06 | 1.5212e-06 | 0.016187 | 0.016187 | 0.016187 | 0.99268 | -0.13968 | 0.99238 | -0.1455 | 4.447
101 | -0.037863 | -0.0094936 | 0.037874 | 0.0095007 | 1.1237e-05 | 7.0709e-06 | 0.056724 | 0.056724 | 0.056724 | 0.99326 | -0.12835 | 0.99359 | -0.12212 | 15.5836
102 | 0.0098096 | 0.0024577 | -0.0098083 | -0.0024571 | 1.3565e-06 | 6.5217e-07 | 0.014709 | 0.014709 | 0.014709 | 0.99238 | -0.1455 | 0.99223 | -0.1484 | 4.0409
103 | -0.04239 | -0.010633 | 0.042409 | 0.010644 | 1.8708e-05 | 1.1813e-05 | 0.063488 | 0.063488 | 0.063488 | 0.99359 | -0.12212 | 0.99406 | -0.11287 | 17.4417
104 | 0.0088159 | 0.0022084 | -0.0088145 | -0.0022077 | 1.3924e-06 | 6.1682e-07 | 0.013221 | 0.013221 | 0.013221 | 0.99223 | -0.1484 | 0.99206 | -0.15172 | 3.6321
105 | -0.45943 | -0.11673 | 0.46085 | 0.11764 | 0.001425 | 0.0009103 | 0.68828 | 0.68828 | 0.68828 | 0.99406 | -0.11287 | 0.99743 | -0.048663 | 47.2718
106 | 0.084957 | 0.02139 | -0.084891 | -0.021347 | 6.6721e-05 | 4.2559e-05 | 0.12721 | 0.12721 | 0.12721 | 0.99406 | -0.11287 | 0.99321 | -0.12931 | 34.9471
107 | 0.33206 | 0.084692 | -0.33174 | -0.084486 | 0.00032327 | 0.00020617 | 0.49758 | 0.49758 | 0.49758 | 0.99406 | -0.11287 | 0.99301 | -0.13305 | 34.1747
108 | 0.0077758 | 0.0019474 | -0.0077756 | -0.0019473 | 2.0327e-07 | 7.8639e-08 | 0.011663 | 0.011663 | 0.011663 | 0.99206 | -0.15172 | 0.99203 | -0.15227 | 3.204
109 | -0.090739 | -0.023185 | 0.090794 | 0.023221 | 5.5086e-05 | 3.5152e-05 | 0.13614 | 0.13614 | 0.13614 | 0.99293 | -0.13393 | 0.99359 | -0.12138 | 37.4013
110 | 0.011343 | 0.0028438 | -0.011342 | -0.0028431 | 1.3334e-06 | 6.9696e-07 | 0.017072 | 0.017072 | 0.017072 | 0.98871 | -0.21476 | 0.98858 | -0.21722 | 4.6902
111 | -0.0026627 | -0.00066735 | 0.0026629 | 0.00066712 | 1.6036e-07 | -2.2841e-07 | 0.0040388 | 0.0040387 | 0.0040388 | 0.98104 | -0.36282 | 0.9811 | -0.36156 | 1.1096
112 | 0.01318 | 0.003307 | -0.013178 | -0.0033057 | 2.3313e-06 | 1.3029e-06 | 0.020181 | 0.020181 | 0.020181 | 0.97186 | -0.5427 | 0.97168 | -0.54641 | 5.5443
113 | -0.016602 | -0.0041647 | 0.016609 | 0.0041689 | 7.1833e-06 | 4.2298e-06 | 0.025421 | 0.02542 | 0.025421 | 0.97186 | -0.5427 | 0.97232 | -0.53363 | 6.9837
114 | 0.013178 | 0.0033057 | -0.013173 | -0.0033034 | 4.2048e-06 | 2.3502e-06 | 0.020181 | 0.020181 | 0.020181 | 0.97168 | -0.54641 | 0.97134 | -0.55311 | 5.5443
115 | -0.018154 | -0.004556 | 0.01816 | 0.0045598 | 6.3521e-06 | 3.7931e-06 | 0.027784 | 0.027784 | 0.027784 | 0.97232 | -0.53363 | 0.97269 | -0.5263 | 7.633
116 | 0.053656 | 0.013574 | -0.053518 | -0.013487 | 0.00013773 | 8.7454e-05 | 0.081488 | 0.081488 | 0.081488 | 0.98034 | -0.37636 | 0.97759 | -0.43001 | 22.3869
117 | 0.046714 | 0.011782 | -0.046683 | -0.011763 | 3.0973e-05 | 1.9618e-05 | 0.071132 | 0.071132 | 0.071132 | 0.97759 | -0.43001 | 0.97688 | -0.44387 | 19.5417
118 | 0.0068042 | 0.0017044 | -0.0068025 | -0.0017039 | 1.703e-06 | 5.5923e-07 | 0.010357 | 0.010357 | 0.010357 | 0.97759 | -0.43001 | 0.97732 | -0.43527 | 2.8453
119 | 0.0088008 | 0.0022058 | -0.0088002 | -0.0022056 | 6.1746e-07 | 2.8251e-07 | 0.013466 | 0.013466 | 0.013466 | 0.97253 | -0.52954 | 0.97246 | -0.53101 | 3.6994
120 | -0.010066 | -0.0025228 | 0.010068 | 0.0025239 | 2.1682e-06 | 1.0851e-06 | 0.015401 | 0.015401 | 0.015401 | 0.97253 | -0.52954 | 0.97276 | -0.52502 | 4.231
121 | 0.0070926 | 0.0017776 | -0.0070923 | -0.0017775 | 3.0758e-07 | 1.1046e-07 | 0.010853 | 0.010853 | 0.010853 | 0.97246 | -0.53101 | 0.97241 | -0.53192 | 2.9816
122 | 0.0196 | 0.0049212 | -0.019599 | -0.0049205 | 1.1972e-06 | 7.2214e-07 | 0.029986 | 0.029986 | 0.029986 | 0.97276 | -0.52502 | 0.97269 | -0.5263 | 8.2378
123 | -0.029668 | -0.0074451 | 0.029679 | 0.0074517 | 1.0498e-05 | 6.5499e-06 | 0.045386 | 0.045386 | 0.045386 | 0.97276 | -0.52502 | 0.97313 | -0.5176 | 12.4688
124 | 0.0029427 | 0.00073749 | -0.0029427 | -0.00073751 | 1.076e-08 | -1.0668e-08 | 0.004503 | 0.004503 | 0.004503 | 0.97241 | -0.53192 | 0.97241 | -0.532 | 1.2371
125 | -0.031116 | -0.0078118 | 0.031132 | 0.0078219 | 1.6168e-05 | 1.0111e-05 | 0.047584 | 0.047584 | 0.047584 | 0.97313 | -0.5176 | 0.97369 | -0.50671 | 13.0724
126 | -0.032788 | -0.0082371 | 0.032789 | 0.0082375 | 5.3929e-07 | 3.3802e-07 | 0.050115 | 0.050115 | 0.050115 | 0.97369 | -0.50671 | 0.9737 | -0.50637 | 13.768
127 | -0.034357 | -0.0086304 | 0.034402 | 0.0086589 | 4.5286e-05 | 2.8438e-05 | 0.052511 | 0.052511 | 0.052511 | 0.9737 | -0.50637 | 0.97511 | -0.47879 | 14.4262
128 | -0.46313 | -0.11821 | 0.46423 | 0.11891 | 0.0010917 | 0.00069743 | 0.69168 | 0.69168 | 0.69168 | 0.99743 | -0.048663 | 1 | 0 | 47.5058
129 | 0.080624 | 0.020278 | -0.080579 | -0.020249 | 4.5238e-05 | 2.8846e-05 | 0.12081 | 0.12081 | 0.12081 | 0.99321 | -0.12931 | 0.9926 | -0.14107 | 33.1909
130 | 0.32583 | 0.083005 | -0.32543 | -0.082751 | 0.00039906 | 0.00025448 | 0.48873 | 0.48873 | 0.48873 | 0.99301 | -0.13305 | 0.99168 | -0.15847 | 33.5668
131 | 0.098133 | 0.025278 | -0.097914 | -0.025138 | 0.00021872 | 0.00013962 | 0.14627 | 0.14627 | 0.14627 | 1 | 0 | 0.99757 | -0.045908 | 40.1831
132 | 0.071292 | 0.017922 | -0.071281 | -0.017915 | 1.1109e-05 | 7.0764e-06 | 0.10689 | 0.10689 | 0.10689 | 0.9926 | -0.14107 | 0.99243 | -0.14433 | 29.3664
133 | 0.31642 | 0.080494 | -0.3164 | -0.080477 | 2.6699e-05 | 1.7022e-05 | 0.47522 | 0.47522 | 0.47522 | 0.99168 | -0.15847 | 0.99159 | -0.16022 | 32.6386
134 | -0.0015119 | -0.00037892 | 0.0015119 | 0.0003787 | 3.6259e-08 | -2.1276e-07 | 0.0022839 | 0.0022838 | 0.0022839 | 0.98502 | -0.28697 | 0.98505 | -0.28647 | 0.62745
135 | 0.0010733 | 0.00026869 | -0.0010733 | -0.00026898 | 2.4154e-08 | -2.9648e-07 | 0.0016212 | 0.0016213 | 0.0016213 | 0.98505 | -0.28647 | 0.98502 | -0.28694 | 0.44542
136 | -0.0025852 | -0.00064739 | 0.0025854 | 0.00064717 | 1.415e-07 | -2.2446e-07 | 0.003905 | 0.0039049 | 0.003905 | 0.98505 | -0.28647 | 0.98511 | -0.28532 | 1.0728
137 | -0.0023524 | -0.00058956 | 0.0023524 | 0.00058953 | 1.5992e-08 | -3.2188e-08 | 0.0035654 | 0.0035654 | 0.0035654 | 0.98177 | -0.3498 | 0.98178 | -0.34965 | 0.9795
138 | -0.0048387 | -0.0012127 | 0.0048392 | 0.0012127 | 4.3274e-07 | 5.6059e-09 | 0.0073338 | 0.0073337 | 0.0073338 | 0.98178 | -0.34965 | 0.98187 | -0.34778 | 2.0148
139 | -0.0059822 | -0.0014991 | 0.0059823 | 0.0014992 | 7.8092e-08 | 1.7933e-08 | 0.0090659 | 0.0090659 | 0.0090659 | 0.98187 | -0.34778 | 0.98189 | -0.3475 | 2.4906
140 | 0.079228 | 0.020044 | -0.079209 | -0.020032 | 1.8627e-05 | 1.1877e-05 | 0.12013 | 0.12013 | 0.12013 | 0.98189 | -0.3475 | 0.98163 | -0.3524 | 33.0039
141 | -0.08521 | -0.021543 | 0.08529 | 0.021594 | 8.0395e-05 | 5.0803e-05 | 0.1292 | 0.1292 | 0.1292 | 0.98189 | -0.3475 | 0.9829 | -0.32785 | 17.7473
142 | 0.078069 | 0.019746 | -0.078021 | -0.019715 | 4.8764e-05 | 3.1092e-05 | 0.11841 | 0.11841 | 0.11841 | 0.98163 | -0.3524 | 0.98097 | -0.36543 | 32.5293
143 | -0.087486 | -0.022144 | 0.087536 | 0.022176 | 5.0762e-05 | 3.2096e-05 | 0.13252 | 0.13252 | 0.13252 | 0.9829 | -0.32785 | 0.98352 | -0.31577 | 18.2038
144 | -0.089938 | -0.022778 | 0.089939 | 0.022779 | 1.3846e-06 | 8.4573e-07 | 0.13616 | 0.13616 | 0.13616 | 0.98352 | -0.31577 | 0.98354 | -0.31545 | 9.3514
145 | 0.062578 | 0.015734 | -0.062541 | -0.01571 | 3.7748e-05 | 2.4011e-05 | 0.093845 | 0.093845 | 0.093845 | 0.99243 | -0.14433 | 0.99178 | -0.15697 | 25.7816
146 | 0.055343 | 0.013906 | -0.055338 | -0.013903 | 4.9546e-06 | 3.1463e-06 | 0.083046 | 0.083046 | 0.083046 | 0.99178 | -0.15697 | 0.99168 | -0.15884 | 22.8149
147 | 0.048189 | 0.012111 | -0.048171 | -0.012099 | 1.8155e-05 | 1.15e-05 | 0.07232 | 0.07232 | 0.07232 | 0.99168 | -0.15884 | 0.99128 | -0.16674 | 19.8681
148 | 0.039162 | 0.0098415 | -0.039135 | -0.0098245 | 2.7093e-05 | 1.707e-05 | 0.058796 | 0.058796 | 0.058796 | 0.99128 | -0.16674 | 0.99053 | -0.18124 | 16.1528
149 | 0.026023 | 0.0065384 | -0.026017 | -0.0065344 | 6.5211e-06 | 4.0271e-06 | 0.0391 | 0.0391 | 0.0391 | 0.99053 | -0.18124 | 0.99026 | -0.18649 | 10.7416
150 | 0.013173 | 0.0033034 | -0.013169 | -0.0033012 | 3.9184e-06 | 2.1903e-06 | 0.020181 | 0.020181 | 0.020181 | 0.97134 | -0.55311 | 0.97102 | -0.55935 | 5.5443
151 | 0.0012578 | 0.00031513 | -0.0012578 | -0.00031524 | 1.2253e-08 | -1.076e-07 | 0.0018991 | 0.0018991 | 0.0018991 | 0.98555 | -0.27673 | 0.98554 | -0.27693 | 0.52174
152 | -0.0077597 | -0.0019445 | 0.0077606 | 0.0019449 | 9.0073e-07 | 3.5104e-07 | 0.011684 | 0.011684 | 0.011684 | 0.9882 | -0.22477 | 0.98832 | -0.22233 | 3.21
153 | 0.0066307 | 0.0016616 | -0.00663 | -0.0016614 | 6.3284e-07 | 1.8816e-07 | 0.0099843 | 0.0099844 | 0.0099844 | 0.9882 | -0.22477 | 0.98809 | -0.22677 | 2.743
154 | -0.0094966 | -0.00238 | 0.0094976 | 0.0023804 | 1.0039e-06 | 4.7468e-07 | 0.014298 | 0.014298 | 0.014298 | 0.98832 | -0.22233 | 0.98844 | -0.22011 | 3.928
155 | 0.0054981 | 0.0013777 | -0.0054981 | -0.0013777 | 9.407e-10 | 1.3234e-10 | 0.0082798 | 0.0082798 | 0.0082798 | 0.98809 | -0.22677 | 0.98809 | -0.22677 | 2.2747
156 | -0.011341 | -0.0028423 | 0.011342 | 0.0028431 | 1.5607e-06 | 8.1578e-07 | 0.017072 | 0.017072 | 0.017072 | 0.98844 | -0.22011 | 0.98858 | -0.21722 | 4.6902
157 | 0.0018429 | 0.00046183 | -0.0018429 | -0.00046188 | 1.0714e-08 | -4.072e-08 | 0.0027744 | 0.0027744 | 0.0027744 | 0.98844 | -0.22011 | 0.98843 | -0.22023 | 0.76219
158 | 0.0034328 | 0.00086008 | -0.0034326 | -0.00086017 | 1.4085e-07 | -8.9868e-08 | 0.0051695 | 0.0051696 | 0.0051696 | 0.98809 | -0.22677 | 0.98805 | -0.22764 | 1.4202
159 | 0.0010419 | 0.00026099 | -0.0010419 | -0.00026111 | 9.5884e-09 | -1.2688e-07 | 0.001569 | 0.0015691 | 0.0015691 | 0.98805 | -0.22764 | 0.98804 | -0.22783 | 0.43106
160 | 0.02167 | 0.0054329 | -0.021667 | -0.0054307 | 3.5232e-06 | 2.1464e-06 | 0.032973 | 0.032973 | 0.032973 | 0.97796 | -0.42444 | 0.97779 | -0.42785 | 9.0585
161 | -0.023108 | -0.0057932 | 0.023109 | 0.0057941 | 1.5206e-06 | 9.3205e-07 | 0.03516 | 0.03516 | 0.03516 | 0.97796 | -0.42444 | 0.97803 | -0.42305 | 9.6593
162 | 0.015575 | 0.0039041 | -0.015573 | -0.0039031 | 1.763e-06 | 1.0234e-06 | 0.023703 | 0.023703 | 0.023703 | 0.97779 | -0.42785 | 0.97767 | -0.43022 | 6.5118
163 | -0.02454 | -0.0061527 | 0.02455 | 0.0061591 | 1.0367e-05 | 6.3862e-06 | 0.037337 | 0.037337 | 0.037337 | 0.97803 | -0.42305 | 0.97848 | -0.41419 | 10.2573
164 | -0.028239 | -0.0070836 | 0.028242 | 0.0070853 | 2.7497e-06 | 1.7099e-06 | 0.042946 | 0.042946 | 0.042946 | 0.97848 | -0.41419 | 0.97859 | -0.41215 | 11.7985
165 | -0.033374 | -0.0083715 | 0.033397 | 0.0083857 | 2.2668e-05 | 1.4212e-05 | 0.05075 | 0.05075 | 0.05075 | 0.97859 | -0.41215 | 0.97931 | -0.39791 | 13.9423
166 | 0.052694 | 0.013246 | -0.052678 | -0.013237 | 1.5426e-05 | 9.7922e-06 | 0.080079 | 0.080079 | 0.080079 | 0.97931 | -0.39791 | 0.979 | -0.40405 | 21.9999
167 | -0.08609 | -0.021632 | 0.08616 | 0.021677 | 6.986e-05 | 4.4573e-05 | 0.13083 | 0.13083 | 0.13083 | 0.97931 | -0.39791 | 0.98018 | -0.38093 | 35.9421
168 | -0.090075 | -0.022658 | 0.090193 | 0.022733 | 0.00011819 | 7.5427e-05 | 0.13677 | 0.13677 | 0.13677 | 0.98018 | -0.38093 | 0.98159 | -0.3535 | 37.575
169 | -0.095718 | -0.024118 | 0.095823 | 0.024185 | 0.00010467 | 6.6824e-05 | 0.14515 | 0.14515 | 0.14515 | 0.98159 | -0.3535 | 0.98276 | -0.33067 | 39.8758
170 | -0.098525 | -0.024862 | 0.09857 | 0.024891 | 4.5011e-05 | 2.8739e-05 | 0.14924 | 0.14924 | 0.14924 | 0.98276 | -0.33067 | 0.98325 | -0.32113 | 41
171 | 0.048579 | 0.012209 | -0.048544 | -0.012187 | 3.532e-05 | 2.2388e-05 | 0.073849 | 0.073849 | 0.073849 | 0.979 | -0.40405 | 0.97822 | -0.41929 | 20.2882
172 | 0.046857 | 0.011764 | -0.046851 | -0.01176 | 5.9467e-06 | 3.7667e-06 | 0.071283 | 0.071283 | 0.071283 | 0.97822 | -0.41929 | 0.97809 | -0.42195 | 19.5832
173 | -0.0027301 | -0.00068424 | 0.0027302 | 0.00068421 | 1.5203e-08 | -2.2005e-08 | 0.0040781 | 0.0040781 | 0.0040781 | 0.99616 | -0.072513 | 0.99617 | -0.072396 | 1.1204
174 | 0.092811 | 0.023811 | -0.092591 | -0.023671 | 0.00021999 | 0.0001404 | 0.13883 | 0.13883 | 0.13883 | 0.99617 | -0.072396 | 0.99359 | -0.12138 | 38.1406
175 | -0.095541 | -0.024495 | 0.095664 | 0.024574 | 0.00012288 | 7.8435e-05 | 0.14291 | 0.14291 | 0.14291 | 0.99617 | -0.072396 | 0.99757 | -0.045908 | 39.2609
176 | 0.011291 | 0.0028304 | -0.01129 | -0.0028298 | 1.0888e-06 | 5.7686e-07 | 0.017303 | 0.017303 | 0.017303 | 0.97102 | -0.55935 | 0.97092 | -0.56137 | 4.7535
177 | -0.011763 | -0.0029468 | 0.011766 | 0.0029483 | 2.8964e-06 | 1.5524e-06 | 0.017917 | 0.017917 | 0.017917 | 0.97689 | -0.44546 | 0.97716 | -0.44029 | 4.9222
178 | -0.2989 | -0.07592 | 0.29905 | 0.076011 | 0.00014302 | 9.1143e-05 | 0.44963 | 0.44963 | 0.44963 | 0.99 | -0.19076 | 0.99051 | -0.18082 | 30.881
179 | 0.29239 | 0.074288 | -0.29226 | -0.074205 | 0.00012986 | 8.274e-05 | 0.43984 | 0.43984 | 0.43984 | 0.99 | -0.19076 | 0.98952 | -0.19999 | 30.2087
180 | -0.30239 | -0.076848 | 0.30249 | 0.076913 | 0.00010202 | 6.5024e-05 | 0.45464 | 0.45464 | 0.45464 | 0.99051 | -0.18082 | 0.99088 | -0.17382 | 31.2256
181 | -0.30711 | -0.078072 | 0.30731 | 0.0782 | 0.0002012 | 0.00012825 | 0.46159 | 0.46159 | 0.46159 | 0.99088 | -0.17382 | 0.99159 | -0.16022 | 31.7024
182 | -0.012454 | -0.0031224 | 0.012458 | 0.0031241 | 3.0361e-06 | 1.6662e-06 | 0.019053 | 0.019053 | 0.019053 | 0.97267 | -0.5281 | 0.97293 | -0.52298 | 5.2345
183 | 0.01088 | 0.0027278 | -0.010878 | -0.0027267 | 2.1147e-06 | 1.1008e-06 | 0.016645 | 0.016645 | 0.016645 | 0.97267 | -0.5281 | 0.97247 | -0.53218 | 4.5728
184 | -0.013551 | -0.0033981 | 0.013556 | 0.0034011 | 5.4047e-06 | 3.0421e-06 | 0.020726 | 0.020725 | 0.020726 | 0.97293 | -0.52298 | 0.97336 | -0.51462 | 5.6939
185 | 0.010138 | 0.0025412 | -0.010138 | -0.0025411 | 1.7453e-07 | 8.7702e-08 | 0.015513 | 0.015513 | 0.015513 | 0.97247 | -0.53218 | 0.97245 | -0.53254 | 4.2617
186 | -0.018867 | -0.0047316 | 0.018872 | 0.0047343 | 4.5141e-06 | 2.7092e-06 | 0.028844 | 0.028844 | 0.028844 | 0.97336 | -0.51462 | 0.97361 | -0.5096 | 7.9242
187 | 0.0053108 | 0.0013305 | -0.0053103 | -0.0013304 | 4.5042e-07 | 6.1791e-08 | 0.0081187 | 0.0081188 | 0.0081188 | 0.97336 | -0.51462 | 0.97327 | -0.5164 | 2.2304
188 | 0.0096433 | 0.0024172 | -0.0096419 | -0.0024166 | 1.368e-06 | 6.677e-07 | 0.014756 | 0.014756 | 0.014756 | 0.97245 | -0.53254 | 0.9723 | -0.53552 | 4.0539
189 | -0.020959 | -0.0052575 | 0.020966 | 0.005262 | 7.3913e-06 | 4.4915e-06 | 0.032034 | 0.032034 | 0.032034 | 0.97361 | -0.5096 | 0.97399 | -0.50221 | 8.8007
190 | 0.0036085 | 0.00090391 | -0.0036083 | -0.00090399 | 1.7219e-07 | -7.7279e-08 | 0.0055168 | 0.0055168 | 0.0055168 | 0.97327 | -0.5164 | 0.97322 | -0.5174 | 1.5156
191 | 0.0096419 | 0.0024166 | -0.0096414 | -0.0024163 | 5.235e-07 | 2.5553e-07 | 0.014756 | 0.014756 | 0.014756 | 0.9723 | -0.53552 | 0.97224 | -0.53666 | 4.0539
192 | 0.015711 | 0.0039403 | -0.015709 | -0.0039389 | 2.2736e-06 | 1.3242e-06 | 0.024004 | 0.024004 | 0.024004 | 0.97399 | -0.50221 | 0.97383 | -0.50524 | 6.5945
193 | -0.036678 | -0.0092023 | 0.036717 | 0.0092271 | 3.949e-05 | 2.4856e-05 | 0.056038 | 0.056038 | 0.056038 | 0.97399 | -0.50221 | 0.97513 | -0.47965 | 15.3952
194 | 0.0031652 | 0.00079293 | -0.0031651 | -0.00079301 | 9.69e-08 | -7.5082e-08 | 0.0048393 | 0.0048394 | 0.0048394 | 0.97322 | -0.5174 | 0.97318 | -0.51805 | 1.3295
195 | 0.0057617 | 0.001444 | -0.0057613 | -0.0014439 | 3.889e-07 | 8.3522e-08 | 0.0088183 | 0.0088183 | 0.0088183 | 0.97224 | -0.53666 | 0.97217 | -0.53807 | 2.4226
196 | 0.0036038 | 0.00090243 | -0.0036034 | -0.00090261 | 3.69e-07 | -1.731e-07 | 0.0054876 | 0.0054878 | 0.0054878 | 0.97716 | -0.44029 | 0.97705 | -0.44244 | 1.5076
197 | 0.001887 | 0.00047276 | -0.001887 | -0.00047292 | 4.5564e-08 | -1.5508e-07 | 0.0028738 | 0.0028739 | 0.0028739 | 0.97705 | -0.44244 | 0.97702 | -0.44295 | 0.78953
198 | 0.0017164 | 0.00042984 | -0.0017164 | -0.00043016 | 7.4652e-08 | -3.1707e-07 | 0.002614 | 0.0026141 | 0.0026141 | 0.97705 | -0.44244 | 0.977 | -0.44335 | 0.71816
199 | 0.0021379 | 0.00053547 | -0.0021377 | -0.00053577 | 1.2181e-07 | -2.9623e-07 | 0.0032763 | 0.0032765 | 0.0032765 | 0.97092 | -0.56137 | 0.97086 | -0.56257 | 0.90013
200 | 0.009152 | 0.0022944 | -0.0091482 | -0.0022926 | 3.8329e-06 | 1.8108e-06 | 0.014026 | 0.014027 | 0.014027 | 0.97092 | -0.56137 | 0.97047 | -0.57017 | 3.8535
201 | 0.0039925 | 0.0010003 | -0.0039922 | -0.0010003 | 2.4616e-07 | -6.3046e-08 | 0.0060924 | 0.0060925 | 0.0060925 | 0.97511 | -0.47879 | 0.97504 | -0.48008 | 1.6738
202 | -0.0398 | -0.010011 | 0.039837 | 0.010035 | 3.7039e-05 | 2.337e-05 | 0.060748 | 0.060748 | 0.060748 | 0.97511 | -0.47879 | 0.9761 | -0.45932 | 16.6891
203 | 0.0026703 | 0.00066901 | -0.0026702 | -0.00066921 | 1.4514e-07 | -1.9778e-07 | 0.0040751 | 0.0040752 | 0.0040752 | 0.97504 | -0.48008 | 0.97498 | -0.48122 | 1.1196
204 | -0.042919 | -0.010807 | 0.04295 | 0.010826 | 3.0317e-05 | 1.9167e-05 | 0.065447 | 0.065447 | 0.065447 | 0.9761 | -0.45932 | 0.97685 | -0.44456 | 17.9799
205 | 0.0030823 | 0.00077234 | -0.0030821 | -0.00077245 | 1.3242e-07 | -1.1516e-07 | 0.0046987 | 0.0046988 | 0.0046988 | 0.9761 | -0.45932 | 0.97605 | -0.46023 | 1.2909
206 | -0.045277 | -0.011409 | 0.045278 | 0.01141 | 1.4965e-06 | 9.4728e-07 | 0.068992 | 0.068992 | 0.068992 | 0.97685 | -0.44456 | 0.97688 | -0.44387 | 18.9538
207 | 0.0067718 | 0.0016963 | -0.0067712 | -0.0016962 | 5.3553e-07 | 1.7576e-07 | 0.010331 | 0.010331 | 0.010331 | 0.97534 | -0.47596 | 0.97526 | -0.47762 | 2.8382
208 | 0.0038996 | 0.00097699 | -0.0038992 | -0.00097713 | 4.6988e-07 | -1.4088e-07 | 0.0059498 | 0.00595 | 0.00595 | 0.97526 | -0.47762 | 0.97513 | -0.48015 | 1.6346
209 | 0.0028716 | 0.00071917 | -0.0028715 | -0.00071932 | 1.3305e-07 | -1.4548e-07 | 0.0043812 | 0.0043813 | 0.0043813 | 0.97526 | -0.47762 | 0.97521 | -0.47859 | 1.2036
210 | 0.0023253 | 0.00058267 | -0.0023252 | -0.00058276 | 4.231e-08 | -8.4711e-08 | 0.0035482 | 0.0035483 | 0.0035483 | 0.97513 | -0.48015 | 0.97511 | -0.48053 | 0.9748
211 | 0.0014559 | 0.00036455 | -0.0014559 | -0.00036487 | 5.2946e-08 | -3.2308e-07 | 0.0022214 | 0.0022215 | 0.0022215 | 0.97521 | -0.47859 | 0.97517 | -0.47936 | 0.6103
212 | -0.002008 | -0.00050262 | 0.0020081 | 0.0005024 | 7.4203e-08 | -2.1776e-07 | 0.0030573 | 0.0030572 | 0.0030573 | 0.97723 | -0.43709 | 0.97727 | -0.43631 | 0.83992
213 | 0.00090766 | 0.00022685 | -0.00090765 | -0.00022705 | 1.1698e-08 | -1.9717e-07 | 0.0013819 | 0.0013819 | 0.0013819 | 0.97723 | -0.43709 | 0.97722 | -0.43736 | 0.37965
214 | -0.003578 | -0.00089588 | 0.0035782 | 0.00089579 | 1.7769e-07 | -8.6347e-08 | 0.0054477 | 0.0054476 | 0.0054477 | 0.97727 | -0.43631 | 0.97732 | -0.43527 | 1.4966
215 | 0.00090765 | 0.00022705 | -0.00090762 | -0.00022747 | 2.4969e-08 | -4.2077e-07 | 0.0013819 | 0.0013821 | 0.0013821 | 0.97722 | -0.43736 | 0.97719 | -0.43794 | 0.37969
216 | -0.00077285 | -0.00019369 | 0.00077286 | 0.00019354 | 6.0402e-09 | -1.5066e-07 | 0.0011597 | 0.0011596 | 0.0011597 | 0.99166 | -0.1594 | 0.99167 | -0.15923 | 0.31859
217 | 0.0020001 | 0.00050044 | -0.0019999 | -0.00050094 | 1.5889e-07 | -5.0524e-07 | 0.0030009 | 0.0030011 | 0.0030011 | 0.99167 | -0.15923 | 0.99158 | -0.1609 | 0.82448
218 | -0.002773 | -0.00069398 | 0.002773 | 0.00069396 | 1.4177e-08 | -1.9105e-08 | 0.0041605 | 0.0041605 | 0.0041605 | 0.99167 | -0.15923 | 0.99167 | -0.15912 | 1.143
219 | 0.0010699 | 0.00026785 | -0.0010699 | -0.00026814 | 2.235e-08 | -2.8395e-07 | 0.0016054 | 0.0016055 | 0.0016055 | 0.99158 | -0.1609 | 0.99156 | -0.16134 | 0.44108
220 | -0.0034434 | -0.00086198 | 0.0034436 | 0.00086184 | 2.0755e-07 | -1.3471e-07 | 0.0051664 | 0.0051663 | 0.0051664 | 0.99167 | -0.15912 | 0.99174 | -0.15786 | 1.4194
221 | -0.0046598 | -0.0011667 | 0.0046601 | 0.0011666 | 2.5545e-07 | -1.6362e-08 | 0.0069912 | 0.0069911 | 0.0069912 | 0.99174 | -0.15786 | 0.9918 | -0.15671 | 1.9207
222 | -0.0059524 | -0.0014905 | 0.005953 | 0.0014907 | 6.0365e-07 | 1.258e-07 | 0.00893 | 0.0089299 | 0.00893 | 0.9918 | -0.15671 | 0.99191 | -0.15458 | 2.4533
223 | 0.044884 | 0.011283 | -0.044864 | -0.011271 | 1.9516e-05 | 1.2351e-05 | 0.068462 | 0.068462 | 0.068462 | 0.97572 | -0.46814 | 0.97525 | -0.47725 | 18.8084
224 | 0.0096383 | 0.0024155 | -0.0096375 | -0.0024151 | 8.4582e-07 | 4.1063e-07 | 0.01469 | 0.01469 | 0.01469 | 0.97631 | -0.45639 | 0.97622 | -0.45824 | 4.0357
225 | -0.0072531 | -0.0018175 | 0.0072535 | 0.0018176 | 3.3672e-07 | 1.2366e-07 | 0.011056 | 0.011056 | 0.011056 | 0.97617 | -0.45921 | 0.97622 | -0.45824 | 3.0374
226 | 0.0041714 | 0.0010451 | -0.0041712 | -0.0010452 | 2.0491e-07 | -3.7807e-08 | 0.0063585 | 0.0063586 | 0.0063586 | 0.97617 | -0.45921 | 0.97612 | -0.46024 | 1.7469
227 | 0.0019928 | 0.00049932 | -0.0019928 | -0.00049944 | 4.2019e-08 | -1.2487e-07 | 0.0030379 | 0.0030379 | 0.0030379 | 0.97612 | -0.46024 | 0.9761 | -0.46069 | 0.8346
228 | 0.0021784 | 0.00054583 | -0.0021783 | -0.00054594 | 4.3601e-08 | -1.0389e-07 | 0.0033207 | 0.0033207 | 0.0033207 | 0.97612 | -0.46024 | 0.9761 | -0.46066 | 0.91229
229 | 0.0058867 | 0.0014751 | -0.0058865 | -0.0014751 | 1.9947e-07 | 4.6988e-08 | 0.0090259 | 0.0090259 | 0.0090259 | 0.97047 | -0.57017 | 0.97044 | -0.57088 | 2.4796
230 | 0.00386 | 0.00096721 | -0.0038597 | -0.00096728 | 2.3304e-07 | -7.0019e-08 | 0.0059186 | 0.0059187 | 0.0059187 | 0.97044 | -0.57088 | 0.97038 | -0.57215 | 1.626
231 | 0.0024447 | 0.00061264 | -0.0024447 | -0.0006127 | 3.3998e-08 | -5.7932e-08 | 0.0037488 | 0.0037489 | 0.0037489 | 0.97038 | -0.57215 | 0.97036 | -0.57244 | 1.0299
232 | 0.0010708 | 0.00026813 | -0.0010708 | -0.00026836 | 1.9573e-08 | -2.2941e-07 | 0.0016372 | 0.0016372 | 0.0016372 | 0.97318 | -0.51805 | 0.97316 | -0.51843 | 0.44979
233 | 0.043302 | 0.010879 | -0.043297 | -0.010876 | 4.9636e-06 | 3.1389e-06 | 0.066079 | 0.066079 | 0.066079 | 0.97525 | -0.47725 | 0.97513 | -0.47965 | 18.1537
234 | -0.0024584 | -0.00061614 | 0.0024585 | 0.00061606 | 4.2833e-08 | -7.2869e-08 | 0.0037605 | 0.0037604 | 0.0037605 | 0.97279 | -0.52581 | 0.97281 | -0.52545 | 1.0331
235 | -0.0024585 | -0.00061606 | 0.0024586 | 0.00061587 | 1.1285e-07 | -1.9201e-07 | 0.0037604 | 0.0037604 | 0.0037604 | 0.97281 | -0.52545 | 0.97286 | -0.52448 | 1.0331
236 | -0.0045389 | -0.0011372 | 0.0045394 | 0.0011372 | 5.0557e-07 | -2.3829e-08 | 0.0069422 | 0.0069421 | 0.0069422 | 0.97286 | -0.52448 | 0.97298 | -0.52214 | 1.9072
237 | -0.0045394 | -0.0011372 | 0.0045395 | 0.0011372 | 1.6106e-07 | -7.6119e-09 | 0.0069421 | 0.0069421 | 0.0069421 | 0.97298 | -0.52214 | 0.97301 | -0.5214 | 1.9072
238 | -0.0067665 | -0.0016954 | 0.0067666 | 0.0016954 | 3.0787e-08 | 1.018e-08 | 0.010348 | 0.010348 | 0.010348 | 0.97301 | -0.5214 | 0.97302 | -0.5213 | 2.8428
239 | -0.0069425 | -0.0017385 | 0.0069432 | 0.0017387 | 7.6331e-07 | 2.4624e-07 | 0.010414 | 0.010414 | 0.010414 | 0.99191 | -0.15458 | 0.99203 | -0.15227 | 2.8611
240 | 0.00098951 | 0.00024782 | -0.0009895 | -0.00024799 | 1.169e-08 | -1.7513e-07 | 0.0014844 | 0.0014844 | 0.0014844 | 0.99191 | -0.15458 | 0.9919 | -0.15482 | 0.40781
241 | -0.014813 | -0.0037226 | 0.014814 | 0.0037234 | 1.3405e-06 | 7.6536e-07 | 0.022276 | 0.022276 | 0.022276 | 0.98965 | -0.19822 | 0.98975 | -0.19632 | 6.1197
242 | 0.014813 | 0.0037226 | -0.01481 | -0.0037208 | 3.2862e-06 | 1.8763e-06 | 0.022276 | 0.022276 | 0.022276 | 0.98965 | -0.19822 | 0.98941 | -0.20286 | 6.1198
243 | -0.015644 | -0.0039314 | 0.015646 | 0.0039327 | 2.3195e-06 | 1.3408e-06 | 0.023523 | 0.023523 | 0.023523 | 0.98975 | -0.19632 | 0.98991 | -0.19322 | 6.4625
244 | 0.014361 | 0.0036082 | -0.01436 | -0.003608 | 4.5781e-07 | 2.5939e-07 | 0.021601 | 0.021601 | 0.021601 | 0.98941 | -0.20286 | 0.98938 | -0.20353 | 5.9342
245 | 0.023142 | 0.0058139 | -0.023138 | -0.0058111 | 4.5746e-06 | 2.798e-06 | 0.03478 | 0.03478 | 0.03478 | 0.99026 | -0.18649 | 0.99004 | -0.19064 | 9.5549
246 | 0.020263 | 0.0050906 | -0.02026 | -0.0050891 | 2.4937e-06 | 1.5038e-06 | 0.030459 | 0.030459 | 0.030459 | 0.99004 | -0.19064 | 0.98991 | -0.19322 | 8.3678
247 | -0.010419 | -0.0026109 | 0.010424 | 0.0026134 | 5.028e-06 | 2.5616e-06 | 0.015934 | 0.015934 | 0.015934 | 0.97302 | -0.5213 | 0.97353 | -0.51118 | 4.3775
248 | -0.011642 | -0.0029186 | 0.011642 | 0.0029187 | 2.0499e-07 | 1.0973e-07 | 0.017795 | 0.017795 | 0.017795 | 0.97353 | -0.51118 | 0.97355 | -0.51081 | 4.8887
249 | -0.012861 | -0.0032242 | 0.012865 | 0.0032261 | 3.4111e-06 | 1.8903e-06 | 0.019658 | 0.019658 | 0.019658 | 0.97355 | -0.51081 | 0.97383 | -0.50524 | 5.4006
250 | 0.0046648 | 0.0011688 | -0.0046647 | -0.0011688 | 1.3423e-07 | -2.1876e-09 | 0.0071188 | 0.0071189 | 0.0071189 | 0.97505 | -0.4812 | 0.97502 | -0.48181 | 1.9557
251 | -0.0065798 | -0.0016488 | 0.0065802 | 0.0016489 | 4.8729e-07 | 1.511e-07 | 0.010041 | 0.010041 | 0.010041 | 0.97505 | -0.4812 | 0.97513 | -0.47965 | 2.7586
252 | 0.0023312 | 0.00058402 | -0.0023311 | -0.00058424 | 1.0665e-07 | -2.1197e-07 | 0.0035577 | 0.0035578 | 0.0035578 | 0.97502 | -0.48181 | 0.97497 | -0.48277 | 0.97742
253 | -0.0002518 | -6.3106e-05 | 0.0002518 | 6.1975e-05 | 4.8066e-09 | -1.1314e-06 | 0.00037991 | 0.00037951 | 0.00037991 | 0.98623 | -0.26474 | 0.98625 | -0.26434 | 0.10437
254 | -0.0010515 | -0.00026241 | 0.0010516 | 0.00026174 | 5.1885e-08 | -6.6875e-07 | 0.0015861 | 0.0015859 | 0.0015861 | 0.98625 | -0.26434 | 0.9863 | -0.2633 | 0.43575
255 | 0.010227 | 0.002565 | -0.010223 | -0.0025627 | 4.518e-06 | 2.246e-06 | 0.01543 | 0.015431 | 0.015431 | 0.9863 | -0.2633 | 0.98583 | -0.27257 | 4.2392
256 | -0.011279 | -0.0028267 | 0.011298 | 0.0028368 | 1.9337e-05 | 1.0099e-05 | 0.017016 | 0.017016 | 0.017016 | 0.9863 | -0.2633 | 0.98815 | -0.22737 | 4.6748
257 | -0.00069045 | -0.00017304 | 0.00069046 | 0.00017285 | 6.1731e-09 | -1.9109e-07 | 0.0010398 | 0.0010397 | 0.0010398 | 0.98809 | -0.22852 | 0.9881 | -0.22834 | 0.28566
258 | -0.0015523 | -0.00038885 | 0.0015524 | 0.00038845 | 7.1616e-08 | -4.0188e-07 | 0.0023376 | 0.0023374 | 0.0023376 | 0.9881 | -0.22834 | 0.98815 | -0.22737 | 0.6422
259 | 0.0082487 | 0.002068 | -0.0082449 | -0.0020664 | 3.8011e-06 | 1.5995e-06 | 0.012451 | 0.012451 | 0.012451 | 0.98583 | -0.27257 | 0.98533 | -0.28224 | 3.4206
260 | -0.012851 | -0.0032253 | 0.012862 | 0.0032315 | 1.1274e-05 | 6.1861e-06 | 0.019353 | 0.019353 | 0.019353 | 0.98815 | -0.22737 | 0.9891 | -0.20899 | 5.3167
261 | -0.01324 | -0.0033261 | 0.013242 | 0.0033276 | 2.6898e-06 | 1.4894e-06 | 0.019921 | 0.019921 | 0.019921 | 0.9891 | -0.20899 | 0.98932 | -0.20473 | 5.4728
262 | 0.0041717 | 0.0010455 | -0.0041716 | -0.0010455 | 1.1668e-07 | -1.9947e-08 | 0.0063852 | 0.0063853 | 0.0063853 | 0.97217 | -0.53807 | 0.97214 | -0.53866 | 1.7542
263 | -0.013691 | -0.0034401 | 0.013692 | 0.0034405 | 7.8257e-07 | 4.3767e-07 | 0.020596 | 0.020596 | 0.020596 | 0.98932 | -0.20473 | 0.98938 | -0.20353 | 5.6582

## res_trafo
| p_hv_mw | q_hv_mvar | p_lv_mw | q_lv_mvar | pl_mw | ql_mvar | i_hv_ka | i_lv_ka | vm_hv_pu | va_hv_degree | vm_lv_pu | va_lv_degree | loading_percent
0 | -1.2729e-15 | -1.3162e-15 | 0.00165 | 1.2699e-07 | 0.00165 | 1.2699e-07 | 5.2857e-17 | 0.0023815 | 0.99998 | 149.9956 | 1 | 0 | 0.2619

## res_ext_grid
| p_mw | q_mvar
0 | 0.56539 | 0.14453

## res_load
| p_mw | q_mvar
0 | 0.0010742 | 0.00026922
1 | 0.0010084 | 0.00025274
2 | 0.0013271 | 0.0003326
3 | 0.0011064 | 0.00027728
4 | 0.0012105 | 0.00030338
5 | 0.0010942 | 0.00027424
6 | 0.0027096 | 0.00067909
7 | 0.0050585 | 0.0012678
8 | 0.0027669 | 0.00069345
9 | 0.0014284 | 0.00035798
10 | 0.001117 | 0.00027995
11 | 0.0012046 | 0.00030189
12 | 0.001265 | 0.00031703
13 | 0.0010101 | 0.00025315
14 | 0.0022869 | 0.00057314
15 | 0.001427 | 0.00035764
16 | 0.0018142 | 0.00045469
17 | 0.0013129 | 0.00032903
18 | 0.0011958 | 0.0002997
19 | 0.00090838 | 0.00022766
20 | 0.0021905 | 0.000549
21 | 0.0013873 | 0.00034769
22 | 0.0026001 | 0.00065165
23 | 0.0052029 | 0.001304
24 | 0.0035562 | 0.00089128
25 | 0.00092953 | 0.00023296
26 | 0.00096439 | 0.0002417
27 | 0.00092827 | 0.00023265
28 | 0.0012977 | 0.00032525
29 | 0.00263 | 0.00065914
30 | 0.00094582 | 0.00023704
31 | 0.0045778 | 0.0011473
32 | 0.00069384 | 0.00017389
33 | 0.0027435 | 0.00068759
34 | 0.0039417 | 0.00098789
35 | 0.0013565 | 0.00033998
36 | 0.0020915 | 0.00052417
37 | 0.0024443 | 0.00061259
38 | 0.0035402 | 0.00088726
39 | 0.0048723 | 0.0012211
40 | 0.0042275 | 0.0010595
41 | 0.0038732 | 0.00097072
42 | 0.0013096 | 0.00032822
43 | 0.008692 | 0.0021784
44 | 0.002053 | 0.00051453
45 | 0.0027715 | 0.0006946
46 | 0.0021571 | 0.00054062
47 | 0.0026532 | 0.00066496
48 | 0.0013513 | 0.00033866
49 | 0.0063786 | 0.0015986
50 | 0.0019024 | 0.0004768
51 | 0.0019106 | 0.00047885
52 | 0.0018187 | 0.00045581
53 | 0.00278 | 0.00069674
54 | 0.0024323 | 0.0006096
55 | 0.0030326 | 0.00076005
56 | 0.0017501 | 0.00043862
57 | 0.0020531 | 0.00051456
58 | 0.0030678 | 0.00076886
59 | 0.0046745 | 0.0011715
60 | 0.0023327 | 0.00058463
61 | 0.0010618 | 0.00026611
62 | 0.0013266 | 0.00033248
63 | 0.0013248 | 0.00033203
64 | 0.0010479 | 0.00026262
65 | 0.003385 | 0.00084837
66 | 0.0044059 | 0.0011042
67 | 0.0099575 | 0.0024956
68 | 0.0048834 | 0.0012239
69 | 0.00098601 | 0.00024712
70 | 0.0045162 | 0.0011319
71 | 0.00099235 | 0.00024871
72 | 0.0010388 | 0.00026034
73 | 0.001789 | 0.00044837
74 | 0.0022009 | 0.00055159
75 | 0.0026627 | 0.00066735
76 | 0.0034221 | 0.00085766
77 | 0.0015446 | 0.00038711
78 | 0.0039767 | 0.00099665
79 | 0.0012649 | 0.000317
80 | 0.0017076 | 0.00042795
81 | 0.0041496 | 0.00104
82 | 0.0014391 | 0.00036066
83 | 0.0014369 | 0.00036013
84 | 0.0029427 | 0.00073751
85 | 0.0016567 | 0.00041521
86 | 0.0015679 | 0.00039295
87 | 0.0022842 | 0.00057247
88 | 0.0042669 | 0.0010694
89 | 0.0059069 | 0.0014804
90 | 0.0013821 | 0.00034639
91 | 0.0092865 | 0.0023274
92 | 0.0090066 | 0.0022573
93 | 0.0015119 | 0.00037892
94 | 0.0010733 | 0.00026898
95 | 0.0019278 | 0.00048315
96 | 0.0023524 | 0.00058956
97 | 0.0024863 | 0.00062314
98 | 0.001143 | 0.00028647
99 | 0.0011397 | 0.00028563
100 | 0.0021954 | 0.00055022
101 | 0.002052 | 0.00051427
102 | 0.002401 | 0.00060176
103 | 0.0017492 | 0.00043838
104 | 0.0087027 | 0.0021811
105 | 0.0071976 | 0.0018039
106 | 0.0071485 | 0.0017916
107 | 0.0090093 | 0.0022579
108 | 0.013111 | 0.003286
109 | 0.0035527 | 0.00089039
110 | 0.0012578 | 0.00031524
111 | 0.001129 | 0.00028295
112 | 0.001736 | 0.00043509
113 | 0.0011319 | 0.00028369
114 | 0.0020653 | 0.00051762
115 | 0.0018429 | 0.00046188
116 | 0.0023908 | 0.00059919
117 | 0.0010419 | 0.00026111
118 | 0.0014375 | 0.00036027
119 | 0.0060914 | 0.0015266
120 | 0.0014307 | 0.00035858
121 | 0.015573 | 0.0039031
122 | 0.0036888 | 0.0009245
123 | 0.005132 | 0.0012862
124 | 0.0039153 | 0.00098126
125 | 0.0055247 | 0.0013846
126 | 0.0027026 | 0.00067733
127 | 0.0040991 | 0.0010273
128 | 0.003808 | 0.00095437
129 | 0.001687 | 0.00042281
130 | 0.0012588 | 0.00031549
131 | 0.0027301 | 0.00068424
132 | 0.0018784 | 0.00047078
133 | 0.0026606 | 0.00066682
134 | 0.0022785 | 0.00057105
135 | 0.0065127 | 0.0016322
136 | 0.0033394 | 0.00083694
137 | 0.0034669 | 0.0008689
138 | 0.0046227 | 0.0011586
139 | 0.009084 | 0.0022767
140 | 0.0015745 | 0.0003946
141 | 0.0010934 | 0.00027403
142 | 0.00074004 | 0.00018547
143 | 0.00049443 | 0.00012391
144 | 0.0020874 | 0.00052316
145 | 0.0017019 | 0.00042653
146 | 0.00044311 | 0.00011105
147 | 0.0038797 | 0.00097234
148 | 0.001887 | 0.00047292
149 | 0.0017164 | 0.00043016
150 | 0.0014055 | 0.00035224
151 | 0.0013219 | 0.0003313
152 | 0.0026702 | 0.00066921
153 | 0.0023272 | 0.00058325
154 | 0.0030821 | 0.00077245
155 | 0.0014048 | 0.00035208
156 | 0.00091534 | 0.00022941
157 | 0.0015739 | 0.00039446
158 | 0.0014155 | 0.00035477
159 | 0.0023252 | 0.00058276
160 | 0.0014559 | 0.00036487
161 | 0.0011003 | 0.00027577
162 | 0.00157 | 0.00039347
163 | 0.0032243 | 0.00080809
164 | 0.00090762 | 0.00022747
165 | 0.0017968 | 0.00045032
166 | 0.0022505 | 0.00056403
167 | 0.00077285 | 0.00019369
168 | 0.00093004 | 0.00023309
169 | 0.0006704 | 0.00016802
170 | 0.0010699 | 0.00026814
171 | 0.0012162 | 0.00030481
172 | 0.0012923 | 0.00032389
173 | 0.0017469 | 0.00043781
174 | 0.0016854 | 0.00042241
175 | 0.0030817 | 0.00077236
176 | 0.002384 | 0.00059749
177 | 0.0019928 | 0.00049944
178 | 0.0021783 | 0.00054594
179 | 0.0021377 | 0.00053577
180 | 0.0032615 | 0.00081741
181 | 0.0020265 | 0.00050789
182 | 0.001415 | 0.00035464
183 | 0.0020943 | 0.00052488
184 | 0.0010708 | 0.00026836
185 | 0.0015619 | 0.00039146
186 | 0.0024584 | 0.00061614
187 | 0.0020803 | 0.00052137
188 | 0.002227 | 0.00055814
189 | 0.00083232 | 0.0002086
190 | 0.0009895 | 0.00024799
191 | 0.00082982 | 0.00020797
192 | 0.00044901 | 0.00011253
193 | 0.0028748 | 0.0007205
194 | 0.0028748 | 0.0007205
195 | 0.0046139 | 0.0011564
196 | 0.00047508 | 0.00011907
197 | 0.0036529 | 0.00091549
198 | 0.0012177 | 0.00030518
199 | 0.0012191 | 0.00030553
200 | 0.0028442 | 0.00071282
201 | 0.0019149 | 0.00047992
202 | 0.0023335 | 0.00058482
203 | 0.0023311 | 0.00058424
204 | 0.0002518 | 6.3106e-05
205 | 0.00079974 | 0.00020043
206 | 0.00069045 | 0.00017304
207 | 0.00086184 | 0.000216
208 | 0.0019742 | 0.00049478
209 | 0.0082449 | 0.0020664
210 | 0.00037773 | 9.4669e-05
211 | 0.0024447 | 0.0006127
212 | 0.0015896 | 0.0003984
213 | 0.00044888 | 0.0001125
214 | 0.0041716 | 0.0010455
215 | 0.00066804 | 0.00016743

## dtypes
| element | column | dtype
0 | bus | name | object
1 | bus | vn_kv | float64
2 | bus | type | object
3 | bus | zone | object
4 | bus | in_service | bool
5 | load | name | object
6 | load | bus | uint32
7 | load | p_mw | float64
8 | load | q_mvar | float64
9 | load | const_z_percent | float64
10 | load | const_i_percent | float64
11 | load | sn_mva | float64
12 | load | scaling | float64
13 | load | in_service | bool
14 | load | type | object
15 | ext_grid | name | object
16 | ext_grid | bus | uint32
17 | ext_grid | vm_pu | float64
18 | ext_grid | va_degree | float64
19 | ext_grid | slack_weight | float64
20 | ext_grid | in_service | bool
21 | line | name | object
22 | line | std_type | object
23 | line | from_bus | uint32
24 | line | to_bus | uint32
25 | line | length_km | float64
26 | line | r_ohm_per_km | float64
27 | line | x_ohm_per_km | float64
28 | line | c_nf_per_km | float64
29 | line | g_us_per_km | float64
30 | line | max_i_ka | float64
31 | line | df | float64
32 | line | parallel | uint32
33 | line | type | object
34 | line | in_service | bool
35 | trafo | name | object
36 | trafo | std_type | object
37 | trafo | hv_bus | uint32
38 | trafo | lv_bus | uint32
39 | trafo | sn_mva | float64
40 | trafo | vn_hv_kv | float64
41 | trafo | vn_lv_kv | float64
42 | trafo | vk_percent | float64
43 | trafo | vkr_percent | float64
44 | trafo | pfe_kw | float64
45 | trafo | i0_percent | float64
46 | trafo | shift_degree | float64
47 | trafo | tap_side | object
48 | trafo | tap_neutral | int32
49 | trafo | tap_min | int32
50 | trafo | tap_max | int32
51 | trafo | tap_step_percent | float64
52 | trafo | tap_step_degree | float64
53 | trafo | tap_pos | int32
54 | trafo | tap_phase_shifter | bool
55 | trafo | parallel | uint32
56 | trafo | df | float64
57 | trafo | in_service | bool
58 | line_geodata | coords | object
59 | bus_geodata | x | float64
60 | bus_geodata | y | float64
61 | bus_geodata | coords | object
62 | res_bus | vm_pu | float64
63 | res_bus | va_degree | float64
64 | res_bus | p_mw | float64
65 | res_bus | q_mvar | float64
66 | res_line | p_from_mw | float64
67 | res_line | q_from_mvar | float64
68 | res_line | p_to_mw | float64
69 | res_line | q_to_mvar | float64
70 | res_line | pl_mw | float64
71 | res_line | ql_mvar | float64
72 | res_line | i_from_ka | float64
73 | res_line | i_to_ka | float64
74 | res_line | i_ka | float64
75 | res_line | vm_from_pu | float64
76 | res_line | va_from_degree | float64
77 | res_line | vm_to_pu | float64
78 | res_line | va_to_degree | float64
79 | res_line | loading_percent | float64
80 | res_trafo | p_hv_mw | float64
81 | res_trafo | q_hv_mvar | float64
82 | res_trafo | p_lv_mw | float64
83 | res_trafo | q_lv_mvar | float64
84 | res_trafo | pl_mw | float64
85 | res_trafo | ql_mvar | float64
86 | res_trafo | i_hv_ka | float64
87 | res_trafo | i_lv_ka | float64
88 | res_trafo | vm_hv_pu | float64
89 | res_trafo | va_hv_degree | float64
90 | res_trafo | vm_lv_pu | float64
91 | res_trafo | va_lv_degree | float64
92 | res_trafo | loading_percent | float64
93 | res_ext_grid | p_mw | float64
94 | res_ext_grid | q_mvar | float64
95 | res_load | p_mw | float64
96 | res_load | q_mvar | float64

## parameters
| version | format_version | converged | OPF_converged | name | f_hz | sn_mva
0 | 2.14.6 | 2.14.0 | TRUE | FALSE |  | 50 | 1