## bus
| name | vn_kv | type | zone | in_service
0 | bus_LV_2476-1_0_10_node_0 | 0.4 | n |  | TRUE
1 | bus_LV_2476-1_0_10_node_1 | 0.4 | n |  | TRUE
2 | bus_LV_2476-1_0_10_node_2 | 0.4 | n |  | TRUE
3 | bus_LV_2476-1_0_10_node_3 | 0.4 | n |  | TRUE
4 | bus_LV_2476-1_0_10_node_4 | 0.4 | n |  | TRUE
5 | bus_LV_2476-1_0_10_node_139 | 0.4 | n |  | TRUE
6 | bus_LV_2476-1_0_10_node_229 | 0.4 | n |  | TRUE
7 | bus_LV_2476-1_0_10_node_137 | 0.4 | n |  | TRUE
8 | bus_LV_2476-1_0_10_node_230 | 0.4 | n |  | TRUE
9 | bus_LV_2476-1_0_10_node_5 | 0.4 | n |  | TRUE
10 | bus_LV_2476-1_0_10_node_6 | 0.4 | n |  | TRUE
11 | bus_LV_2476-1_0_10_node_7 | 0.4 | n |  | TRUE
12 | bus_LV_2476-1_0_10_node_8 | 0.4 | n |  | TRUE
13 | bus_LV_2476-1_0_10_node_9 | 0.4 | n |  | TRUE
14 | bus_LV_2476-1_0_10_node_228 | 0.4 | n |  | TRUE
15 | bus_LV_2476-1_0_10_node_60 | 0.4 | n |  | TRUE
16 | bus_LV_2476-1_0_10_node_69 | 0.4 | n |  | TRUE
17 | bus_LV_2476-1_0_10_node_254 | 0.4 | n |  | TRUE
18 | bus_LV_2476-1_0_10_node_188 | 0.4 | n |  | TRUE
19 | bus_LV_2476-1_0_10_node_42 | 0.4 | n |  | TRUE
20 | bus_LV_2476-1_0_10_node_67 | 0.4 | n |  | TRUE
21 | bus_LV_2476-1_0_10_node_10 | 0.4 | n |  | TRUE
22 | bus_LV_2476-1_0_10_node_11 | 0.4 | n |  | TRUE
23 | bus_LV_2476-1_0_10_node_12 | 0.4 | n |  | TRUE
24 | bus_LV_2476-1_0_10_node_13 | 0.4 | n |  | TRUE
25 | bus_LV_2476-1_0_10_node_14 | 0.4 | n |  | TRUE
26 | bus_LV_2476-1_0_10_node_82 | 0.4 | n |  | TRUE
27 | bus_LV_2476-1_0_10_node_193 | 0.4 | n |  | TRUE
28 | bus_LV_2476-1_0_10_node_79 | 0.4 | n |  | TRUE
29 | bus_LV_2476-1_0_10_node_15 | 0.4 | n |  | TRUE
30 | bus_LV_2476-1_0_10_node_17 | 0.4 | n |  | TRUE
31 | bus_LV_2476-1_0_10_node_93 | 0.4 | n |  | TRUE
32 | bus_LV_2476-1_0_10_node_16 | 0.4 | n |  | TRUE
33 | bus_LV_2476-1_0_10_node_18 | 0.4 | n |  | TRUE
34 | bus_LV_2476-1_0_10_node_179 | 0.4 | n |  | TRUE
35 | bus_LV_2476-1_0_10_node_19 | 0.4 | n |  | TRUE
36 | bus_LV_2476-1_0_10_node_95 | 0.4 | n |  | TRUE
37 | bus_LV_2476-1_0_10_node_148 | 0.4 | n |  | TRUE
38 | bus_LV_2476-1_0_10_node_203 | 0.4 | n |  | TRUE
39 | bus_LV_2476-1_0_10_node_146 | 0.4 | n |  | TRUE
40 | bus_LV_2476-1_0_10_node_144 | 0.4 | n |  | TRUE
41 | bus_LV_2476-1_0_10_node_180 | 0.4 | n |  | TRUE
42 | bus_LV_2476-1_0_10_node_201 | 0.4 | n |  | TRUE
43 | bus_LV_2476-1_0_10_node_202 | 0.4 | n |  | TRUE
44 | bus_LV_2476-1_0_10_node_288 | 0.4 | n |  | TRUE
45 | bus_LV_2476-1_0_10_node_147 | 0.4 | n |  | TRUE
46 | bus_LV_2476-1_0_10_node_149 | 0.4 | n |  | TRUE
47 | bus_LV_2476-1_0_10_node_145 | 0.4 | n |  | TRUE
48 | bus_LV_2476-1_0_10_node_261 | 0.4 | n |  | TRUE
49 | bus_LV_2476-1_0_10_node_92 | 0.4 | n |  | TRUE
50 | bus_LV_2476-1_0_10_node_94 | 0.4 | n |  | TRUE
51 | bus_LV_2476-1_0_10_node_151 | 0.4 | n |  | TRUE
52 | bus_LV_2476-1_0_10_node_20 | 0.4 | n |  | TRUE
53 | bus_LV_2476-1_0_10_node_21 | 0.4 | n |  | TRUE
54 | bus_LV_2476-1_0_10_node_23 | 0.4 | n |  | TRUE
55 | bus_LV_2476-1_0_10_node_279 | 0.4 | n |  | TRUE
56 | bus_LV_2476-1_0_10_node_22 | 0.4 | n |  | TRUE
57 | bus_LV_2476-1_0_10_node_24 | 0.4 | n |  | TRUE
58 | bus_LV_2476-1_0_10_node_166 | 0.4 | n |  | TRUE
59 | bus_LV_2476-1_0_10_node_280 | 0.4 | n |  | TRUE
60 | bus_LV_2476-1_0_10_node_55 | 0.4 | n |  | TRUE
61 | bus_LV_2476-1_0_10_node_163 | 0.4 | n |  | TRUE
62 | bus_LV_2476-1_0_10_node_278 | 0.4 | n |  | TRUE
63 | bus_LV_2476-1_0_10_node_260 | 0.4 | n |  | TRUE
64 | bus_LV_2476-1_0_10_node_56 | 0.4 | n |  | TRUE
65 | bus_LV_2476-1_0_10_node_258 | 0.4 | n |  | TRUE
66 | bus_LV_2476-1_0_10_node_25 | 0.4 | n |  | TRUE
67 | bus_LV_2476-1_0_10_node_26 | 0.4 | n |  | TRUE
68 | bus_LV_2476-1_0_10_node_27 | 0.4 | n |  | TRUE
69 | bus_LV_2476-1_0_10_node_28 | 0.4 | n |  | TRUE
70 | bus_LV_2476-1_0_10_node_105 | 0.4 | n |  | TRUE
71 | bus_LV_2476-1_0_10_node_124 | 0.4 | n |  | TRUE
72 | bus_LV_2476-1_0_10_node_33 | 0.4 | n |  | TRUE
73 | bus_LV_2476-1_0_10_node_281 | 0.4 | n |  | TRUE
74 | bus_LV_2476-1_0_10_node_30 | 0.4 | n |  | TRUE
75 | bus_LV_2476-1_0_10_node_31 | 0.4 | n |  | TRUE
76 | bus_LV_2476-1_0_10_node_32 | 0.4 | n |  | TRUE
77 | bus_LV_2476-1_0_10_node_44 | 0.4 | n |  | TRUE
78 | bus_LV_2476-1_0_10_node_182 | 0.4 | n |  | TRUE
79 | bus_LV_2476-1_0_10_node_186 | 0.4 | n |  | TRUE
80 | bus_LV_2476-1_0_10_node_274 | 0.4 | n |  | TRUE
81 | bus_LV_2476-1_0_10_node_34 | 0.4 | n |  | TRUE
82 | bus_LV_2476-1_0_10_node_35 | 0.4 | n |  | TRUE
83 | bus_LV_2476-1_0_10_node_36 | 0.4 | n |  | TRUE
84 | bus_LV_2476-1_0_10_node_37 | 0.4 | n |  | TRUE
85 | bus_LV_2476-1_0_10_node_38 | 0.4 | n |  | TRUE
86 | bus_LV_2476-1_0_10_node_97 | 0.4 | n |  | TRUE
87 | bus_LV_2476-1_0_10_node_231 | 0.4 | n |  | TRUE
88 | bus_LV_2476-1_0_10_node_133 | 0.4 | n |  | TRUE
89 | bus_LV_2476-1_0_10_node_172 | 0.4 | n |  | TRUE
90 | bus_LV_2476-1_0_10_node_126 | 0.4 | n |  | TRUE
91 | bus_LV_2476-1_0_10_node_39 | 0.4 | n |  | TRUE
92 | bus_LV_2476-1_0_10_node_40 | 0.4 | n |  | TRUE
93 | bus_LV_2476-1_0_10_node_41 | 0.4 | n |  | TRUE
94 | bus_LV_2476-1_0_10_node_43 | 0.4 | n |  | TRUE
95 | bus_LV_2476-1_0_10_node_90 | 0.4 | n |  | TRUE
96 | bus_LV_2476-1_0_10_node_86 | 0.4 | n |  | TRUE
97 | bus_LV_2476-1_0_10_node_183 | 0.4 | n |  | TRUE
98 | bus_LV_2476-1_0_10_node_45 | 0.4 | n |  | TRUE
99 | bus_LV_2476-1_0_10_node_46 | 0.4 | n |  | TRUE
100 | bus_LV_2476-1_0_10_node_47 | 0.4 | n |  | TRUE
101 | bus_LV_2476-1_0_10_node_48 | 0.4 | n |  | TRUE
102 | bus_LV_2476-1_0_10_node_49 | 0.4 | n |  | TRUE
103 | bus_LV_2476-1_0_10_node_290 | 0.4 | n |  | TRUE
104 | bus_LV_2476-1_0_10_node_65 | 0.4 | n |  | TRUE
105 | bus_LV_2476-1_0_10_node_289 | 0.4 | n |  | TRUE
106 | bus_LV_2476-1_0_10_node_63 | 0.4 | n |  | TRUE
107 | bus_LV_2476-1_0_10_node_50 | 0.4 | n |  | TRUE
108 | bus_LV_2476-1_0_10_node_51 | 0.4 | n |  | TRUE
109 | bus_LV_2476-1_0_10_node_52 | 0.4 | n |  | TRUE
110 | bus_LV_2476-1_0_10_node_53 | 0.4 | n |  | TRUE
111 | bus_LV_2476-1_0_10_node_54 | 0.4 | n |  | TRUE
112 | bus_LV_2476-1_0_10_node_128 | 0.4 | n |  | TRUE
113 | bus_LV_2476-1_0_10_node_115 | 0.4 | n |  | TRUE
114 | bus_LV_2476-1_0_10_node_127 | 0.4 | n |  | TRUE
115 | bus_LV_2476-1_0_10_node_264 | 0.4 | n |  | TRUE
116 | bus_LV_2476-1_0_10_node_113 | 0.4 | n |  | TRUE
117 | bus_LV_2476-1_0_10_node_57 | 0.4 | n |  | TRUE
118 | bus_LV_2476-1_0_10_node_118 | 0.4 | n |  | TRUE
119 | bus_LV_2476-1_0_10_node_257 | 0.4 | n |  | TRUE
120 | bus_LV_2476-1_0_10_node_98 | 0.4 | n |  | TRUE
121 | bus_LV_2476-1_0_10_node_117 | 0.4 | n |  | TRUE
122 | bus_LV_2476-1_0_10_node_259 | 0.4 | n |  | TRUE
123 | bus_LV_2476-1_0_10_node_99 | 0.4 | n |  | TRUE
124 | bus_LV_2476-1_0_10_node_208 | 0.4 | n |  | TRUE
125 | bus_LV_2476-1_0_10_node_61 | 0.4 | n |  | TRUE
126 | bus_LV_2476-1_0_10_node_62 | 0.4 | n |  | TRUE
127 | bus_LV_2476-1_0_10_node_64 | 0.4 | n |  | TRUE
128 | bus_LV_2476-1_0_10_node_187 | 0.4 | n |  | TRUE
129 | bus_LV_2476-1_0_10_node_184 | 0.4 | n |  | TRUE
130 | bus_LV_2476-1_0_10_node_262 | 0.4 | n |  | TRUE
131 | bus_LV_2476-1_0_10_node_185 | 0.4 | n |  | TRUE
132 | bus_LV_2476-1_0_10_node_66 | 0.4 | n |  | TRUE
133 | bus_LV_2476-1_0_10_node_68 | 0.4 | n |  | TRUE
134 | bus_LV_2476-1_0_10_node_70 | 0.4 | n |  | TRUE
135 | bus_LV_2476-1_0_10_node_71 | 0.4 | n |  | TRUE
136 | bus_LV_2476-1_0_10_node_72 | 0.4 | n |  | TRUE
137 | bus_LV_2476-1_0_10_node_73 | 0.4 | n |  | TRUE
138 | bus_LV_2476-1_0_10_node_74 | 0.4 | n |  | TRUE
139 | bus_LV_2476-1_0_10_node_75 | 0.4 | n |  | TRUE
140 | bus_LV_2476-1_0_10_node_76 | 0.4 | n |  | TRUE
141 | bus_LV_2476-1_0_10_node_239 | 0.4 | n |  | TRUE
142 | bus_LV_2476-1_0_10_node_292 | 0.4 | n |  | TRUE
143 | bus_LV_2476-1_0_10_node_111 | 0.4 | n |  | TRUE
144 | bus_LV_2476-1_0_10_node_176 | 0.4 | n |  | TRUE
145 | bus_LV_2476-1_0_10_node_77 | 0.4 | n |  | TRUE
146 | bus_LV_2476-1_0_10_node_78 | 0.4 | n |  | TRUE
147 | bus_LV_2476-1_0_10_node_80 | 0.4 | n |  | TRUE
148 | bus_LV_2476-1_0_10_node_81 | 0.4 | n |  | TRUE
149 | bus_LV_2476-1_0_10_node_143 | 0.4 | n |  | TRUE
150 | bus_LV_2476-1_0_10_node_140 | 0.4 | n |  | TRUE
151 | bus_LV_2476-1_0_10_node_287 | 0.4 | n |  | TRUE
152 | bus_LV_2476-1_0_10_node_141 | 0.4 | n |  | TRUE
153 | bus_LV_2476-1_0_10_node_83 | 0.4 | n |  | TRUE
154 | bus_LV_2476-1_0_10_node_84 | 0.4 | n |  | TRUE
155 | bus_LV_2476-1_0_10_node_85 | 0.4 | n |  | TRUE
156 | bus_LV_2476-1_0_10_node_91 | 0.4 | n |  | TRUE
157 | bus_LV_2476-1_0_10_node_87 | 0.4 | n |  | TRUE
158 | bus_LV_2476-1_0_10_node_88 | 0.4 | n |  | TRUE
159 | bus_LV_2476-1_0_10_node_89 | 0.4 | n |  | TRUE
160 | bus_LV_2476-1_0_10_node_268 | 0.4 | n |  | TRUE
161 | bus_LV_2476-1_0_10_node_267 | 0.4 | n |  | TRUE
162 | bus_LV_2476-1_0_10_node_96 | 0.4 | n |  | TRUE
163 | bus_LV_2476-1_0_10_node_116 | 0.4 | n |  | TRUE
164 | bus_LV_2476-1_0_10_node_152 | 0.4 | n |  | TRUE
165 | bus_LV_2476-1_0_10_node_153 | 0.4 | n |  | TRUE
166 | bus_LV_2476-1_0_10_node_134 | 0.4 | n |  | TRUE
167 | bus_LV_2476-1_0_10_node_132 | 0.4 | n |  | TRUE
168 | bus_LV_2476-1_0_10_node_169 | 0.4 | n |  | TRUE
169 | bus_LV_2476-1_0_10_node_197 | 0.4 | n |  | TRUE
170 | bus_LV_2476-1_0_10_node_194 | 0.4 | n |  | TRUE
171 | bus_LV_2476-1_0_10_node_216 | 0.4 | n |  | TRUE
172 | bus_LV_2476-1_0_10_node_195 | 0.4 | n |  | TRUE
173 | bus_LV_2476-1_0_10_node_100 | 0.4 | n |  | TRUE
174 | bus_LV_2476-1_0_10_node_101 | 0.4 | n |  | TRUE
175 | bus_LV_2476-1_0_10_node_102 | 0.4 | n |  | TRUE
176 | bus_LV_2476-1_0_10_node_103 | 0.4 | n |  | TRUE
177 | bus_LV_2476-1_0_10_node_104 | 0.4 | n |  | TRUE
178 | bus_LV_2476-1_0_10_node_130 | 0.4 | n |  | TRUE
179 | bus_LV_2476-1_0_10_node_131 | 0.4 | n |  | TRUE
180 | bus_LV_2476-1_0_10_node_125 | 0.4 | n |  | TRUE
181 | bus_LV_2476-1_0_10_node_106 | 0.4 | n |  | TRUE
182 | bus_LV_2476-1_0_10_node_107 | 0.4 | n |  | TRUE
183 | bus_LV_2476-1_0_10_node_108 | 0.4 | n |  | TRUE
184 | bus_LV_2476-1_0_10_node_109 | 0.4 | n |  | TRUE
185 | bus_LV_2476-1_0_10_node_110 | 0.4 | n |  | TRUE
186 | bus_LV_2476-1_0_10_node_159 | 0.4 | n |  | TRUE
187 | bus_LV_2476-1_0_10_node_129 | 0.4 | n |  | TRUE
188 | bus_LV_2476-1_0_10_node_199 | 0.4 | n |  | TRUE
189 | bus_LV_2476-1_0_10_node_161 | 0.4 | n |  | TRUE
190 | bus_LV_2476-1_0_10_node_157 | 0.4 | n |  | TRUE
191 | bus_LV_2476-1_0_10_node_198 | 0.4 | n |  | TRUE
192 | bus_LV_2476-1_0_10_node_112 | 0.4 | n |  | TRUE
193 | bus_LV_2476-1_0_10_node_114 | 0.4 | n |  | TRUE
194 | bus_LV_2476-1_0_10_node_155 | 0.4 | n |  | TRUE
195 | bus_LV_2476-1_0_10_node_156 | 0.4 | n |  | TRUE
196 | bus_LV_2476-1_0_10_node_263 | 0.4 | n |  | TRUE
197 | bus_LV_2476-1_0_10_node_207 | 0.4 | n |  | TRUE
198 | bus_LV_2476-1_0_10_node_240 | 0.4 | n |  | TRUE
199 | bus_LV_2476-1_0_10_node_206 | 0.4 | n |  | TRUE
200 | bus_LV_2476-1_0_10_node_212 | 0.4 | n |  | TRUE
201 | bus_LV_2476-1_0_10_node_119 | 0.4 | n |  | TRUE
202 | bus_LV_2476-1_0_10_node_120 | 0.4 | n |  | TRUE
203 | bus_LV_2476-1_0_10_node_121 | 0.4 | n |  | TRUE
204 | bus_LV_2476-1_0_10_node_122 | 0.4 | n |  | TRUE
205 | bus_LV_2476-1_0_10_node_123 | 0.4 | n |  | TRUE
206 | bus_LV_2476-1_0_10_node_154 | 0.4 | n |  | TRUE
207 | bus_LV_2476-1_0_10_node_255 | 0.4 | n |  | TRUE
208 | bus_LV_2476-1_0_10_node_241 | 0.4 | n |  | TRUE
209 | bus_LV_2476-1_0_10_node_256 | 0.4 | n |  | TRUE
210 | bus_LV_2476-1_0_10_node_150 | 0.4 | n |  | TRUE
211 | bus_LV_2476-1_0_10_node_200 | 0.4 | n |  | TRUE
212 | bus_LV_2476-1_0_10_node_265 | 0.4 | n |  | TRUE
213 | bus_LV_2476-1_0_10_node_266 | 0.4 | n |  | TRUE
214 | bus_LV_2476-1_0_10_node_135 | 0.4 | n |  | TRUE
215 | bus_LV_2476-1_0_10_node_136 | 0.4 | n |  | TRUE
216 | bus_LV_2476-1_0_10_node_138 | 0.4 | n |  | TRUE
217 | bus_LV_2476-1_0_10_node_286 | 0.4 | n |  | TRUE
218 | bus_LV_2476-1_0_10_node_284 | 0.4 | n |  | TRUE
219 | bus_LV_2476-1_0_10_node_285 | 0.4 | n |  | TRUE
220 | bus_LV_2476-1_0_10_node_142 | 0.4 | n |  | TRUE
221 | bus_LV_2476-1_0_10_node_181 | 0.4 | n |  | TRUE
222 | bus_LV_2476-1_0_10_node_250 | 0.4 | n |  | TRUE
223 | bus_LV_2476-1_0_10_node_248 | 0.4 | n |  | TRUE
224 | bus_LV_2476-1_0_10_node_205 | 0.4 | n |  | TRUE
225 | bus_LV_2476-1_0_10_node_242 | 0.4 | n |  | TRUE
226 | bus_LV_2476-1_0_10_node_213 | 0.4 | n |  | TRUE
227 | bus_LV_2476-1_0_10_node_218 | 0.4 | n |  | TRUE
228 | bus_LV_2476-1_0_10_node_158 | 0.4 | n |  | TRUE
229 | bus_LV_2476-1_0_10_node_160 | 0.4 | n |  | TRUE
230 | bus_LV_2476-1_0_10_node_165 | 0.4 | n |  | TRUE
231 | bus_LV_2476-1_0_10_node_224 | 0.4 | n |  | TRUE
232 | bus_LV_2476-1_0_10_node_222 | 0.4 | n |  | TRUE
233 | bus_LV_2476-1_0_10_node_162 | 0.4 | n |  | TRUE
234 | bus_LV_2476-1_0_10_node_167 | 0.4 | n |  | TRUE
235 | bus_LV_2476-1_0_10_node_168 | 0.4 | n |  | TRUE
236 | bus_LV_2476-1_0_10_node_170 | 0.4 | n |  | TRUE
237 | bus_LV_2476-1_0_10_node_171 | 0.4 | n |  | TRUE
238 | bus_LV_2476-1_0_10_node_234 | 0.4 | n |  | TRUE
239 | bus_LV_2476-1_0_10_node_277 | 0.4 | n |  | TRUE
240 | bus_LV_2476-1_0_10_node_233 | 0.4 | n |  | TRUE
241 | bus_LV_2476-1_0_10_node_173 | 0.4 | n |  | TRUE
242 | bus_LV_2476-1_0_10_node_174 | 0.4 | n |  | TRUE
243 | bus_LV_2476-1_0_10_node_175 | 0.4 | n |  | TRUE
244 | bus_LV_2476-1_0_10_node_204 | 0.4 | n |  | TRUE
245 | bus_LV_2476-1_0_10_node_251 | 0.4 | n |  | TRUE
246 | bus_LV_2476-1_0_10_node_238 | 0.4 | n |  | TRUE
247 | bus_LV_2476-1_0_10_node_209 | 0.4 | n |  | TRUE
248 | bus_LV_2476-1_0_10_node_189 | 0.4 | n |  | TRUE
249 | bus_LV_2476-1_0_10_node_190 | 0.4 | n |  | TRUE
250 | bus_LV_2476-1_0_10_node_191 | 0.4 | n |  | TRUE
251 | bus_LV_2476-1_0_10_node_293 | 0.4 | n |  | TRUE
252 | bus_LV_2476-1_0_10_node_192 | 0.4 | n |  | TRUE
253 | bus_LV_2476-1_0_10_node_294 | 0.4 | n |  | TRUE
254 | bus_LV_2476-1_0_10_node_282 | 0.4 | n |  | TRUE
255 | bus_LV_2476-1_0_10_node_283 | 0.4 | n |  | TRUE
256 | bus_LV_2476-1_0_10_node_196 | 0.4 | n |  | TRUE
257 | bus_LV_2476-1_0_10_node_210 | 0.4 | n |  | TRUE
258 | bus_LV_2476-1_0_10_node_211 | 0.4 | n |  | TRUE
259 | bus_LV_2476-1_0_10_node_214 | 0.4 | n |  | TRUE
260 | bus_LV_2476-1_0_10_node_219 | 0.4 | n |  | TRUE
261 | bus_LV_2476-1_0_10_node_215 | 0.4 | n |  | TRUE
262 | bus_LV_2476-1_0_10_node_217 | 0.4 | n |  | TRUE
263 | bus_LV_2476-1_0_10_node_232 | 0.4 | n |  | TRUE
264 | bus_LV_2476-1_0_10_node_245 | 0.4 | n |  | TRUE
265 | bus_LV_2476-1_0_10_node_295 | 0.4 | n |  | TRUE
266 | bus_LV_2476-1_0_10_node_220 | 0.4 | n |  | TRUE
267 | bus_LV_2476-1_0_10_node_221 | 0.4 | n |  | TRUE
268 | bus_LV_2476-1_0_10_node_223 | 0.4 | n |  | TRUE
269 | bus_LV_2476-1_0_10_node_225 | 0.4 | n |  | TRUE
270 | bus_LV_2476-1_0_10_node_226 | 0.4 | n |  | TRUE
271 | bus_LV_2476-1_0_10_node_227 | 0.4 | n |  | TRUE
272 | bus_LV_2476-1_0_10_node_276 | 0.4 | n |  | TRUE
273 | bus_LV_2476-1_0_10_node_275 | 0.4 | n |  | TRUE
274 | bus_LV_2476-1_0_10_node_244 | 0.4 | n |  | TRUE
275 | bus_LV_2476-1_0_10_node_235 | 0.4 | n |  | TRUE
276 | bus_LV_2476-1_0_10_node_236 | 0.4 | n |  | TRUE
277 | bus_LV_2476-1_0_10_node_237 | 0.4 | n |  | TRUE
278 | bus_LV_2476-1_0_10_node_243 | 0.4 | n |  | TRUE
279 | bus_LV_2476-1_0_10_node_269 | 0.4 | n |  | TRUE
280 | bus_LV_2476-1_0_10_node_270 | 0.4 | n |  | TRUE
281 | bus_LV_2476-1_0_10_node_246 | 0.4 | n |  | TRUE
282 | bus_LV_2476-1_0_10_node_247 | 0.4 | n |  | TRUE
283 | bus_LV_2476-1_0_10_node_249 | 0.4 | n |  | TRUE
284 | bus_LV_2476-1_0_10_node_271 | 0.4 | n |  | TRUE
285 | bus_LV_2476-1_0_10_node_272 | 0.4 | n |  | TRUE
286 | bus_LV_2476-1_0_10_node_273 | 0.4 | n |  | TRUE
287 | bus_LV_2476-1_0_10_node_291 | 0.4 | n |  | TRUE
288 | bus_MV_288_0_node_0 | 20 | n |  | TRUE

## load
| name | bus | p_mw | q_mvar | const_z_percent | const_i_percent | sn_mva | scaling | in_service | type
0 | LV_2476-1_0_10_load_0 | 0 | 0.0020052 | 0.00050256 | 0 | 0 |  | 1 | TRUE | wye
1 | LV_2476-1_0_10_load_1 | 1 | 0.001553 | 0.00038923 | 0 | 0 |  | 1 | TRUE | wye
2 | LV_2476-1_0_10_load_2 | 2 | 0.0018068 | 0.00045282 | 0 | 0 |  | 1 | TRUE | wye
3 | LV_2476-1_0_10_load_3 | 3 | 0.0022246 | 0.00055753 | 0 | 0 |  | 1 | TRUE | wye
4 | LV_2476-1_0_10_load_4 | 4 | 0.0022551 | 0.00056518 | 0 | 0 |  | 1 | TRUE | wye
5 | LV_2476-1_0_10_load_139 | 5 | 0.0016841 | 0.00042208 | 0 | 0 |  | 1 | TRUE | wye
6 | LV_2476-1_0_10_load_229 | 6 | 0.0017919 | 0.00044908 | 0 | 0 |  | 1 | TRUE | wye
7 | LV_2476-1_0_10_load_137 | 7 | 0.0042349 | 0.0010614 | 0 | 0 |  | 1 | TRUE | wye
8 | LV_2476-1_0_10_load_230 | 8 | 0.0018073 | 0.00045296 | 0 | 0 |  | 1 | TRUE | wye
9 | LV_2476-1_0_10_load_5 | 9 | 0.0021454 | 0.00053768 | 0 | 0 |  | 1 | TRUE | wye
10 | LV_2476-1_0_10_load_6 | 10 | 0.003662 | 0.00091778 | 0 | 0 |  | 1 | TRUE | wye
11 | LV_2476-1_0_10_load_7 | 11 | 0.0028021 | 0.00070227 | 0 | 0 |  | 1 | TRUE | wye
12 | LV_2476-1_0_10_load_9 | 13 | 0.0020906 | 0.00052395 | 0 | 0 |  | 1 | TRUE | wye
13 | LV_2476-1_0_10_load_228 | 14 | 0.0025942 | 0.00065017 | 0 | 0 |  | 1 | TRUE | wye
14 | LV_2476-1_0_10_load_69 | 16 | 0.0020467 | 0.00051296 | 0 | 0 |  | 1 | TRUE | wye
15 | LV_2476-1_0_10_load_254 | 17 | 0.0023533 | 0.00058978 | 0 | 0 |  | 1 | TRUE | wye
16 | LV_2476-1_0_10_load_188 | 18 | 0.0054482 | 0.0013654 | 0 | 0 |  | 1 | TRUE | wye
17 | LV_2476-1_0_10_load_42 | 19 | 0.0027824 | 0.00069734 | 0 | 0 |  | 1 | TRUE | wye
18 | LV_2476-1_0_10_load_67 | 20 | 0.0035557 | 0.00089113 | 0 | 0 |  | 1 | TRUE | wye
19 | LV_2476-1_0_10_load_10 | 21 | 0.0026411 | 0.00066192 | 0 | 0 |  | 1 | TRUE | wye
20 | LV_2476-1_0_10_load_11 | 22 | 0.0010649 | 0.00026689 | 0 | 0 |  | 1 | TRUE | wye
21 | LV_2476-1_0_10_load_12 | 23 | 0.0021548 | 0.00054003 | 0 | 0 |  | 1 | TRUE | wye
22 | LV_2476-1_0_10_load_13 | 24 | 0.0036881 | 0.00092431 | 0 | 0 |  | 1 | TRUE | wye
23 | LV_2476-1_0_10_load_82 | 26 | 0.0027102 | 0.00067925 | 0 | 0 |  | 1 | TRUE | wye
24 | LV_2476-1_0_10_load_193 | 27 | 0.0022471 | 0.00056318 | 0 | 0 |  | 1 | TRUE | wye
25 | LV_2476-1_0_10_load_15 | 29 | 0.0020154 | 0.0005051 | 0 | 0 |  | 1 | TRUE | wye
26 | LV_2476-1_0_10_load_17 | 30 | 0.0021645 | 0.00054246 | 0 | 0 |  | 1 | TRUE | wye
27 | LV_2476-1_0_10_load_93 | 31 | 0.0014986 | 0.0003756 | 0 | 0 |  | 1 | TRUE | wye
28 | LV_2476-1_0_10_load_16 | 32 | 0.0016434 | 0.00041188 | 0 | 0 |  | 1 | TRUE | wye
29 | LV_2476-1_0_10_load_18 | 33 | 0.002895 | 0.00072556 | 0 | 0 |  | 1 | TRUE | wye
30 | LV_2476-1_0_10_load_179 | 34 | 0.0016295 | 0.00040839 | 0 | 0 |  | 1 | TRUE | wye
31 | LV_2476-1_0_10_load_95 | 36 | 0.0033362 | 0.00083614 | 0 | 0 |  | 1 | TRUE | wye
32 | LV_2476-1_0_10_load_148 | 37 | 0.0012073 | 0.00030259 | 0 | 0 |  | 1 | TRUE | wye
33 | LV_2476-1_0_10_load_203 | 38 | 0.0013455 | 0.00033721 | 0 | 0 |  | 1 | TRUE | wye
34 | LV_2476-1_0_10_load_146 | 39 | 0.0042323 | 0.0010607 | 0 | 0 |  | 1 | TRUE | wye
35 | LV_2476-1_0_10_load_144 | 40 | 0.0013072 | 0.00032763 | 0 | 0 |  | 1 | TRUE | wye
36 | LV_2476-1_0_10_load_180 | 41 | 0.0011435 | 0.00028658 | 0 | 0 |  | 1 | TRUE | wye
37 | LV_2476-1_0_10_load_201 | 42 | 0.0016454 | 0.00041238 | 0 | 0 |  | 1 | TRUE | wye
38 | LV_2476-1_0_10_load_202 | 43 | 0.0010854 | 0.00027203 | 0 | 0 |  | 1 | TRUE | wye
39 | LV_2476-1_0_10_load_288 | 44 | 0.0023653 | 0.0005928 | 0 | 0 |  | 1 | TRUE | wye
40 | LV_2476-1_0_10_load_147 | 45 | 0.0010834 | 0.00027152 | 0 | 0 |  | 1 | TRUE | wye
41 | LV_2476-1_0_10_load_149 | 46 | 0.0072659 | 0.001821 | 0 | 0 |  | 1 | TRUE | wye
42 | LV_2476-1_0_10_load_145 | 47 | 0.0010791 | 0.00027046 | 0 | 0 |  | 1 | TRUE | wye
43 | LV_2476-1_0_10_load_261 | 48 | 0.0022482 | 0.00056345 | 0 | 0 |  | 1 | TRUE | wye
44 | LV_2476-1_0_10_load_92 | 49 | 0.0034635 | 0.00086804 | 0 | 0 |  | 1 | TRUE | wye
45 | LV_2476-1_0_10_load_94 | 50 | 0.0027967 | 0.00070091 | 0 | 0 |  | 1 | TRUE | wye
46 | LV_2476-1_0_10_load_151 | 51 | 0.0012243 | 0.00030685 | 0 | 0 |  | 1 | TRUE | wye
47 | LV_2476-1_0_10_load_20 | 52 | 0.0003424 | 8.5814e-05 | 0 | 0 |  | 1 | TRUE | wye
48 | LV_2476-1_0_10_load_21 | 53 | 0.00034066 | 8.5377e-05 | 0 | 0 |  | 1 | TRUE | wye
49 | LV_2476-1_0_10_load_23 | 54 | 0.00079071 | 0.00019817 | 0 | 0 |  | 1 | TRUE | wye
50 | LV_2476-1_0_10_load_279 | 55 | 0.0020657 | 0.00051772 | 0 | 0 |  | 1 | TRUE | wye
51 | LV_2476-1_0_10_load_22 | 56 | 0.0042201 | 0.0010576 | 0 | 0 |  | 1 | TRUE | wye
52 | LV_2476-1_0_10_load_24 | 57 | 0.0067348 | 0.0016879 | 0 | 0 |  | 1 | TRUE | wye
53 | LV_2476-1_0_10_load_166 | 58 | 0.001614 | 0.0004045 | 0 | 0 |  | 1 | TRUE | wye
54 | LV_2476-1_0_10_load_280 | 59 | 0.003336 | 0.00083609 | 0 | 0 |  | 1 | TRUE | wye
55 | LV_2476-1_0_10_load_55 | 60 | 0.00061844 | 0.000155 | 0 | 0 |  | 1 | TRUE | wye
56 | LV_2476-1_0_10_load_278 | 62 | 0.0039165 | 0.00098156 | 0 | 0 |  | 1 | TRUE | wye
57 | LV_2476-1_0_10_load_260 | 63 | 0.0021105 | 0.00052893 | 0 | 0 |  | 1 | TRUE | wye
58 | LV_2476-1_0_10_load_56 | 64 | 0.0014326 | 0.00035905 | 0 | 0 |  | 1 | TRUE | wye
59 | LV_2476-1_0_10_load_258 | 65 | 0.0024176 | 0.00060591 | 0 | 0 |  | 1 | TRUE | wye
60 | LV_2476-1_0_10_load_25 | 66 | 0.0014822 | 0.00037148 | 0 | 0 |  | 1 | TRUE | wye
61 | LV_2476-1_0_10_load_26 | 67 | 0.0013872 | 0.00034766 | 0 | 0 |  | 1 | TRUE | wye
62 | LV_2476-1_0_10_load_27 | 68 | 0.0021809 | 0.00054659 | 0 | 0 |  | 1 | TRUE | wye
63 | LV_2476-1_0_10_load_28 | 69 | 0.0014672 | 0.00036773 | 0 | 0 |  | 1 | TRUE | wye
64 | LV_2476-1_0_10_load_105 | 70 | 0.0019394 | 0.00048605 | 0 | 0 |  | 1 | TRUE | wye
65 | LV_2476-1_0_10_load_124 | 71 | 0.0017303 | 0.00043366 | 0 | 0 |  | 1 | TRUE | wye
66 | LV_2476-1_0_10_load_33 | 72 | 0.0031606 | 0.00079213 | 0 | 0 |  | 1 | TRUE | wye
67 | LV_2476-1_0_10_load_30 | 74 | 0.0013728 | 0.00034406 | 0 | 0 |  | 1 | TRUE | wye
68 | LV_2476-1_0_10_load_31 | 75 | 0.0013747 | 0.00034452 | 0 | 0 |  | 1 | TRUE | wye
69 | LV_2476-1_0_10_load_32 | 76 | 0.0033547 | 0.00084077 | 0 | 0 |  | 1 | TRUE | wye
70 | LV_2476-1_0_10_load_44 | 77 | 0.0015008 | 0.00037613 | 0 | 0 |  | 1 | TRUE | wye
71 | LV_2476-1_0_10_load_182 | 78 | 0.0025593 | 0.00064142 | 0 | 0 |  | 1 | TRUE | wye
72 | LV_2476-1_0_10_load_186 | 79 | 0.0034477 | 0.00086408 | 0 | 0 |  | 1 | TRUE | wye
73 | LV_2476-1_0_10_load_274 | 80 | 0.0021029 | 0.00052704 | 0 | 0 |  | 1 | TRUE | wye
74 | LV_2476-1_0_10_load_34 | 81 | 0.0021959 | 0.00055034 | 0 | 0 |  | 1 | TRUE | wye
75 | LV_2476-1_0_10_load_35 | 82 | 0.0024768 | 0.00062076 | 0 | 0 |  | 1 | TRUE | wye
76 | LV_2476-1_0_10_load_36 | 83 | 0.0034284 | 0.00085925 | 0 | 0 |  | 1 | TRUE | wye
77 | LV_2476-1_0_10_load_37 | 84 | 0.0027232 | 0.00068249 | 0 | 0 |  | 1 | TRUE | wye
78 | LV_2476-1_0_10_load_38 | 85 | 0.0024798 | 0.0006215 | 0 | 0 |  | 1 | TRUE | wye
79 | LV_2476-1_0_10_load_231 | 87 | 0.002749 | 0.00068896 | 0 | 0 |  | 1 | TRUE | wye
80 | LV_2476-1_0_10_load_172 | 89 | 0.0017805 | 0.00044624 | 0 | 0 |  | 1 | TRUE | wye
81 | LV_2476-1_0_10_load_126 | 90 | 0.0018337 | 0.00045958 | 0 | 0 |  | 1 | TRUE | wye
82 | LV_2476-1_0_10_load_39 | 91 | 0.0027939 | 0.00070021 | 0 | 0 |  | 1 | TRUE | wye
83 | LV_2476-1_0_10_load_40 | 92 | 0.0030417 | 0.00076232 | 0 | 0 |  | 1 | TRUE | wye
84 | LV_2476-1_0_10_load_41 | 93 | 0.0026942 | 0.00067522 | 0 | 0 |  | 1 | TRUE | wye
85 | LV_2476-1_0_10_load_43 | 94 | 0.0034296 | 0.00085954 | 0 | 0 |  | 1 | TRUE | wye
86 | LV_2476-1_0_10_load_90 | 95 | 0.0028101 | 0.00070429 | 0 | 0 |  | 1 | TRUE | wye
87 | LV_2476-1_0_10_load_183 | 97 | 0.0029307 | 0.00073449 | 0 | 0 |  | 1 | TRUE | wye
88 | LV_2476-1_0_10_load_45 | 98 | 0.0021905 | 0.00054899 | 0 | 0 |  | 1 | TRUE | wye
89 | LV_2476-1_0_10_load_46 | 99 | 0.0021971 | 0.00055065 | 0 | 0 |  | 1 | TRUE | wye
90 | LV_2476-1_0_10_load_47 | 100 | 0.0013581 | 0.00034036 | 0 | 0 |  | 1 | TRUE | wye
91 | LV_2476-1_0_10_load_48 | 101 | 0.0015994 | 0.00040086 | 0 | 0 |  | 1 | TRUE | wye
92 | LV_2476-1_0_10_load_49 | 102 | 0.00084268 | 0.0002112 | 0 | 0 |  | 1 | TRUE | wye
93 | LV_2476-1_0_10_load_290 | 103 | 0.0010255 | 0.00025701 | 0 | 0 |  | 1 | TRUE | wye
94 | LV_2476-1_0_10_load_65 | 104 | 0.00084417 | 0.00021157 | 0 | 0 |  | 1 | TRUE | wye
95 | LV_2476-1_0_10_load_289 | 105 | 0.0027776 | 0.00069613 | 0 | 0 |  | 1 | TRUE | wye
96 | LV_2476-1_0_10_load_63 | 106 | 0.00084515 | 0.00021182 | 0 | 0 |  | 1 | TRUE | wye
97 | LV_2476-1_0_10_load_50 | 107 | 0.00082199 | 0.00020601 | 0 | 0 |  | 1 | TRUE | wye
98 | LV_2476-1_0_10_load_51 | 108 | 0.0006223 | 0.00015596 | 0 | 0 |  | 1 | TRUE | wye
99 | LV_2476-1_0_10_load_52 | 109 | 0.00066204 | 0.00016592 | 0 | 0 |  | 1 | TRUE | wye
100 | LV_2476-1_0_10_load_53 | 110 | 0.0023929 | 0.00059972 | 0 | 0 |  | 1 | TRUE | wye
101 | LV_2476-1_0_10_load_54 | 111 | 0.00091499 | 0.00022932 | 0 | 0 |  | 1 | TRUE | wye
102 | LV_2476-1_0_10_load_128 | 112 | 0.0025509 | 0.00063932 | 0 | 0 |  | 1 | TRUE | wye
103 | LV_2476-1_0_10_load_127 | 114 | 0.002802 | 0.00070225 | 0 | 0 |  | 1 | TRUE | wye
104 | LV_2476-1_0_10_load_264 | 115 | 0.0022338 | 0.00055983 | 0 | 0 |  | 1 | TRUE | wye
105 | LV_2476-1_0_10_load_57 | 117 | 0.0022218 | 0.00055683 | 0 | 0 |  | 1 | TRUE | wye
106 | LV_2476-1_0_10_load_118 | 118 | 0.0015514 | 0.00038881 | 0 | 0 |  | 1 | TRUE | wye
107 | LV_2476-1_0_10_load_257 | 119 | 0.0028137 | 0.00070518 | 0 | 0 |  | 1 | TRUE | wye
108 | LV_2476-1_0_10_load_98 | 120 | 0.0030604 | 0.000767 | 0 | 0 |  | 1 | TRUE | wye
109 | LV_2476-1_0_10_load_117 | 121 | 0.0015482 | 0.000388 | 0 | 0 |  | 1 | TRUE | wye
110 | LV_2476-1_0_10_load_259 | 122 | 0.002735 | 0.00068545 | 0 | 0 |  | 1 | TRUE | wye
111 | LV_2476-1_0_10_load_208 | 124 | 0.0029535 | 0.00074022 | 0 | 0 |  | 1 | TRUE | wye
112 | LV_2476-1_0_10_load_61 | 125 | 0.001972 | 0.00049424 | 0 | 0 |  | 1 | TRUE | wye
113 | LV_2476-1_0_10_load_62 | 126 | 0.0022147 | 0.00055504 | 0 | 0 |  | 1 | TRUE | wye
114 | LV_2476-1_0_10_load_187 | 128 | 0.0018982 | 0.00047574 | 0 | 0 |  | 1 | TRUE | wye
115 | LV_2476-1_0_10_load_184 | 129 | 0.0020261 | 0.00050779 | 0 | 0 |  | 1 | TRUE | wye
116 | LV_2476-1_0_10_load_262 | 130 | 0.0012223 | 0.00030635 | 0 | 0 |  | 1 | TRUE | wye
117 | LV_2476-1_0_10_load_185 | 131 | 0.0022398 | 0.00056135 | 0 | 0 |  | 1 | TRUE | wye
118 | LV_2476-1_0_10_load_66 | 132 | 0.0016431 | 0.0004118 | 0 | 0 |  | 1 | TRUE | wye
119 | LV_2476-1_0_10_load_68 | 133 | 0.0026767 | 0.00067086 | 0 | 0 |  | 1 | TRUE | wye
120 | LV_2476-1_0_10_load_70 | 134 | 0.0031646 | 0.00079312 | 0 | 0 |  | 1 | TRUE | wye
121 | LV_2476-1_0_10_load_71 | 135 | 0.0029998 | 0.00075182 | 0 | 0 |  | 1 | TRUE | wye
122 | LV_2476-1_0_10_load_72 | 136 | 0.0021732 | 0.00054467 | 0 | 0 |  | 1 | TRUE | wye
123 | LV_2476-1_0_10_load_74 | 138 | 0.0029535 | 0.00074021 | 0 | 0 |  | 1 | TRUE | wye
124 | LV_2476-1_0_10_load_75 | 139 | 0.0025381 | 0.00063611 | 0 | 0 |  | 1 | TRUE | wye
125 | LV_2476-1_0_10_load_76 | 140 | 0.0018787 | 0.00047084 | 0 | 0 |  | 1 | TRUE | wye
126 | LV_2476-1_0_10_load_239 | 141 | 0.00030317 | 7.5982e-05 | 0 | 0 |  | 1 | TRUE | wye
127 | LV_2476-1_0_10_load_292 | 142 | 0.0018787 | 0.00047084 | 0 | 0 |  | 1 | TRUE | wye
128 | LV_2476-1_0_10_load_111 | 143 | 0.010663 | 0.0026723 | 0 | 0 |  | 1 | TRUE | wye
129 | LV_2476-1_0_10_load_176 | 144 | 0.0015056 | 0.00037735 | 0 | 0 |  | 1 | TRUE | wye
130 | LV_2476-1_0_10_load_77 | 145 | 0.0018777 | 0.00047061 | 0 | 0 |  | 1 | TRUE | wye
131 | LV_2476-1_0_10_load_78 | 146 | 0.0031144 | 0.00078054 | 0 | 0 |  | 1 | TRUE | wye
132 | LV_2476-1_0_10_load_80 | 147 | 0.0021321 | 0.00053436 | 0 | 0 |  | 1 | TRUE | wye
133 | LV_2476-1_0_10_load_143 | 149 | 0.0027067 | 0.00067837 | 0 | 0 |  | 1 | TRUE | wye
134 | LV_2476-1_0_10_load_140 | 150 | 0.0037484 | 0.00093943 | 0 | 0 |  | 1 | TRUE | wye
135 | LV_2476-1_0_10_load_287 | 151 | 0.0027141 | 0.00068022 | 0 | 0 |  | 1 | TRUE | wye
136 | LV_2476-1_0_10_load_141 | 152 | 0.0022656 | 0.0005678 | 0 | 0 |  | 1 | TRUE | wye
137 | LV_2476-1_0_10_load_83 | 153 | 0.0022436 | 0.0005623 | 0 | 0 |  | 1 | TRUE | wye
138 | LV_2476-1_0_10_load_85 | 155 | 0.002881 | 0.00072204 | 0 | 0 |  | 1 | TRUE | wye
139 | LV_2476-1_0_10_load_91 | 156 | 0.0024675 | 0.00061841 | 0 | 0 |  | 1 | TRUE | wye
140 | LV_2476-1_0_10_load_87 | 157 | 0.00097629 | 0.00024468 | 0 | 0 |  | 1 | TRUE | wye
141 | LV_2476-1_0_10_load_88 | 158 | 0.00097691 | 0.00024484 | 0 | 0 |  | 1 | TRUE | wye
142 | LV_2476-1_0_10_load_89 | 159 | 0.0012952 | 0.00032461 | 0 | 0 |  | 1 | TRUE | wye
143 | LV_2476-1_0_10_load_268 | 160 | 0.00097581 | 0.00024456 | 0 | 0 |  | 1 | TRUE | wye
144 | LV_2476-1_0_10_load_267 | 161 | 0.00097768 | 0.00024503 | 0 | 0 |  | 1 | TRUE | wye
145 | LV_2476-1_0_10_load_96 | 162 | 0.0044421 | 0.0011133 | 0 | 0 |  | 1 | TRUE | wye
146 | LV_2476-1_0_10_load_116 | 163 | 0.001712 | 0.00042906 | 0 | 0 |  | 1 | TRUE | wye
147 | LV_2476-1_0_10_load_152 | 164 | 0.00022549 | 5.6513e-05 | 0 | 0 |  | 1 | TRUE | wye
148 | LV_2476-1_0_10_load_153 | 165 | 0.0013679 | 0.00034283 | 0 | 0 |  | 1 | TRUE | wye
149 | LV_2476-1_0_10_load_134 | 166 | 0.0018436 | 0.00046206 | 0 | 0 |  | 1 | TRUE | wye
150 | LV_2476-1_0_10_load_132 | 167 | 0.0018189 | 0.00045586 | 0 | 0 |  | 1 | TRUE | wye
151 | LV_2476-1_0_10_load_197 | 169 | 0.0013119 | 0.00032879 | 0 | 0 |  | 1 | TRUE | wye
152 | LV_2476-1_0_10_load_194 | 170 | 0.0013094 | 0.00032816 | 0 | 0 |  | 1 | TRUE | wye
153 | LV_2476-1_0_10_load_216 | 171 | 0.0013707 | 0.00034354 | 0 | 0 |  | 1 | TRUE | wye
154 | LV_2476-1_0_10_load_195 | 172 | 0.0013689 | 0.00034307 | 0 | 0 |  | 1 | TRUE | wye
155 | LV_2476-1_0_10_load_100 | 173 | 0.0020148 | 0.00050496 | 0 | 0 |  | 1 | TRUE | wye
156 | LV_2476-1_0_10_load_101 | 174 | 0.001958 | 0.00049072 | 0 | 0 |  | 1 | TRUE | wye
157 | LV_2476-1_0_10_load_102 | 175 | 0.0017005 | 0.00042619 | 0 | 0 |  | 1 | TRUE | wye
158 | LV_2476-1_0_10_load_103 | 176 | 0.0016942 | 0.00042461 | 0 | 0 |  | 1 | TRUE | wye
159 | LV_2476-1_0_10_load_104 | 177 | 0.0016945 | 0.00042467 | 0 | 0 |  | 1 | TRUE | wye
160 | LV_2476-1_0_10_load_130 | 178 | 0.0016194 | 0.00040587 | 0 | 0 |  | 1 | TRUE | wye
161 | LV_2476-1_0_10_load_131 | 179 | 0.0018825 | 0.00047181 | 0 | 0 |  | 1 | TRUE | wye
162 | LV_2476-1_0_10_load_125 | 180 | 0.0022849 | 0.00057266 | 0 | 0 |  | 1 | TRUE | wye
163 | LV_2476-1_0_10_load_106 | 181 | 0.0017742 | 0.00044465 | 0 | 0 |  | 1 | TRUE | wye
164 | LV_2476-1_0_10_load_107 | 182 | 0.0011412 | 0.00028602 | 0 | 0 |  | 1 | TRUE | wye
165 | LV_2476-1_0_10_load_108 | 183 | 0.0017656 | 0.0004425 | 0 | 0 |  | 1 | TRUE | wye
166 | LV_2476-1_0_10_load_109 | 184 | 0.00090896 | 0.00022781 | 0 | 0 |  | 1 | TRUE | wye
167 | LV_2476-1_0_10_load_129 | 187 | 0.0029928 | 0.00075005 | 0 | 0 |  | 1 | TRUE | wye
168 | LV_2476-1_0_10_load_199 | 188 | 0.0023363 | 0.00058553 | 0 | 0 |  | 1 | TRUE | wye
169 | LV_2476-1_0_10_load_161 | 189 | 0.00069833 | 0.00017502 | 0 | 0 |  | 1 | TRUE | wye
170 | LV_2476-1_0_10_load_157 | 190 | 0.0029887 | 0.00074904 | 0 | 0 |  | 1 | TRUE | wye
171 | LV_2476-1_0_10_load_198 | 191 | 0.002348 | 0.00058847 | 0 | 0 |  | 1 | TRUE | wye
172 | LV_2476-1_0_10_load_112 | 192 | 0.0031136 | 0.00078033 | 0 | 0 |  | 1 | TRUE | wye
173 | LV_2476-1_0_10_load_114 | 193 | 0.0091988 | 0.0023054 | 0 | 0 |  | 1 | TRUE | wye
174 | LV_2476-1_0_10_load_155 | 194 | 0.0056097 | 0.0014059 | 0 | 0 |  | 1 | TRUE | wye
175 | LV_2476-1_0_10_load_263 | 196 | 0.002598 | 0.00065111 | 0 | 0 |  | 1 | TRUE | wye
176 | LV_2476-1_0_10_load_207 | 197 | 0.0013674 | 0.00034272 | 0 | 0 |  | 1 | TRUE | wye
177 | LV_2476-1_0_10_load_240 | 198 | 0.0013741 | 0.00034437 | 0 | 0 |  | 1 | TRUE | wye
178 | LV_2476-1_0_10_load_206 | 199 | 0.0013092 | 0.00032813 | 0 | 0 |  | 1 | TRUE | wye
179 | LV_2476-1_0_10_load_212 | 200 | 0.0013102 | 0.00032837 | 0 | 0 |  | 1 | TRUE | wye
180 | LV_2476-1_0_10_load_119 | 201 | 0.002322 | 0.00058196 | 0 | 0 |  | 1 | TRUE | wye
181 | LV_2476-1_0_10_load_120 | 202 | 0.0013731 | 0.00034414 | 0 | 0 |  | 1 | TRUE | wye
182 | LV_2476-1_0_10_load_121 | 203 | 0.00023191 | 5.8121e-05 | 0 | 0 |  | 1 | TRUE | wye
183 | LV_2476-1_0_10_load_122 | 204 | 0.0013093 | 0.00032814 | 0 | 0 |  | 1 | TRUE | wye
184 | LV_2476-1_0_10_load_123 | 205 | 0.00022549 | 5.6514e-05 | 0 | 0 |  | 1 | TRUE | wye
185 | LV_2476-1_0_10_load_154 | 206 | 0.0013093 | 0.00032814 | 0 | 0 |  | 1 | TRUE | wye
186 | LV_2476-1_0_10_load_255 | 207 | 0.00088023 | 0.00022061 | 0 | 0 |  | 1 | TRUE | wye
187 | LV_2476-1_0_10_load_241 | 208 | 0.0013694 | 0.0003432 | 0 | 0 |  | 1 | TRUE | wye
188 | LV_2476-1_0_10_load_256 | 209 | 0.0067463 | 0.0016908 | 0 | 0 |  | 1 | TRUE | wye
189 | LV_2476-1_0_10_load_150 | 210 | 0.0025167 | 0.00063073 | 0 | 0 |  | 1 | TRUE | wye
190 | LV_2476-1_0_10_load_200 | 211 | 0.0025033 | 0.00062738 | 0 | 0 |  | 1 | TRUE | wye
191 | LV_2476-1_0_10_load_266 | 213 | 0.0036647 | 0.00091846 | 0 | 0 |  | 1 | TRUE | wye
192 | LV_2476-1_0_10_load_135 | 214 | 0.0026366 | 0.00066078 | 0 | 0 |  | 1 | TRUE | wye
193 | LV_2476-1_0_10_load_136 | 215 | 0.0030492 | 0.0007642 | 0 | 0 |  | 1 | TRUE | wye
194 | LV_2476-1_0_10_load_286 | 217 | 0.01403 | 0.0035163 | 0 | 0 |  | 1 | TRUE | wye
195 | LV_2476-1_0_10_load_284 | 218 | 0.0026574 | 0.00066601 | 0 | 0 |  | 1 | TRUE | wye
196 | LV_2476-1_0_10_load_285 | 219 | 0.0063699 | 0.0015965 | 0 | 0 |  | 1 | TRUE | wye
197 | LV_2476-1_0_10_load_142 | 220 | 0.0015255 | 0.00038233 | 0 | 0 |  | 1 | TRUE | wye
198 | LV_2476-1_0_10_load_181 | 221 | 0.0027458 | 0.00068815 | 0 | 0 |  | 1 | TRUE | wye
199 | LV_2476-1_0_10_load_250 | 222 | 0.00086962 | 0.00021795 | 0 | 0 |  | 1 | TRUE | wye
200 | LV_2476-1_0_10_load_248 | 223 | 0.00085983 | 0.00021549 | 0 | 0 |  | 1 | TRUE | wye
201 | LV_2476-1_0_10_load_205 | 224 | 0.0013124 | 0.00032893 | 0 | 0 |  | 1 | TRUE | wye
202 | LV_2476-1_0_10_load_242 | 225 | 0.0046174 | 0.0011572 | 0 | 0 |  | 1 | TRUE | wye
203 | LV_2476-1_0_10_load_213 | 226 | 0.0076927 | 0.001928 | 0 | 0 |  | 1 | TRUE | wye
204 | LV_2476-1_0_10_load_218 | 227 | 0.007453 | 0.0018679 | 0 | 0 |  | 1 | TRUE | wye
205 | LV_2476-1_0_10_load_158 | 228 | 0.0028249 | 0.000708 | 0 | 0 |  | 1 | TRUE | wye
206 | LV_2476-1_0_10_load_160 | 229 | 0.0034714 | 0.00087001 | 0 | 0 |  | 1 | TRUE | wye
207 | LV_2476-1_0_10_load_165 | 230 | 0.0017173 | 0.0004304 | 0 | 0 |  | 1 | TRUE | wye
208 | LV_2476-1_0_10_load_224 | 231 | 0.00069877 | 0.00017513 | 0 | 0 |  | 1 | TRUE | wye
209 | LV_2476-1_0_10_load_222 | 232 | 0.0018019 | 0.00045159 | 0 | 0 |  | 1 | TRUE | wye
210 | LV_2476-1_0_10_load_162 | 233 | 0.00597 | 0.0014962 | 0 | 0 |  | 1 | TRUE | wye
211 | LV_2476-1_0_10_load_167 | 234 | 0.0020979 | 0.00052577 | 0 | 0 |  | 1 | TRUE | wye
212 | LV_2476-1_0_10_load_168 | 235 | 0.0020962 | 0.00052535 | 0 | 0 |  | 1 | TRUE | wye
213 | LV_2476-1_0_10_load_170 | 236 | 0.0020955 | 0.00052519 | 0 | 0 |  | 1 | TRUE | wye
214 | LV_2476-1_0_10_load_171 | 237 | 0.0018151 | 0.00045491 | 0 | 0 |  | 1 | TRUE | wye
215 | LV_2476-1_0_10_load_234 | 238 | 0.0020939 | 0.00052479 | 0 | 0 |  | 1 | TRUE | wye
216 | LV_2476-1_0_10_load_277 | 239 | 0.0058886 | 0.0014758 | 0 | 0 |  | 1 | TRUE | wye
217 | LV_2476-1_0_10_load_233 | 240 | 0.0020849 | 0.00052253 | 0 | 0 |  | 1 | TRUE | wye
218 | LV_2476-1_0_10_load_173 | 241 | 0.0014305 | 0.00035852 | 0 | 0 |  | 1 | TRUE | wye
219 | LV_2476-1_0_10_load_175 | 243 | 0.0015068 | 0.00037764 | 0 | 0 |  | 1 | TRUE | wye
220 | LV_2476-1_0_10_load_204 | 244 | 0.0011104 | 0.00027829 | 0 | 0 |  | 1 | TRUE | wye
221 | LV_2476-1_0_10_load_251 | 245 | 0.0025475 | 0.00063846 | 0 | 0 |  | 1 | TRUE | wye
222 | LV_2476-1_0_10_load_238 | 246 | 0.0020898 | 0.00052376 | 0 | 0 |  | 1 | TRUE | wye
223 | LV_2476-1_0_10_load_209 | 247 | 0.0049788 | 0.0012478 | 0 | 0 |  | 1 | TRUE | wye
224 | LV_2476-1_0_10_load_189 | 248 | 0.0022407 | 0.00056156 | 0 | 0 |  | 1 | TRUE | wye
225 | LV_2476-1_0_10_load_190 | 249 | 0.0018854 | 0.00047253 | 0 | 0 |  | 1 | TRUE | wye
226 | LV_2476-1_0_10_load_191 | 250 | 0.0018224 | 0.00045674 | 0 | 0 |  | 1 | TRUE | wye
227 | LV_2476-1_0_10_load_192 | 252 | 0.0021292 | 0.00053364 | 0 | 0 |  | 1 | TRUE | wye
228 | LV_2476-1_0_10_load_294 | 253 | 0.0024124 | 0.00060459 | 0 | 0 |  | 1 | TRUE | wye
229 | LV_2476-1_0_10_load_282 | 254 | 0.0014182 | 0.00035543 | 0 | 0 |  | 1 | TRUE | wye
230 | LV_2476-1_0_10_load_283 | 255 | 0.0016931 | 0.00042432 | 0 | 0 |  | 1 | TRUE | wye
231 | LV_2476-1_0_10_load_196 | 256 | 0.0013681 | 0.00034287 | 0 | 0 |  | 1 | TRUE | wye
232 | LV_2476-1_0_10_load_210 | 257 | 0.0019982 | 0.0005008 | 0 | 0 |  | 1 | TRUE | wye
233 | LV_2476-1_0_10_load_211 | 258 | 0.0015954 | 0.00039985 | 0 | 0 |  | 1 | TRUE | wye
234 | LV_2476-1_0_10_load_214 | 259 | 0.0017367 | 0.00043525 | 0 | 0 |  | 1 | TRUE | wye
235 | LV_2476-1_0_10_load_219 | 260 | 0.0016414 | 0.00041138 | 0 | 0 |  | 1 | TRUE | wye
236 | LV_2476-1_0_10_load_215 | 261 | 0.0016249 | 0.00040725 | 0 | 0 |  | 1 | TRUE | wye
237 | LV_2476-1_0_10_load_217 | 262 | 0.0013069 | 0.00032754 | 0 | 0 |  | 1 | TRUE | wye
238 | LV_2476-1_0_10_load_245 | 264 | 0.0013651 | 0.00034212 | 0 | 0 |  | 1 | TRUE | wye
239 | LV_2476-1_0_10_load_295 | 265 | 0.00023417 | 5.8689e-05 | 0 | 0 |  | 1 | TRUE | wye
240 | LV_2476-1_0_10_load_220 | 266 | 0.0020217 | 0.00050667 | 0 | 0 |  | 1 | TRUE | wye
241 | LV_2476-1_0_10_load_221 | 267 | 0.0018059 | 0.0004526 | 0 | 0 |  | 1 | TRUE | wye
242 | LV_2476-1_0_10_load_223 | 268 | 0.001251 | 0.00031353 | 0 | 0 |  | 1 | TRUE | wye
243 | LV_2476-1_0_10_load_225 | 269 | 0.0009193 | 0.0002304 | 0 | 0 |  | 1 | TRUE | wye
244 | LV_2476-1_0_10_load_226 | 270 | 0.0010647 | 0.00026685 | 0 | 0 |  | 1 | TRUE | wye
245 | LV_2476-1_0_10_load_227 | 271 | 0.0015509 | 0.00038869 | 0 | 0 |  | 1 | TRUE | wye
246 | LV_2476-1_0_10_load_276 | 272 | 0.0018408 | 0.00046135 | 0 | 0 |  | 1 | TRUE | wye
247 | LV_2476-1_0_10_load_275 | 273 | 0.0015965 | 0.00040013 | 0 | 0 |  | 1 | TRUE | wye
248 | LV_2476-1_0_10_load_244 | 274 | 0.0024823 | 0.00062213 | 0 | 0 |  | 1 | TRUE | wye
249 | LV_2476-1_0_10_load_236 | 276 | 0.002027 | 0.00050801 | 0 | 0 |  | 1 | TRUE | wye
250 | LV_2476-1_0_10_load_237 | 277 | 0.0030385 | 0.00076151 | 0 | 0 |  | 1 | TRUE | wye
251 | LV_2476-1_0_10_load_243 | 278 | 0.0019124 | 0.00047928 | 0 | 0 |  | 1 | TRUE | wye
252 | LV_2476-1_0_10_load_269 | 279 | 0.002287 | 0.00057319 | 0 | 0 |  | 1 | TRUE | wye
253 | LV_2476-1_0_10_load_270 | 280 | 0.0016839 | 0.00042201 | 0 | 0 |  | 1 | TRUE | wye
254 | LV_2476-1_0_10_load_246 | 281 | 0.00088967 | 0.00022297 | 0 | 0 |  | 1 | TRUE | wye
255 | LV_2476-1_0_10_load_247 | 282 | 0.0059584 | 0.0014933 | 0 | 0 |  | 1 | TRUE | wye
256 | LV_2476-1_0_10_load_249 | 283 | 0.0040331 | 0.0010108 | 0 | 0 |  | 1 | TRUE | wye
257 | LV_2476-1_0_10_load_271 | 284 | 0.0034142 | 0.00085568 | 0 | 0 |  | 1 | TRUE | wye
258 | LV_2476-1_0_10_load_272 | 285 | 0.0018936 | 0.00047458 | 0 | 0 |  | 1 | TRUE | wye
259 | LV_2476-1_0_10_load_273 | 286 | 0.0016272 | 0.0004078 | 0 | 0 |  | 1 | TRUE | wye
260 | LV_2476-1_0_10_load_291 | 287 | 0.0018932 | 0.00047448 | 0 | 0 |  | 1 | TRUE | wye

## ext_grid
| name | bus | vm_pu | va_degree | slack_weight | in_service
0 |  | 179 | 1 | 0 | 1 | TRUE

## line
| name | std_type | from_bus | to_bus | length_km | r_ohm_per_km | x_ohm_per_km | c_nf_per_km | g_us_per_km | max_i_ka | df | parallel | type | in_service
0 | LV_2476-1_0_10_line_0 |  | 0 | 1 | 0.023035 | 0.125 | 0.08 | 261 | 0 | 0.364 | 1 | 5 | cs | TRUE
1 | LV_2476-1_0_10_line_1 |  | 0 | 2 | 0.014452 | 0.125 | 0.08 | 261 | 0 | 0.364 | 1 | 5 | cs | TRUE
2 | LV_2476-1_0_10_line_2 |  | 1 | 3 | 0.011599 | 0.125 | 0.08 | 261 | 0 | 0.364 | 1 | 5 | cs | TRUE
3 | LV_2476-1_0_10_line_3 |  | 2 | 4 | 0.019489 | 0.125 | 0.08 | 261 | 0 | 0.364 | 1 | 5 | cs | TRUE
4 | LV_2476-1_0_10_line_4 |  | 3 | 5 | 0.0087412 | 0.125 | 0.08 | 261 | 0 | 0.364 | 1 | 5 | cs | TRUE
5 | LV_2476-1_0_10_line_5 |  | 4 | 6 | 0.0034904 | 0.125 | 0.08 | 261 | 0 | 0.364 | 1 | 5 | cs | TRUE
6 | LV_2476-1_0_10_line_6 |  | 5 | 7 | 0.01837 | 0.125 | 0.08 | 261 | 0 | 0.364 | 1 | 5 | cs | TRUE
7 | LV_2476-1_0_10_line_7 |  | 6 | 8 | 0.00045032 | 0.125 | 0.08 | 261 | 0 | 0.364 | 1 | 5 | cs | TRUE
8 | LV_2476-1_0_10_line_8 |  | 7 | 214 | 0.0092473 | 0.125 | 0.08 | 261 | 0 | 0.364 | 1 | 5 | cs | TRUE
9 | LV_2476-1_0_10_line_9 |  | 8 | 177 | 0.018218 | 0.125 | 0.08 | 261 | 0 | 0.364 | 1 | 5 | cs | TRUE
10 | LV_2476-1_0_10_line_10 |  | 9 | 10 | 0.02226 | 0.125 | 0.08 | 261 | 0 | 0.364 | 1 | 1 | cs | TRUE
11 | LV_2476-1_0_10_line_11 |  | 9 | 11 | 0.012365 | 0.125 | 0.08 | 261 | 0 | 0.364 | 1 | 1 | cs | TRUE
12 | LV_2476-1_0_10_line_12 |  | 10 | 12 | 0.023259 | 0.125 | 0.08 | 261 | 0 | 0.364 | 1 | 1 | cs | TRUE
13 | LV_2476-1_0_10_line_13 |  | 11 | 13 | 0.0081593 | 0.125 | 0.08 | 261 | 0 | 0.364 | 1 | 1 | cs | TRUE
14 | LV_2476-1_0_10_line_14 |  | 12 | 14 | 0.019081 | 0.125 | 0.08 | 261 | 0 | 0.364 | 1 | 5 | cs | TRUE
15 | LV_2476-1_0_10_line_15 |  | 12 | 15 | 0.010162 | 0.125 | 0.08 | 261 | 0 | 0.364 | 1 | 5 | cs | TRUE
16 | LV_2476-1_0_10_line_16 |  | 13 | 16 | 0.018819 | 0.125 | 0.08 | 261 | 0 | 0.364 | 1 | 1 | cs | TRUE
17 | LV_2476-1_0_10_line_17 |  | 14 | 17 | 0.033431 | 0.125 | 0.08 | 261 | 0 | 0.364 | 1 | 5 | cs | TRUE
18 | LV_2476-1_0_10_line_18 |  | 15 | 18 | 0.044744 | 0.125 | 0.08 | 261 | 0 | 0.364 | 1 | 1 | cs | TRUE
19 | LV_2476-1_0_10_line_19 |  | 15 | 19 | 0.018719 | 0.125 | 0.08 | 261 | 0 | 0.364 | 1 | 5 | cs | TRUE
20 | LV_2476-1_0_10_line_20 |  | 16 | 20 | 0.010128 | 0.125 | 0.08 | 261 | 0 | 0.364 | 1 | 1 | cs | TRUE
21 | LV_2476-1_0_10_line_21 |  | 17 | 274 | 0.024599 | 0.125 | 0.08 | 261 | 0 | 0.364 | 1 | 5 | cs | TRUE
22 | LV_2476-1_0_10_line_22 |  | 18 | 124 | 0.0058175 | 0.125 | 0.08 | 261 | 0 | 0.364 | 1 | 1 | cs | TRUE
23 | LV_2476-1_0_10_line_23 |  | 19 | 92 | 0.022844 | 0.125 | 0.08 | 261 | 0 | 0.364 | 1 | 2 | cs | TRUE
24 | LV_2476-1_0_10_line_24 |  | 20 | 132 | 0.01547 | 0.125 | 0.08 | 261 | 0 | 0.364 | 1 | 1 | cs | TRUE
25 | LV_2476-1_0_10_line_25 |  | 21 | 22 | 0.01424 | 0.125 | 0.08 | 261 | 0 | 0.364 | 1 | 1 | cs | TRUE
26 | LV_2476-1_0_10_line_26 |  | 21 | 23 | 0.0046991 | 0.125 | 0.08 | 261 | 0 | 0.364 | 1 | 1 | cs | TRUE
27 | LV_2476-1_0_10_line_27 |  | 22 | 24 | 0.0067712 | 0.125 | 0.08 | 261 | 0 | 0.364 | 1 | 1 | cs | TRUE
28 | LV_2476-1_0_10_line_28 |  | 23 | 25 | 0.017042 | 0.125 | 0.08 | 261 | 0 | 0.364 | 1 | 1 | cs | TRUE
29 | LV_2476-1_0_10_line_29 |  | 25 | 26 | 0.022459 | 0.125 | 0.08 | 261 | 0 | 0.364 | 1 | 1 | cs | TRUE
30 | LV_2476-1_0_10_line_30 |  | 25 | 27 | 0.0034453 | 0.125 | 0.08 | 261 | 0 | 0.364 | 1 | 1 | cs | TRUE
31 | LV_2476-1_0_10_line_31 |  | 26 | 28 | 0.017288 | 0.125 | 0.08 | 261 | 0 | 0.364 | 1 | 1 | cs | TRUE
32 | LV_2476-1_0_10_line_32 |  | 28 | 148 | 0.013815 | 0.125 | 0.08 | 261 | 0 | 0.364 | 1 | 1 | cs | TRUE
33 | LV_2476-1_0_10_line_33 |  | 28 | 145 | 0.014258 | 0.125 | 0.08 | 261 | 0 | 0.364 | 1 | 1 | cs | TRUE
34 | LV_2476-1_0_10_line_34 |  | 29 | 30 | 0.033735 | 0.125 | 0.08 | 261 | 0 | 0.364 | 1 | 1 | cs | TRUE
35 | LV_2476-1_0_10_line_35 |  | 29 | 31 | 0.048195 | 0.125 | 0.08 | 261 | 0 | 0.364 | 1 | 1 | cs | TRUE
36 | LV_2476-1_0_10_line_36 |  | 30 | 35 | 0.023289 | 0.125 | 0.08 | 261 | 0 | 0.364 | 1 | 1 | cs | TRUE
37 | LV_2476-1_0_10_line_37 |  | 31 | 36 | 0.037419 | 0.125 | 0.08 | 261 | 0 | 0.364 | 1 | 1 | cs | TRUE
38 | LV_2476-1_0_10_line_38 |  | 32 | 33 | 0.023116 | 0.125 | 0.08 | 261 | 0 | 0.364 | 1 | 1 | cs | TRUE
39 | LV_2476-1_0_10_line_39 |  | 32 | 34 | 0.048531 | 0.125 | 0.08 | 261 | 0 | 0.364 | 1 | 1 | cs | TRUE
40 | LV_2476-1_0_10_line_40 |  | 33 | 40 | 0.030722 | 0.125 | 0.08 | 261 | 0 | 0.364 | 1 | 1 | cs | TRUE
41 | LV_2476-1_0_10_line_41 |  | 34 | 41 | 0.025427 | 0.125 | 0.08 | 261 | 0 | 0.364 | 1 | 1 | cs | TRUE
42 | LV_2476-1_0_10_line_42 |  | 34 | 36 | 0.045229 | 0.125 | 0.08 | 261 | 0 | 0.364 | 1 | 1 | cs | TRUE
43 | LV_2476-1_0_10_line_43 |  | 35 | 44 | 0.0106 | 0.125 | 0.08 | 261 | 0 | 0.364 | 1 | 1 | cs | TRUE
44 | LV_2476-1_0_10_line_44 |  | 37 | 38 | 0.0068493 | 0.125 | 0.08 | 261 | 0 | 0.364 | 1 | 1 | cs | TRUE
45 | LV_2476-1_0_10_line_45 |  | 37 | 39 | 0.010163 | 0.125 | 0.08 | 261 | 0 | 0.364 | 1 | 1 | cs | TRUE
46 | LV_2476-1_0_10_line_46 |  | 38 | 43 | 0.0066133 | 0.125 | 0.08 | 261 | 0 | 0.364 | 1 | 1 | cs | TRUE
47 | LV_2476-1_0_10_line_47 |  | 39 | 47 | 0.0058305 | 0.125 | 0.08 | 261 | 0 | 0.364 | 1 | 1 | cs | TRUE
48 | LV_2476-1_0_10_line_48 |  | 41 | 221 | 0.053052 | 0.125 | 0.08 | 261 | 0 | 0.364 | 1 | 1 | cs | TRUE
49 | LV_2476-1_0_10_line_49 |  | 42 | 43 | 0.018173 | 0.125 | 0.08 | 261 | 0 | 0.364 | 1 | 1 | cs | TRUE
50 | LV_2476-1_0_10_line_50 |  | 44 | 48 | 0.030246 | 0.125 | 0.08 | 261 | 0 | 0.364 | 1 | 1 | cs | TRUE
51 | LV_2476-1_0_10_line_51 |  | 45 | 46 | 0.025947 | 0.125 | 0.08 | 261 | 0 | 0.364 | 1 | 1 | cs | TRUE
52 | LV_2476-1_0_10_line_52 |  | 45 | 47 | 0.0061196 | 0.125 | 0.08 | 261 | 0 | 0.364 | 1 | 1 | cs | TRUE
53 | LV_2476-1_0_10_line_53 |  | 46 | 51 | 0.036975 | 0.125 | 0.08 | 261 | 0 | 0.364 | 1 | 1 | cs | TRUE
54 | LV_2476-1_0_10_line_54 |  | 48 | 122 | 0.038875 | 0.125 | 0.08 | 261 | 0 | 0.364 | 1 | 1 | cs | TRUE
55 | LV_2476-1_0_10_line_55 |  | 49 | 50 | 0.029059 | 0.125 | 0.08 | 261 | 0 | 0.364 | 1 | 1 | cs | TRUE
56 | LV_2476-1_0_10_line_56 |  | 50 | 162 | 0.0077989 | 0.125 | 0.08 | 261 | 0 | 0.364 | 1 | 1 | cs | TRUE
57 | LV_2476-1_0_10_line_57 |  | 51 | 164 | 0.00075523 | 0.125 | 0.08 | 261 | 0 | 0.364 | 1 | 1 | cs | TRUE
58 | LV_2476-1_0_10_line_58 |  | 52 | 53 | 0.0084398 | 0.125 | 0.08 | 261 | 0 | 0.364 | 1 | 1 | cs | TRUE
59 | LV_2476-1_0_10_line_59 |  | 53 | 54 | 0.024705 | 0.125 | 0.08 | 261 | 0 | 0.364 | 1 | 5 | cs | TRUE
60 | LV_2476-1_0_10_line_60 |  | 53 | 55 | 0.026864 | 0.125 | 0.08 | 261 | 0 | 0.364 | 1 | 5 | cs | TRUE
61 | LV_2476-1_0_10_line_61 |  | 54 | 60 | 0.052858 | 0.125 | 0.08 | 261 | 0 | 0.364 | 1 | 5 | cs | TRUE
62 | LV_2476-1_0_10_line_62 |  | 55 | 59 | 0.039741 | 0.125 | 0.08 | 261 | 0 | 0.364 | 1 | 5 | cs | TRUE
63 | LV_2476-1_0_10_line_63 |  | 56 | 57 | 0.031294 | 0.125 | 0.08 | 261 | 0 | 0.364 | 1 | 1 | cs | TRUE
64 | LV_2476-1_0_10_line_64 |  | 56 | 58 | 0.038626 | 0.125 | 0.08 | 261 | 0 | 0.364 | 1 | 1 | cs | TRUE
65 | LV_2476-1_0_10_line_65 |  | 58 | 59 | 0.024513 | 0.125 | 0.08 | 261 | 0 | 0.364 | 1 | 5 | cs | TRUE
66 | LV_2476-1_0_10_line_66 |  | 58 | 61 | 0.044247 | 0.125 | 0.08 | 261 | 0 | 0.364 | 1 | 5 | cs | TRUE
67 | LV_2476-1_0_10_line_67 |  | 60 | 64 | 0.016422 | 0.125 | 0.08 | 261 | 0 | 0.364 | 1 | 5 | cs | TRUE
68 | LV_2476-1_0_10_line_68 |  | 61 | 230 | 0.0034674 | 0.125 | 0.08 | 261 | 0 | 0.364 | 1 | 5 | cs | TRUE
69 | LV_2476-1_0_10_line_69 |  | 61 | 233 | 0.01083 | 0.125 | 0.08 | 261 | 0 | 0.364 | 1 | 1 | cs | TRUE
70 | LV_2476-1_0_10_line_70 |  | 62 | 63 | 0.064905 | 0.125 | 0.08 | 261 | 0 | 0.364 | 1 | 1 | cs | TRUE
71 | LV_2476-1_0_10_line_71 |  | 63 | 65 | 0.053345 | 0.125 | 0.08 | 261 | 0 | 0.364 | 1 | 1 | cs | TRUE
72 | LV_2476-1_0_10_line_72 |  | 64 | 65 | 0.052686 | 0.125 | 0.08 | 261 | 0 | 0.364 | 1 | 5 | cs | TRUE
73 | LV_2476-1_0_10_line_73 |  | 65 | 119 | 0.032427 | 0.125 | 0.08 | 261 | 0 | 0.364 | 1 | 5 | cs | TRUE
74 | LV_2476-1_0_10_line_74 |  | 66 | 67 | 0.0027327 | 0.125 | 0.08 | 261 | 0 | 0.364 | 1 | 1 | cs | TRUE
75 | LV_2476-1_0_10_line_75 |  | 66 | 68 | 0.0098199 | 0.125 | 0.08 | 261 | 0 | 0.364 | 1 | 1 | cs | TRUE
76 | LV_2476-1_0_10_line_76 |  | 67 | 69 | 0.0086165 | 0.125 | 0.08 | 261 | 0 | 0.364 | 1 | 1 | cs | TRUE
77 | LV_2476-1_0_10_line_77 |  | 69 | 70 | 0.02772 | 0.125 | 0.08 | 261 | 0 | 0.364 | 1 | 1 | cs | TRUE
78 | LV_2476-1_0_10_line_78 |  | 70 | 71 | 0.011201 | 0.125 | 0.08 | 261 | 0 | 0.364 | 1 | 1 | cs | TRUE
79 | LV_2476-1_0_10_line_79 |  | 71 | 180 | 0.022856 | 0.125 | 0.08 | 261 | 0 | 0.364 | 1 | 1 | cs | TRUE
80 | LV_2476-1_0_10_line_80 |  | 72 | 73 | 0.0054551 | 0.125 | 0.08 | 261 | 0 | 0.364 | 1 | 1 | cs | TRUE
81 | LV_2476-1_0_10_line_81 |  | 73 | 79 | 0.036181 | 0.125 | 0.08 | 261 | 0 | 0.364 | 1 | 1 | cs | TRUE
82 | LV_2476-1_0_10_line_82 |  | 73 | 80 | 0.016187 | 0.125 | 0.08 | 261 | 0 | 0.364 | 1 | 1 | cs | TRUE
83 | LV_2476-1_0_10_line_83 |  | 74 | 75 | 0.0066392 | 0.125 | 0.08 | 261 | 0 | 0.364 | 1 | 1 | cs | TRUE
84 | LV_2476-1_0_10_line_84 |  | 75 | 76 | 0.022184 | 0.125 | 0.08 | 261 | 0 | 0.364 | 1 | 1 | cs | TRUE
85 | LV_2476-1_0_10_line_85 |  | 76 | 77 | 0.026406 | 0.125 | 0.08 | 261 | 0 | 0.364 | 1 | 1 | cs | TRUE
86 | LV_2476-1_0_10_line_86 |  | 77 | 78 | 0.0017803 | 0.125 | 0.08 | 261 | 0 | 0.364 | 1 | 1 | cs | TRUE
87 | LV_2476-1_0_10_line_87 |  | 78 | 97 | 0.048763 | 0.125 | 0.08 | 261 | 0 | 0.364 | 1 | 1 | cs | TRUE
88 | LV_2476-1_0_10_line_88 |  | 79 | 131 | 0.012102 | 0.125 | 0.08 | 261 | 0 | 0.364 | 1 | 1 | cs | TRUE
89 | LV_2476-1_0_10_line_89 |  | 80 | 285 | 0.024621 | 0.125 | 0.08 | 261 | 0 | 0.364 | 1 | 1 | cs | TRUE
90 | LV_2476-1_0_10_line_90 |  | 81 | 82 | 0.0011098 | 0.125 | 0.08 | 261 | 0 | 0.364 | 1 | 1 | cs | TRUE
91 | LV_2476-1_0_10_line_91 |  | 81 | 83 | 0.031025 | 0.125 | 0.08 | 261 | 0 | 0.364 | 1 | 1 | cs | TRUE
92 | LV_2476-1_0_10_line_92 |  | 82 | 84 | 0.03217 | 0.125 | 0.08 | 261 | 0 | 0.364 | 1 | 1 | cs | TRUE
93 | LV_2476-1_0_10_line_93 |  | 83 | 85 | 0.0011076 | 0.125 | 0.08 | 261 | 0 | 0.364 | 1 | 1 | cs | TRUE
94 | LV_2476-1_0_10_line_94 |  | 84 | 86 | 0.011272 | 0.125 | 0.08 | 261 | 0 | 0.364 | 1 | 1 | cs | TRUE
95 | LV_2476-1_0_10_line_95 |  | 85 | 87 | 0.018708 | 0.125 | 0.08 | 261 | 0 | 0.364 | 1 | 1 | cs | TRUE
96 | LV_2476-1_0_10_line_96 |  | 86 | 88 | 0.007928 | 0.125 | 0.08 | 261 | 0 | 0.364 | 1 | 5 | cs | TRUE
97 | LV_2476-1_0_10_line_97 |  | 86 | 89 | 0.018047 | 0.125 | 0.08 | 261 | 0 | 0.364 | 1 | 5 | cs | TRUE
98 | LV_2476-1_0_10_line_98 |  | 87 | 90 | 0.016078 | 0.125 | 0.08 | 261 | 0 | 0.364 | 1 | 1 | cs | TRUE
99 | LV_2476-1_0_10_line_99 |  | 88 | 166 | 0.029147 | 0.125 | 0.08 | 261 | 0 | 0.364 | 1 | 5 | cs | TRUE
100 | LV_2476-1_0_10_line_100 |  | 88 | 167 | 0.017218 | 0.125 | 0.08 | 261 | 0 | 0.364 | 1 | 1 | cs | TRUE
101 | LV_2476-1_0_10_line_101 |  | 89 | 168 | 0.030494 | 0.125 | 0.08 | 261 | 0 | 0.364 | 1 | 5 | cs | TRUE
102 | LV_2476-1_0_10_line_102 |  | 90 | 180 | 0.0075857 | 0.125 | 0.08 | 261 | 0 | 0.364 | 1 | 1 | cs | TRUE
103 | LV_2476-1_0_10_line_103 |  | 91 | 92 | 0.00040023 | 0.125 | 0.08 | 261 | 0 | 0.364 | 1 | 1 | cs | TRUE
104 | LV_2476-1_0_10_line_104 |  | 91 | 93 | 0.0012612 | 0.125 | 0.08 | 261 | 0 | 0.364 | 1 | 1 | cs | TRUE
105 | LV_2476-1_0_10_line_105 |  | 93 | 94 | 0.0068217 | 0.125 | 0.08 | 261 | 0 | 0.364 | 1 | 1 | cs | TRUE
106 | LV_2476-1_0_10_line_106 |  | 94 | 95 | 0.027922 | 0.125 | 0.08 | 261 | 0 | 0.364 | 1 | 1 | cs | TRUE
107 | LV_2476-1_0_10_line_107 |  | 95 | 96 | 0.021563 | 0.125 | 0.08 | 261 | 0 | 0.364 | 1 | 1 | cs | TRUE
108 | LV_2476-1_0_10_line_108 |  | 96 | 156 | 0.01389 | 0.125 | 0.08 | 261 | 0 | 0.364 | 1 | 1 | cs | TRUE
109 | LV_2476-1_0_10_line_109 |  | 96 | 154 | 0.031083 | 0.125 | 0.08 | 261 | 0 | 0.364 | 1 | 1 | cs | TRUE
110 | LV_2476-1_0_10_line_110 |  | 97 | 245 | 0.022832 | 0.125 | 0.08 | 261 | 0 | 0.364 | 1 | 1 | cs | TRUE
111 | LV_2476-1_0_10_line_111 |  | 98 | 99 | 0.017204 | 0.125 | 0.08 | 261 | 0 | 0.364 | 1 | 1 | cs | TRUE
112 | LV_2476-1_0_10_line_112 |  | 98 | 100 | 0.00086867 | 0.125 | 0.08 | 261 | 0 | 0.364 | 1 | 1 | cs | TRUE
113 | LV_2476-1_0_10_line_113 |  | 99 | 101 | 0.01918 | 0.125 | 0.08 | 261 | 0 | 0.364 | 1 | 1 | cs | TRUE
114 | LV_2476-1_0_10_line_114 |  | 100 | 102 | 8.7261e-05 | 0.125 | 0.08 | 261 | 0 | 0.364 | 1 | 1 | cs | TRUE
115 | LV_2476-1_0_10_line_115 |  | 101 | 103 | 0.018889 | 0.125 | 0.08 | 261 | 0 | 0.364 | 1 | 1 | cs | TRUE
116 | LV_2476-1_0_10_line_116 |  | 102 | 104 | 0.015884 | 0.125 | 0.08 | 261 | 0 | 0.364 | 1 | 1 | cs | TRUE
117 | LV_2476-1_0_10_line_117 |  | 103 | 105 | 0.029452 | 0.125 | 0.08 | 261 | 0 | 0.364 | 1 | 1 | cs | TRUE
118 | LV_2476-1_0_10_line_118 |  | 104 | 106 | 5.963e-05 | 0.125 | 0.08 | 261 | 0 | 0.364 | 1 | 1 | cs | TRUE
119 | LV_2476-1_0_10_line_119 |  | 105 | 287 | 0.0025547 | 0.125 | 0.08 | 261 | 0 | 0.364 | 1 | 1 | cs | TRUE
120 | LV_2476-1_0_10_line_120 |  | 106 | 125 | 9.8221e-05 | 0.125 | 0.08 | 261 | 0 | 0.364 | 1 | 1 | cs | TRUE
121 | LV_2476-1_0_10_line_121 |  | 107 | 108 | 0.00076977 | 0.125 | 0.08 | 261 | 0 | 0.364 | 1 | 1 | cs | TRUE
122 | LV_2476-1_0_10_line_122 |  | 107 | 109 | 0.00039917 | 0.125 | 0.08 | 261 | 0 | 0.364 | 1 | 1 | cs | TRUE
123 | LV_2476-1_0_10_line_123 |  | 108 | 110 | 0.018529 | 0.125 | 0.08 | 261 | 0 | 0.364 | 1 | 1 | cs | TRUE
124 | LV_2476-1_0_10_line_124 |  | 109 | 111 | 0.015407 | 0.125 | 0.08 | 261 | 0 | 0.364 | 1 | 1 | cs | TRUE
125 | LV_2476-1_0_10_line_125 |  | 110 | 112 | 0.022503 | 0.125 | 0.08 | 261 | 0 | 0.364 | 1 | 1 | cs | TRUE
126 | LV_2476-1_0_10_line_126 |  | 111 | 113 | 0.020298 | 0.125 | 0.08 | 261 | 0 | 0.364 | 1 | 1 | cs | TRUE
127 | LV_2476-1_0_10_line_127 |  | 112 | 114 | 0.014567 | 0.125 | 0.08 | 261 | 0 | 0.364 | 1 | 1 | cs | TRUE
128 | LV_2476-1_0_10_line_128 |  | 113 | 115 | 0.029201 | 0.125 | 0.08 | 261 | 0 | 0.364 | 1 | 1 | cs | TRUE
129 | LV_2476-1_0_10_line_129 |  | 113 | 116 | 0.017903 | 0.125 | 0.08 | 261 | 0 | 0.364 | 1 | 1 | cs | TRUE
130 | LV_2476-1_0_10_line_130 |  | 114 | 187 | 0.017243 | 0.125 | 0.08 | 261 | 0 | 0.364 | 1 | 1 | cs | TRUE
131 | LV_2476-1_0_10_line_131 |  | 115 | 196 | 0.030276 | 0.125 | 0.08 | 261 | 0 | 0.364 | 1 | 1 | cs | TRUE
132 | LV_2476-1_0_10_line_132 |  | 116 | 143 | 0.0079022 | 0.125 | 0.08 | 261 | 0 | 0.364 | 1 | 1 | cs | TRUE
133 | LV_2476-1_0_10_line_133 |  | 116 | 138 | 0.017487 | 0.125 | 0.08 | 261 | 0 | 0.364 | 1 | 1 | cs | TRUE
134 | LV_2476-1_0_10_line_134 |  | 117 | 118 | 0.043264 | 0.125 | 0.08 | 261 | 0 | 0.364 | 1 | 1 | cs | TRUE
135 | LV_2476-1_0_10_line_135 |  | 117 | 119 | 0.047627 | 0.125 | 0.08 | 261 | 0 | 0.364 | 1 | 5 | cs | TRUE
136 | LV_2476-1_0_10_line_136 |  | 117 | 120 | 0.058483 | 0.125 | 0.08 | 261 | 0 | 0.364 | 1 | 5 | cs | TRUE
137 | LV_2476-1_0_10_line_137 |  | 118 | 121 | 0.000845 | 0.125 | 0.08 | 261 | 0 | 0.364 | 1 | 1 | cs | TRUE
138 | LV_2476-1_0_10_line_138 |  | 119 | 122 | 0.040667 | 0.125 | 0.08 | 261 | 0 | 0.364 | 1 | 1 | cs | TRUE
139 | LV_2476-1_0_10_line_139 |  | 120 | 123 | 0.0092467 | 0.125 | 0.08 | 261 | 0 | 0.364 | 1 | 5 | cs | TRUE
140 | LV_2476-1_0_10_line_140 |  | 121 | 163 | 0.0071988 | 0.125 | 0.08 | 261 | 0 | 0.364 | 1 | 1 | cs | TRUE
141 | LV_2476-1_0_10_line_141 |  | 123 | 169 | 0.0028609 | 0.125 | 0.08 | 261 | 0 | 0.364 | 1 | 5 | cs | TRUE
142 | LV_2476-1_0_10_line_142 |  | 123 | 170 | 0.0017484 | 0.125 | 0.08 | 261 | 0 | 0.364 | 1 | 1 | cs | TRUE
143 | LV_2476-1_0_10_line_143 |  | 124 | 247 | 0.013088 | 0.125 | 0.08 | 261 | 0 | 0.364 | 1 | 1 | cs | TRUE
144 | LV_2476-1_0_10_line_144 |  | 125 | 126 | 0.025124 | 0.125 | 0.08 | 261 | 0 | 0.364 | 1 | 1 | cs | TRUE
145 | LV_2476-1_0_10_line_145 |  | 126 | 127 | 0.014596 | 0.125 | 0.08 | 261 | 0 | 0.364 | 1 | 1 | cs | TRUE
146 | LV_2476-1_0_10_line_146 |  | 127 | 128 | 0.0059211 | 0.125 | 0.08 | 261 | 0 | 0.364 | 1 | 1 | cs | TRUE
147 | LV_2476-1_0_10_line_147 |  | 127 | 129 | 0.023621 | 0.125 | 0.08 | 261 | 0 | 0.364 | 1 | 1 | cs | TRUE
148 | LV_2476-1_0_10_line_148 |  | 128 | 130 | 0.012586 | 0.125 | 0.08 | 261 | 0 | 0.364 | 1 | 1 | cs | TRUE
149 | LV_2476-1_0_10_line_149 |  | 129 | 131 | 0.0011722 | 0.125 | 0.08 | 261 | 0 | 0.364 | 1 | 1 | cs | TRUE
150 | LV_2476-1_0_10_line_150 |  | 130 | 196 | 0.039278 | 0.125 | 0.08 | 261 | 0 | 0.364 | 1 | 1 | cs | TRUE
151 | LV_2476-1_0_10_line_151 |  | 132 | 133 | 0.017701 | 0.125 | 0.08 | 261 | 0 | 0.364 | 1 | 1 | cs | TRUE
152 | LV_2476-1_0_10_line_152 |  | 133 | 134 | 0.0026797 | 0.125 | 0.08 | 261 | 0 | 0.364 | 1 | 1 | cs | TRUE
153 | LV_2476-1_0_10_line_153 |  | 135 | 136 | 0.022473 | 0.125 | 0.08 | 261 | 0 | 0.364 | 1 | 1 | cs | TRUE
154 | LV_2476-1_0_10_line_154 |  | 135 | 137 | 0.0054401 | 0.125 | 0.08 | 261 | 0 | 0.364 | 1 | 1 | cs | TRUE
155 | LV_2476-1_0_10_line_155 |  | 136 | 138 | 0.024961 | 0.125 | 0.08 | 261 | 0 | 0.364 | 1 | 1 | cs | TRUE
156 | LV_2476-1_0_10_line_156 |  | 137 | 139 | 0.016383 | 0.125 | 0.08 | 261 | 0 | 0.364 | 1 | 1 | cs | TRUE
157 | LV_2476-1_0_10_line_157 |  | 137 | 140 | 0.050397 | 0.125 | 0.08 | 261 | 0 | 0.364 | 1 | 1 | cs | TRUE
158 | LV_2476-1_0_10_line_158 |  | 139 | 141 | 0.045901 | 0.125 | 0.08 | 261 | 0 | 0.364 | 1 | 1 | cs | TRUE
159 | LV_2476-1_0_10_line_159 |  | 140 | 142 | 0.0012923 | 0.125 | 0.08 | 261 | 0 | 0.364 | 1 | 1 | cs | TRUE
160 | LV_2476-1_0_10_line_160 |  | 142 | 144 | 0.027502 | 0.125 | 0.08 | 261 | 0 | 0.364 | 1 | 1 | cs | TRUE
161 | LV_2476-1_0_10_line_161 |  | 143 | 192 | 0.008012 | 0.125 | 0.08 | 261 | 0 | 0.364 | 1 | 1 | cs | TRUE
162 | LV_2476-1_0_10_line_162 |  | 144 | 242 | 0.017386 | 0.125 | 0.08 | 261 | 0 | 0.364 | 1 | 1 | cs | TRUE
163 | LV_2476-1_0_10_line_163 |  | 145 | 146 | 0.016101 | 0.125 | 0.08 | 261 | 0 | 0.364 | 1 | 1 | cs | TRUE
164 | LV_2476-1_0_10_line_164 |  | 146 | 147 | 0.0067932 | 0.125 | 0.08 | 261 | 0 | 0.364 | 1 | 1 | cs | TRUE
165 | LV_2476-1_0_10_line_165 |  | 148 | 149 | 0.02578 | 0.125 | 0.08 | 261 | 0 | 0.364 | 1 | 1 | cs | TRUE
166 | LV_2476-1_0_10_line_166 |  | 148 | 150 | 0.022807 | 0.125 | 0.08 | 261 | 0 | 0.364 | 1 | 1 | cs | TRUE
167 | LV_2476-1_0_10_line_167 |  | 149 | 151 | 0.0094862 | 0.125 | 0.08 | 261 | 0 | 0.364 | 1 | 1 | cs | TRUE
168 | LV_2476-1_0_10_line_168 |  | 150 | 152 | 0.0009814 | 0.125 | 0.08 | 261 | 0 | 0.364 | 1 | 1 | cs | TRUE
169 | LV_2476-1_0_10_line_169 |  | 151 | 156 | 0.016738 | 0.125 | 0.08 | 261 | 0 | 0.364 | 1 | 1 | cs | TRUE
170 | LV_2476-1_0_10_line_170 |  | 152 | 220 | 0.019864 | 0.125 | 0.08 | 261 | 0 | 0.364 | 1 | 1 | cs | TRUE
171 | LV_2476-1_0_10_line_171 |  | 153 | 154 | 0.012674 | 0.125 | 0.08 | 261 | 0 | 0.364 | 1 | 1 | cs | TRUE
172 | LV_2476-1_0_10_line_172 |  | 153 | 155 | 0.018202 | 0.125 | 0.08 | 261 | 0 | 0.364 | 1 | 1 | cs | TRUE
173 | LV_2476-1_0_10_line_173 |  | 157 | 158 | 0.0076121 | 0.125 | 0.08 | 261 | 0 | 0.364 | 1 | 1 | cs | TRUE
174 | LV_2476-1_0_10_line_174 |  | 158 | 159 | 0.0099684 | 0.125 | 0.08 | 261 | 0 | 0.364 | 1 | 1 | cs | TRUE
175 | LV_2476-1_0_10_line_175 |  | 159 | 160 | 0.010524 | 0.125 | 0.08 | 261 | 0 | 0.364 | 1 | 1 | cs | TRUE
176 | LV_2476-1_0_10_line_176 |  | 160 | 161 | 0.007613 | 0.125 | 0.08 | 261 | 0 | 0.364 | 1 | 1 | cs | TRUE
177 | LV_2476-1_0_10_line_177 |  | 161 | 243 | 0.0014707 | 0.125 | 0.08 | 261 | 0 | 0.364 | 1 | 1 | cs | TRUE
178 | LV_2476-1_0_10_line_178 |  | 162 | 163 | 0.029219 | 0.125 | 0.08 | 261 | 0 | 0.364 | 1 | 1 | cs | TRUE
179 | LV_2476-1_0_10_line_179 |  | 164 | 165 | 0.020614 | 0.125 | 0.08 | 261 | 0 | 0.364 | 1 | 1 | cs | TRUE
180 | LV_2476-1_0_10_line_180 |  | 165 | 224 | 0.0041508 | 0.125 | 0.08 | 261 | 0 | 0.364 | 1 | 1 | cs | TRUE
181 | LV_2476-1_0_10_line_181 |  | 166 | 212 | 0.046612 | 0.125 | 0.08 | 261 | 0 | 0.364 | 1 | 5 | cs | TRUE
182 | LV_2476-1_0_10_line_182 |  | 168 | 237 | 0.029118 | 0.125 | 0.08 | 261 | 0 | 0.364 | 1 | 1 | cs | TRUE
183 | LV_2476-1_0_10_line_183 |  | 168 | 234 | 0.022466 | 0.125 | 0.08 | 261 | 0 | 0.364 | 1 | 5 | cs | TRUE
184 | LV_2476-1_0_10_line_184 |  | 169 | 171 | 0.0041699 | 0.125 | 0.08 | 261 | 0 | 0.364 | 1 | 5 | cs | TRUE
185 | LV_2476-1_0_10_line_185 |  | 170 | 172 | 0.0041472 | 0.125 | 0.08 | 261 | 0 | 0.364 | 1 | 1 | cs | TRUE
186 | LV_2476-1_0_10_line_186 |  | 171 | 259 | 0.013076 | 0.125 | 0.08 | 261 | 0 | 0.364 | 1 | 5 | cs | TRUE
187 | LV_2476-1_0_10_line_187 |  | 172 | 256 | 0.013306 | 0.125 | 0.08 | 261 | 0 | 0.364 | 1 | 1 | cs | TRUE
188 | LV_2476-1_0_10_line_188 |  | 173 | 174 | 0.0090897 | 0.125 | 0.08 | 261 | 0 | 0.364 | 1 | 5 | cs | TRUE
189 | LV_2476-1_0_10_line_189 |  | 173 | 175 | 0.013848 | 0.125 | 0.08 | 261 | 0 | 0.364 | 1 | 5 | cs | TRUE
190 | LV_2476-1_0_10_line_190 |  | 174 | 176 | 0.011449 | 0.125 | 0.08 | 261 | 0 | 0.364 | 1 | 5 | cs | TRUE
191 | LV_2476-1_0_10_line_191 |  | 175 | 177 | 0.0085246 | 0.125 | 0.08 | 261 | 0 | 0.364 | 1 | 5 | cs | TRUE
192 | LV_2476-1_0_10_line_192 |  | 176 | 178 | 0.0082732 | 0.125 | 0.08 | 261 | 0 | 0.364 | 1 | 5 | cs | TRUE
193 | LV_2476-1_0_10_line_193 |  | 178 | 179 | 0.014008 | 0.125 | 0.08 | 261 | 0 | 0.364 | 1 | 5 | cs | TRUE
194 | LV_2476-1_0_10_line_194 |  | 179 | 210 | 0.036644 | 0.125 | 0.08 | 261 | 0 | 0.364 | 1 | 5 | cs | TRUE
195 | LV_2476-1_0_10_line_195 |  | 181 | 182 | 0.069486 | 0.125 | 0.08 | 261 | 0 | 0.364 | 1 | 5 | cs | TRUE
196 | LV_2476-1_0_10_line_196 |  | 181 | 183 | 0.0098238 | 0.125 | 0.08 | 261 | 0 | 0.364 | 1 | 5 | cs | TRUE
197 | LV_2476-1_0_10_line_197 |  | 182 | 184 | 0.0086555 | 0.125 | 0.08 | 261 | 0 | 0.364 | 1 | 5 | cs | TRUE
198 | LV_2476-1_0_10_line_198 |  | 183 | 185 | 0.04256 | 0.125 | 0.08 | 261 | 0 | 0.364 | 1 | 5 | cs | TRUE
199 | LV_2476-1_0_10_line_199 |  | 184 | 186 | 0.0098853 | 0.125 | 0.08 | 261 | 0 | 0.364 | 1 | 5 | cs | TRUE
200 | LV_2476-1_0_10_line_200 |  | 185 | 187 | 0.01496 | 0.125 | 0.08 | 261 | 0 | 0.364 | 1 | 1 | cs | TRUE
201 | LV_2476-1_0_10_line_201 |  | 185 | 188 | 0.023404 | 0.125 | 0.08 | 261 | 0 | 0.364 | 1 | 5 | cs | TRUE
202 | LV_2476-1_0_10_line_202 |  | 186 | 189 | 0.016068 | 0.125 | 0.08 | 261 | 0 | 0.364 | 1 | 1 | cs | TRUE
203 | LV_2476-1_0_10_line_203 |  | 186 | 190 | 0.010927 | 0.125 | 0.08 | 261 | 0 | 0.364 | 1 | 5 | cs | TRUE
204 | LV_2476-1_0_10_line_204 |  | 188 | 191 | 0.0083106 | 0.125 | 0.08 | 261 | 0 | 0.364 | 1 | 5 | cs | TRUE
205 | LV_2476-1_0_10_line_205 |  | 189 | 231 | 0.006367 | 0.125 | 0.08 | 261 | 0 | 0.364 | 1 | 1 | cs | TRUE
206 | LV_2476-1_0_10_line_206 |  | 190 | 228 | 0.026211 | 0.125 | 0.08 | 261 | 0 | 0.364 | 1 | 5 | cs | TRUE
207 | LV_2476-1_0_10_line_207 |  | 191 | 211 | 0.013279 | 0.125 | 0.08 | 261 | 0 | 0.364 | 1 | 5 | cs | TRUE
208 | LV_2476-1_0_10_line_208 |  | 192 | 193 | 0.05904 | 0.125 | 0.08 | 261 | 0 | 0.364 | 1 | 1 | cs | TRUE
209 | LV_2476-1_0_10_line_209 |  | 193 | 194 | 0.014767 | 0.125 | 0.08 | 261 | 0 | 0.364 | 1 | 1 | cs | TRUE
210 | LV_2476-1_0_10_line_210 |  | 194 | 195 | 0.01329 | 0.125 | 0.08 | 261 | 0 | 0.364 | 1 | 1 | cs | TRUE
211 | LV_2476-1_0_10_line_211 |  | 195 | 226 | 0.031246 | 0.125 | 0.08 | 261 | 0 | 0.364 | 1 | 1 | cs | TRUE
212 | LV_2476-1_0_10_line_212 |  | 197 | 198 | 0.012357 | 0.125 | 0.08 | 261 | 0 | 0.364 | 1 | 1 | cs | TRUE
213 | LV_2476-1_0_10_line_213 |  | 197 | 199 | 0.0041441 | 0.125 | 0.08 | 261 | 0 | 0.364 | 1 | 1 | cs | TRUE
214 | LV_2476-1_0_10_line_214 |  | 198 | 200 | 0.0041539 | 0.125 | 0.08 | 261 | 0 | 0.364 | 1 | 1 | cs | TRUE
215 | LV_2476-1_0_10_line_215 |  | 199 | 224 | 0.0040593 | 0.125 | 0.08 | 261 | 0 | 0.364 | 1 | 1 | cs | TRUE
216 | LV_2476-1_0_10_line_216 |  | 200 | 258 | 0.0038806 | 0.125 | 0.08 | 261 | 0 | 0.364 | 1 | 1 | cs | TRUE
217 | LV_2476-1_0_10_line_217 |  | 201 | 202 | 0.040367 | 0.125 | 0.08 | 261 | 0 | 0.364 | 1 | 2 | cs | TRUE
218 | LV_2476-1_0_10_line_218 |  | 201 | 203 | 0.055514 | 0.125 | 0.08 | 261 | 0 | 0.364 | 1 | 1 | cs | TRUE
219 | LV_2476-1_0_10_line_219 |  | 202 | 204 | 0.0078845 | 0.125 | 0.08 | 261 | 0 | 0.364 | 1 | 5 | cs | TRUE
220 | LV_2476-1_0_10_line_220 |  | 203 | 205 | 0.0016669 | 0.125 | 0.08 | 261 | 0 | 0.364 | 1 | 1 | cs | TRUE
221 | LV_2476-1_0_10_line_221 |  | 204 | 206 | 0.013712 | 0.125 | 0.08 | 261 | 0 | 0.364 | 1 | 5 | cs | TRUE
222 | LV_2476-1_0_10_line_222 |  | 205 | 207 | 0.043667 | 0.125 | 0.08 | 261 | 0 | 0.364 | 1 | 1 | cs | TRUE
223 | LV_2476-1_0_10_line_223 |  | 206 | 208 | 0.013743 | 0.125 | 0.08 | 261 | 0 | 0.364 | 1 | 5 | cs | TRUE
224 | LV_2476-1_0_10_line_224 |  | 207 | 209 | 0.056723 | 0.125 | 0.08 | 261 | 0 | 0.364 | 1 | 1 | cs | TRUE
225 | LV_2476-1_0_10_line_225 |  | 208 | 225 | 0.010636 | 0.125 | 0.08 | 261 | 0 | 0.364 | 1 | 5 | cs | TRUE
226 | LV_2476-1_0_10_line_226 |  | 209 | 283 | 0.023389 | 0.125 | 0.08 | 261 | 0 | 0.364 | 1 | 1 | cs | TRUE
227 | LV_2476-1_0_10_line_227 |  | 210 | 211 | 0.0085384 | 0.125 | 0.08 | 261 | 0 | 0.364 | 1 | 5 | cs | TRUE
228 | LV_2476-1_0_10_line_228 |  | 212 | 213 | 0.059231 | 0.125 | 0.08 | 261 | 0 | 0.364 | 1 | 5 | cs | TRUE
229 | LV_2476-1_0_10_line_229 |  | 213 | 219 | 0.024646 | 0.125 | 0.08 | 261 | 0 | 0.364 | 1 | 5 | cs | TRUE
230 | LV_2476-1_0_10_line_230 |  | 214 | 215 | 0.020968 | 0.125 | 0.08 | 261 | 0 | 0.364 | 1 | 5 | cs | TRUE
231 | LV_2476-1_0_10_line_231 |  | 215 | 216 | 0.013206 | 0.125 | 0.08 | 261 | 0 | 0.364 | 1 | 5 | cs | TRUE
232 | LV_2476-1_0_10_line_232 |  | 216 | 217 | 0.056017 | 0.125 | 0.08 | 261 | 0 | 0.364 | 1 | 1 | cs | TRUE
233 | LV_2476-1_0_10_line_233 |  | 216 | 218 | 0.002428 | 0.125 | 0.08 | 261 | 0 | 0.364 | 1 | 5 | cs | TRUE
234 | LV_2476-1_0_10_line_234 |  | 218 | 219 | 0.01582 | 0.125 | 0.08 | 261 | 0 | 0.364 | 1 | 5 | cs | TRUE
235 | LV_2476-1_0_10_line_235 |  | 221 | 244 | 0.050928 | 0.125 | 0.08 | 261 | 0 | 0.364 | 1 | 1 | cs | TRUE
236 | LV_2476-1_0_10_line_236 |  | 222 | 223 | 0.0067334 | 0.125 | 0.08 | 261 | 0 | 0.364 | 1 | 1 | cs | TRUE
237 | LV_2476-1_0_10_line_237 |  | 223 | 281 | 0.023695 | 0.125 | 0.08 | 261 | 0 | 0.364 | 1 | 1 | cs | TRUE
238 | LV_2476-1_0_10_line_238 |  | 225 | 264 | 0.023042 | 0.125 | 0.08 | 261 | 0 | 0.364 | 1 | 5 | cs | TRUE
239 | LV_2476-1_0_10_line_239 |  | 226 | 227 | 0.035266 | 0.125 | 0.08 | 261 | 0 | 0.364 | 1 | 1 | cs | TRUE
240 | LV_2476-1_0_10_line_240 |  | 227 | 260 | 0.063154 | 0.125 | 0.08 | 261 | 0 | 0.364 | 1 | 1 | cs | TRUE
241 | LV_2476-1_0_10_line_241 |  | 228 | 229 | 0.029638 | 0.125 | 0.08 | 261 | 0 | 0.364 | 1 | 5 | cs | TRUE
242 | LV_2476-1_0_10_line_242 |  | 229 | 230 | 0.022811 | 0.125 | 0.08 | 261 | 0 | 0.364 | 1 | 5 | cs | TRUE
243 | LV_2476-1_0_10_line_243 |  | 231 | 232 | 0.020536 | 0.125 | 0.08 | 261 | 0 | 0.364 | 1 | 1 | cs | TRUE
244 | LV_2476-1_0_10_line_244 |  | 232 | 266 | 0.0053544 | 0.125 | 0.08 | 261 | 0 | 0.364 | 1 | 1 | cs | TRUE
245 | LV_2476-1_0_10_line_245 |  | 234 | 235 | 0.011915 | 0.125 | 0.08 | 261 | 0 | 0.364 | 1 | 5 | cs | TRUE
246 | LV_2476-1_0_10_line_246 |  | 235 | 236 | 0.014824 | 0.125 | 0.08 | 261 | 0 | 0.364 | 1 | 5 | cs | TRUE
247 | LV_2476-1_0_10_line_247 |  | 236 | 238 | 0.010125 | 0.125 | 0.08 | 261 | 0 | 0.364 | 1 | 5 | cs | TRUE
248 | LV_2476-1_0_10_line_248 |  | 237 | 239 | 0.0076059 | 0.125 | 0.08 | 261 | 0 | 0.364 | 1 | 1 | cs | TRUE
249 | LV_2476-1_0_10_line_249 |  | 238 | 240 | 0.014786 | 0.125 | 0.08 | 261 | 0 | 0.364 | 1 | 5 | cs | TRUE
250 | LV_2476-1_0_10_line_250 |  | 240 | 275 | 0.0088855 | 0.125 | 0.08 | 261 | 0 | 0.364 | 1 | 5 | cs | TRUE
251 | LV_2476-1_0_10_line_251 |  | 241 | 242 | 0.048948 | 0.125 | 0.08 | 261 | 0 | 0.364 | 1 | 1 | cs | TRUE
252 | LV_2476-1_0_10_line_252 |  | 242 | 243 | 0.018962 | 0.125 | 0.08 | 261 | 0 | 0.364 | 1 | 1 | cs | TRUE
253 | LV_2476-1_0_10_line_253 |  | 245 | 246 | 0.016365 | 0.125 | 0.08 | 261 | 0 | 0.364 | 1 | 1 | cs | TRUE
254 | LV_2476-1_0_10_line_254 |  | 246 | 275 | 0.0074575 | 0.125 | 0.08 | 261 | 0 | 0.364 | 1 | 1 | cs | TRUE
255 | LV_2476-1_0_10_line_255 |  | 247 | 255 | 0.023944 | 0.125 | 0.08 | 261 | 0 | 0.364 | 1 | 1 | cs | TRUE
256 | LV_2476-1_0_10_line_256 |  | 248 | 249 | 0.029774 | 0.125 | 0.08 | 261 | 0 | 0.364 | 1 | 1 | cs | TRUE
257 | LV_2476-1_0_10_line_257 |  | 248 | 250 | 0.022422 | 0.125 | 0.08 | 261 | 0 | 0.364 | 1 | 1 | cs | TRUE
258 | LV_2476-1_0_10_line_258 |  | 249 | 251 | 0.075813 | 0.125 | 0.08 | 261 | 0 | 0.364 | 1 | 1 | cs | TRUE
259 | LV_2476-1_0_10_line_259 |  | 250 | 252 | 0.00066636 | 0.125 | 0.08 | 261 | 0 | 0.364 | 1 | 1 | cs | TRUE
260 | LV_2476-1_0_10_line_260 |  | 251 | 253 | 0.03298 | 0.125 | 0.08 | 261 | 0 | 0.364 | 1 | 1 | cs | TRUE
261 | LV_2476-1_0_10_line_261 |  | 252 | 254 | 0.017763 | 0.125 | 0.08 | 261 | 0 | 0.364 | 1 | 1 | cs | TRUE
262 | LV_2476-1_0_10_line_262 |  | 254 | 255 | 0.012056 | 0.125 | 0.08 | 261 | 0 | 0.364 | 1 | 1 | cs | TRUE
263 | LV_2476-1_0_10_line_263 |  | 256 | 257 | 0.0025678 | 0.125 | 0.08 | 261 | 0 | 0.364 | 1 | 1 | cs | TRUE
264 | LV_2476-1_0_10_line_264 |  | 257 | 258 | 0.0017571 | 0.125 | 0.08 | 261 | 0 | 0.364 | 1 | 1 | cs | TRUE
265 | LV_2476-1_0_10_line_265 |  | 259 | 261 | 0.004166 | 0.125 | 0.08 | 261 | 0 | 0.364 | 1 | 5 | cs | TRUE
266 | LV_2476-1_0_10_line_266 |  | 260 | 265 | 0.1245 | 0.125 | 0.08 | 261 | 0 | 0.364 | 1 | 1 | cs | TRUE
267 | LV_2476-1_0_10_line_267 |  | 261 | 262 | 0.0042135 | 0.125 | 0.08 | 261 | 0 | 0.364 | 1 | 5 | cs | TRUE
268 | LV_2476-1_0_10_line_268 |  | 262 | 263 | 0.015804 | 0.125 | 0.08 | 261 | 0 | 0.364 | 1 | 5 | cs | TRUE
269 | LV_2476-1_0_10_line_269 |  | 263 | 264 | 0.015733 | 0.125 | 0.08 | 261 | 0 | 0.364 | 1 | 5 | cs | TRUE
270 | LV_2476-1_0_10_line_270 |  | 266 | 267 | 0.0080077 | 0.125 | 0.08 | 261 | 0 | 0.364 | 1 | 1 | cs | TRUE
271 | LV_2476-1_0_10_line_271 |  | 267 | 268 | 0.023575 | 0.125 | 0.08 | 261 | 0 | 0.364 | 1 | 1 | cs | TRUE
272 | LV_2476-1_0_10_line_272 |  | 269 | 270 | 0.0090696 | 0.125 | 0.08 | 261 | 0 | 0.364 | 1 | 1 | cs | TRUE
273 | LV_2476-1_0_10_line_273 |  | 270 | 271 | 0.021173 | 0.125 | 0.08 | 261 | 0 | 0.364 | 1 | 1 | cs | TRUE
274 | LV_2476-1_0_10_line_274 |  | 271 | 272 | 0.013226 | 0.125 | 0.08 | 261 | 0 | 0.364 | 1 | 1 | cs | TRUE
275 | LV_2476-1_0_10_line_275 |  | 272 | 273 | 0.0020322 | 0.125 | 0.08 | 261 | 0 | 0.364 | 1 | 1 | cs | TRUE
276 | LV_2476-1_0_10_line_276 |  | 273 | 286 | 0.017621 | 0.125 | 0.08 | 261 | 0 | 0.364 | 1 | 1 | cs | TRUE
277 | LV_2476-1_0_10_line_277 |  | 274 | 278 | 0.014529 | 0.125 | 0.08 | 261 | 0 | 0.364 | 1 | 5 | cs | TRUE
278 | LV_2476-1_0_10_line_278 |  | 275 | 276 | 0.0087403 | 0.125 | 0.08 | 261 | 0 | 0.364 | 1 | 5 | cs | TRUE
279 | LV_2476-1_0_10_line_279 |  | 275 | 277 | 0.024658 | 0.125 | 0.08 | 261 | 0 | 0.364 | 1 | 1 | cs | TRUE
280 | LV_2476-1_0_10_line_280 |  | 276 | 278 | 0.0063956 | 0.125 | 0.08 | 261 | 0 | 0.364 | 1 | 5 | cs | TRUE
281 | LV_2476-1_0_10_line_281 |  | 277 | 279 | 0.027015 | 0.125 | 0.08 | 261 | 0 | 0.364 | 1 | 1 | cs | TRUE
282 | LV_2476-1_0_10_line_282 |  | 279 | 280 | 0.039192 | 0.125 | 0.08 | 261 | 0 | 0.364 | 1 | 1 | cs | TRUE
283 | LV_2476-1_0_10_line_283 |  | 281 | 282 | 0.012846 | 0.125 | 0.08 | 261 | 0 | 0.364 | 1 | 1 | cs | TRUE
284 | LV_2476-1_0_10_line_284 |  | 282 | 283 | 0.0026563 | 0.125 | 0.08 | 261 | 0 | 0.364 | 1 | 1 | cs | TRUE
285 | LV_2476-1_0_10_line_285 |  | 284 | 285 | 0.029118 | 0.125 | 0.08 | 261 | 0 | 0.364 | 1 | 1 | cs | TRUE
286 | LV_2476-1_0_10_line_286 |  | 284 | 286 | 0.0032094 | 0.125 | 0.08 | 261 | 0 | 0.364 | 1 | 1 | cs | TRUE

## trafo
| name | std_type | hv_bus | lv_bus | sn_mva | vn_hv_kv | vn_lv_kv | vk_percent | vkr_percent | pfe_kw | i0_percent | shift_degree | tap_side | tap_neutral | tap_min | tap_max | tap_step_percent | tap_step_degree | tap_pos | tap_phase_shifter | parallel | df | in_service
0 | LV_2476-1_0_10_trafo_131 | 0.63 MVA 20/0.4 kV | 288 | 179 | 0.63 | 20 | 0.4 | 6 | 1.206 | 1.65 | 0.2619 | 150 | hv | 0 | -2 | 2 | 2.5 | 0 | 0 | FALSE | 1 | 1 | TRUE

## line_geodata
| x0 | y0 | x1 | y1 | x2 | y2 | x3 | y3 | x4 | y4 | x5 | y5 | x6 | y6
0 | 2604421.4864 | 1259255.3645 | 2604409.7655 | 1259275.1949
1 | 2604421.4864 | 1259255.3645 | 2604428.8401 | 1259242.923
2 | 2604409.7655 | 1259275.1949 | 2604403.8637 | 1259285.1801
3 | 2604428.8401 | 1259242.923 | 2604438.7564 | 1259226.1458
4 | 2604397.7711 | 1259291.4482 | 2604403.8637 | 1259285.1801 | 2604403.8637 | 1259285.1801
5 | 2604440.5324 | 1259223.141 | 2604438.7564 | 1259226.1458
6 | 2604397.7711 | 1259291.4482 | 2604392.3837 | 1259296.9908 | 2604383.2627 | 1259302.4704
7 | 2604440.5324 | 1259223.141 | 2604440.7615 | 1259222.7533
8 | 2604383.2627 | 1259302.4704 | 2604375.3358 | 1259307.2325
9 | 2604440.7615 | 1259222.7533 | 2604450.031 | 1259207.0703
10 | 2604249.8343 | 1259160.2113 | 2604271.424 | 1259154.7882
11 | 2604237.8415 | 1259163.2237 | 2604249.8343 | 1259160.2113
12 | 2604294.3342 | 1259150.8661 | 2604275.7154 | 1259153.7103 | 2604271.424 | 1259154.7882
13 | 2604229.9281 | 1259165.2114 | 2604237.8415 | 1259163.2237
14 | 2604294.3342 | 1259150.8661 | 2604296.7439 | 1259164.388 | 2604296.6273 | 1259169.7332
15 | 2604294.3342 | 1259150.8661 | 2604292.4495 | 1259140.8802
16 | 2604229.9281 | 1259165.2114 | 2604216.8323 | 1259168.5009 | 2604211.6121 | 1259169.5069
17 | 2604296.6273 | 1259169.7332 | 2604296.5569 | 1259172.9603 | 2604292.5175 | 1259182.8085 | 2604287.5758 | 1259189.743 | 2604280.6181 | 1259198.3186
18 | 2604292.4495 | 1259140.8802 | 2604301.1569 | 1259138.1179 | 2604331.4651 | 1259119.4255
19 | 2604292.4495 | 1259140.8802 | 2604287.0347 | 1259122.961
20 | 2604201.6675 | 1259171.4234 | 2604211.6121 | 1259169.5069
21 | 2604265.1196 | 1259217.421 | 2604280.6181 | 1259198.3186
22 | 2604336.1963 | 1259116.0535 | 2604333.3172 | 1259118.2832 | 2604331.4651 | 1259119.4255
23 | 2604280.4271 | 1259101.094 | 2604287.0347 | 1259122.961
24 | 2604201.6675 | 1259171.4234 | 2604186.4771 | 1259174.3509
25 | 2604150.8542 | 1259102.1042 | 2604154.8743 | 1259115.7655
26 | 2604149.5277 | 1259097.5962 | 2604150.8542 | 1259102.1042
27 | 2604156.7858 | 1259122.2614 | 2604154.8743 | 1259115.7655
28 | 2604144.7168 | 1259081.2477 | 2604149.5277 | 1259097.5962
29 | 2604144.7168 | 1259081.2477 | 2604166.2671 | 1259074.9235
30 | 2604144.7168 | 1259081.2477 | 2604141.4108 | 1259082.2173
31 | 2604182.8555 | 1259070.0554 | 2604166.2671 | 1259074.9235
32 | 2604196.1465 | 1259066.1509 | 2604182.8555 | 1259070.0554
33 | 2604182.8555 | 1259070.0554 | 2604179.3725 | 1259056.2295
34 | 2604842.1282 | 1259123.2416 | 2604860.3419 | 1259094.8463
35 | 2604816.3875 | 1259075.0786 | 2604860.3419 | 1259094.8463
36 | 2604829.5541 | 1259142.8448 | 2604842.1282 | 1259123.2416
37 | 2604816.3875 | 1259075.0786 | 2604827.7913 | 1259057.4304 | 2604836.678 | 1259043.639
38 | 2604908.1702 | 1259020.2817 | 2604895.6898 | 1259039.7387
39 | 2604861.1766 | 1259005.6195 | 2604895.6898 | 1259039.7387
40 | 2604924.7573 | 1258994.4223 | 2604908.1702 | 1259020.2817
41 | 2604861.1766 | 1259005.6195 | 2604866.0082 | 1258998.1213 | 2604872.2891 | 1258982.856
42 | 2604836.678 | 1259043.639 | 2604861.1766 | 1259005.6195
43 | 2604829.5541 | 1259142.8448 | 2604823.9225 | 1259151.8255
44 | 2604766.3509 | 1259030.3837 | 2604762.8227 | 1259036.2544
45 | 2604757.5874 | 1259044.9656 | 2604762.8227 | 1259036.2544
46 | 2604766.3509 | 1259030.3837 | 2604769.7575 | 1259024.7153
47 | 2604757.5874 | 1259044.9656 | 2604754.5841 | 1259049.9631
48 | 2604890.9014 | 1258933.2117 | 2604888.9245 | 1258939.2003 | 2604883.5144 | 1258955.5736 | 2604872.2891 | 1258982.856
49 | 2604779.3395 | 1259009.2777 | 2604775.7804 | 1259014.6934 | 2604769.7575 | 1259024.7153
50 | 2604823.9225 | 1259151.8255 | 2604807.8539 | 1259177.4501
51 | 2604738.0664 | 1259077.4477 | 2604751.4318 | 1259055.2083
52 | 2604751.4318 | 1259055.2083 | 2604754.5841 | 1259049.9631
53 | 2604738.0664 | 1259077.4477 | 2604737.6442 | 1259078.1503 | 2604718.1276 | 1259108.5856
54 | 2604786.4747 | 1259209.9169 | 2604806.1741 | 1259180.1289 | 2604807.8539 | 1259177.4501
55 | 2604771.7596 | 1259144.1434 | 2604787.5309 | 1259119.7361
56 | 2604767.5269 | 1259150.6937 | 2604771.7596 | 1259144.1434
57 | 2604718.1276 | 1259108.5856 | 2604717.7199 | 1259109.2213
58 | 2604618.4574 | 1259305.0545 | 2604621.9525 | 1259297.3724
59 | 2604632.1833 | 1259274.8854 | 2604621.9525 | 1259297.3724
60 | 2604601.5892 | 1259279.8506 | 2604621.9525 | 1259297.3724
61 | 2604632.1833 | 1259274.8854 | 2604684.915 | 1259278.5414
62 | 2604601.5892 | 1259279.8506 | 2604588.713 | 1259298.6275 | 2604586.4572 | 1259301.6389 | 2604578.5378 | 1259312.213
63 | 2604589.4622 | 1259376.9888 | 2604592.6871 | 1259364.864 | 2604597.8761 | 1259350.2915 | 2604599.2339 | 1259347.307
64 | 2604563.8433 | 1259331.8333 | 2604599.2339 | 1259347.307
65 | 2604563.8433 | 1259331.8333 | 2604578.5378 | 1259312.213
66 | 2604530.536 | 1259357.4785 | 2604541.0436 | 1259355.9521 | 2604548.0409 | 1259351.8879 | 2604557.9612 | 1259339.6872 | 2604563.8433 | 1259331.8333
67 | 2604684.915 | 1259278.5414 | 2604693.8277 | 1259264.7483
68 | 2604530.536 | 1259357.4785 | 2604530.6189 | 1259354.0121
69 | 2604530.536 | 1259357.4785 | 2604529.5938 | 1259368.2673
70 | 2604722.2504 | 1259318.5311 | 2604706.8664 | 1259351.3321 | 2604696.8232 | 1259378.1915
71 | 2604746.1552 | 1259270.8852 | 2604743.4204 | 1259275.0206 | 2604723.0678 | 1259316.7883 | 2604722.2504 | 1259318.5311
72 | 2604693.8277 | 1259264.7483 | 2604746.1552 | 1259270.8852
73 | 2604764.0424 | 1259243.8375 | 2604746.1552 | 1259270.8852
74 | 2604368.7635 | 1259214.0988 | 2604369.7146 | 1259211.5369
75 | 2604373.1322 | 1259202.3309 | 2604369.7146 | 1259211.5369
76 | 2604365.7648 | 1259222.1766 | 2604368.7635 | 1259214.0988
77 | 2604350.3395 | 1259245.2081 | 2604365.7648 | 1259222.1766 | 2604365.7648 | 1259222.1766
78 | 2604350.3395 | 1259245.2081 | 2604347.6336 | 1259249.2483 | 2604342.7554 | 1259253.2947
79 | 2604325.1637 | 1259267.8866 | 2604342.7554 | 1259253.2947
80 | 2604435.8176 | 1259105.3048 | 2604431.3752 | 1259108.4706
81 | 2604435.8176 | 1259105.3048 | 2604467.8786 | 1259098.2794 | 2604471.0749 | 1259097.2453
82 | 2604435.8176 | 1259105.3048 | 2604429.9278 | 1259090.2276
83 | 2604371.8875 | 1259166.7682 | 2604376.3443 | 1259161.8473
84 | 2604371.8875 | 1259166.7682 | 2604363.8087 | 1259175.6883 | 2604356.2911 | 1259182.5074
85 | 2604356.2911 | 1259182.5074 | 2604352.1487 | 1259186.2648 | 2604334.5579 | 1259197.3903
86 | 2604332.9797 | 1259198.2128 | 2604334.4133 | 1259197.4817 | 2604334.5579 | 1259197.3903
87 | 2604289.5391 | 1259220.3658 | 2604332.9797 | 1259198.2128
88 | 2604482.4252 | 1259093.0632 | 2604475.3875 | 1259095.85 | 2604471.0749 | 1259097.2453
89 | 2604420.969 | 1259067.294 | 2604429.9278 | 1259090.2276
90 | 2604265.5625 | 1259313.15 | 2604266.1626 | 1259312.2164
91 | 2604289.9522 | 1259293.2252 | 2604270.6106 | 1259305.2976 | 2604266.1626 | 1259312.2164
92 | 2604265.5625 | 1259313.15 | 2604260.2509 | 1259321.4122 | 2604254.2688 | 1259342.9448
93 | 2604289.9522 | 1259293.2252 | 2604290.8918 | 1259292.6387
94 | 2604251.2515 | 1259353.8054 | 2604254.2688 | 1259342.9448
95 | 2604306.7618 | 1259282.7332 | 2604290.8918 | 1259292.6387
96 | 2604256.1687 | 1259360.0353 | 2604251.2515 | 1259353.8054
97 | 2604251.2515 | 1259353.8054 | 2604239.9231 | 1259339.7567
98 | 2604306.7618 | 1259282.7332 | 2604308.7948 | 1259281.4643 | 2604319.3252 | 1259272.7296
99 | 2604256.1687 | 1259360.0353 | 2604275.2619 | 1259382.0576
100 | 2604256.1687 | 1259360.0353 | 2604252.3433 | 1259365.9032 | 2604250.0759 | 1259374.9188 | 2604249.966 | 1259375.829
101 | 2604222.0505 | 1259315.2255 | 2604224.7071 | 1259320.8868 | 2604239.9231 | 1259339.7567
102 | 2604325.1637 | 1259267.8866 | 2604319.3252 | 1259272.7296
103 | 2604280.4271 | 1259101.094 | 2604280.3113 | 1259100.7109
104 | 2604279.9465 | 1259099.5036 | 2604280.3113 | 1259100.7109
105 | 2604277.9733 | 1259092.9735 | 2604279.9465 | 1259099.5036
106 | 2604277.9733 | 1259092.9735 | 2604269.8967 | 1259066.2453
107 | 2604259.5098 | 1259048.3613 | 2604266.1537 | 1259053.8586 | 2604269.8967 | 1259066.2453
108 | 2604259.5098 | 1259048.3613 | 2604256.0952 | 1259048.5701 | 2604246.0489 | 1259051.5163
109 | 2604254.466 | 1259018.2708 | 2604259.3977 | 1259036.342 | 2604260.8563 | 1259041.4576 | 2604259.5098 | 1259048.3613
110 | 2604289.5391 | 1259220.3658 | 2604269.1994 | 1259230.7382
111 | 2604481.4803 | 1259028.6569 | 2604474.6762 | 1259012.8559
112 | 2604481.8238 | 1259029.4548 | 2604481.4803 | 1259028.6569
113 | 2604474.6762 | 1259012.8559 | 2604467.0903 | 1258995.2394
114 | 2604481.8584 | 1259029.5349 | 2604481.8238 | 1259029.4548
115 | 2604459.6196 | 1258977.8904 | 2604467.0903 | 1258995.2394
116 | 2604481.8584 | 1259029.5349 | 2604488.1405 | 1259044.1238
117 | 2604447.9715 | 1258950.8401 | 2604459.6196 | 1258977.8904
118 | 2604488.1641 | 1259044.1786 | 2604488.1405 | 1259044.1238
119 | 2604447.9715 | 1258950.8401 | 2604446.9611 | 1258948.4937
120 | 2604488.2029 | 1259044.2688 | 2604488.1641 | 1259044.1786
121 | 2604584.6301 | 1259042.8524 | 2604584.743 | 1259042.0909
122 | 2604584.743 | 1259042.0909 | 2604584.8015 | 1259041.696 | 2604584.8015 | 1259041.696
123 | 2604584.6301 | 1259042.8524 | 2604583.4833 | 1259050.5899 | 2604581.5467 | 1259059.8391 | 2604581.1871 | 1259061.044
124 | 2604584.8015 | 1259041.696 | 2604585.4416 | 1259032.5904 | 2604585.6744 | 1259026.3162
125 | 2604581.1871 | 1259061.044 | 2604574.7524 | 1259082.6073
126 | 2604585.1906 | 1259006.039 | 2604585.8086 | 1259015.9017 | 2604585.7341 | 1259024.7076 | 2604585.6744 | 1259026.3162
127 | 2604570.5869 | 1259096.5662 | 2604574.7524 | 1259082.6073
128 | 2604585.1906 | 1259006.039 | 2604578.7676 | 1259007.4795 | 2604573.6034 | 1259008.9877 | 2604571.2584 | 1259010.1423 | 2604569.1465 | 1259012.0753 | 2604566.8521 | 1259016.1096 | 2604564.4787 | 1259022.823
129 | 2604583.4103 | 1258988.2257 | 2604585.1906 | 1259006.039
130 | 2604565.6562 | 1259113.0893 | 2604570.5869 | 1259096.5662
131 | 2604552.8064 | 1259050.6059 | 2604553.1158 | 1259050.2332 | 2604555.6739 | 1259046.3548 | 2604557.531 | 1259042.4758 | 2604564.4787 | 1259022.823
132 | 2604583.4103 | 1258988.2257 | 2604581.7958 | 1258980.4901
133 | 2604583.4103 | 1258988.2257 | 2604587.3079 | 1258987.1391 | 2604590.7615 | 1258985.1737 | 2604594.7509 | 1258982.3971 | 2604598.2471 | 1258979.3982
134 | 2604747.3034 | 1259181.991 | 2604723.8231 | 1259218.3285
135 | 2604723.8231 | 1259218.3285 | 2604764.0424 | 1259243.8375
136 | 2604678.3303 | 1259181.5764 | 2604723.8231 | 1259218.3285
137 | 2604747.3034 | 1259181.991 | 2604747.762 | 1259181.2812
138 | 2604764.0424 | 1259243.8375 | 2604786.4747 | 1259209.9169
139 | 2604676.2164 | 1259173.9443 | 2604678.9732 | 1259176.1702 | 2604679.4543 | 1259177.7939 | 2604679.2417 | 1259179.7617 | 2604678.3303 | 1259181.5764
140 | 2604747.762 | 1259181.2812 | 2604751.669 | 1259175.2349
141 | 2604676.2164 | 1259173.9443 | 2604674.6142 | 1259176.3146
142 | 2604676.2164 | 1259173.9443 | 2604677.1601 | 1259172.4725
143 | 2604346.2797 | 1259107.7998 | 2604345.7379 | 1259108.6635 | 2604336.1963 | 1259116.0535
144 | 2604488.2029 | 1259044.2688 | 2604498.1393 | 1259067.3439
145 | 2604503.9121 | 1259080.75 | 2604498.1393 | 1259067.3439
146 | 2604503.9121 | 1259080.75 | 2604509.1113 | 1259077.9166
147 | 2604503.9121 | 1259080.75 | 2604493.1364 | 1259087.5243 | 2604483.515 | 1259092.6317
148 | 2604520.163 | 1259071.8938 | 2604509.1113 | 1259077.9166
149 | 2604482.4252 | 1259093.0632 | 2604483.515 | 1259092.6317
150 | 2604520.163 | 1259071.8938 | 2604541.5837 | 1259060.2201 | 2604546.8172 | 1259056.7773 | 2604550.4678 | 1259053.4223 | 2604552.8064 | 1259050.6059
151 | 2604169.2022 | 1259178.1345 | 2604173.488 | 1259176.8541 | 2604186.4771 | 1259174.3509
152 | 2604169.2022 | 1259178.1345 | 2604166.6346 | 1259178.9016
153 | 2604634.8129 | 1258949.2755 | 2604629.2648 | 1258952.7926 | 2604617.1934 | 1258963.1469
154 | 2604639.4075 | 1258946.3628 | 2604634.8129 | 1258949.2755
155 | 2604598.2471 | 1258979.3982 | 2604617.1934 | 1258963.1469
156 | 2604639.4075 | 1258946.3628 | 2604650.6584 | 1258958.2714
157 | 2604639.4075 | 1258946.3628 | 2604654.9255 | 1258938.6362 | 2604684.7719 | 1258924.4147
158 | 2604650.6584 | 1258958.2714 | 2604682.1807 | 1258991.6365
159 | 2604685.9386 | 1258923.8588 | 2604684.7719 | 1258924.4147
160 | 2604685.9386 | 1258923.8588 | 2604701.2151 | 1258916.5797 | 2604710.4239 | 1258911.3711
161 | 2604580.1802 | 1258972.6428 | 2604580.5114 | 1258974.3364 | 2604581.7958 | 1258980.4901
162 | 2604725.5568 | 1258902.8117 | 2604710.4239 | 1258911.3711
163 | 2604179.3725 | 1259056.2295 | 2604176.4289 | 1259044.5449 | 2604176.9819 | 1259040.5315
164 | 2604180.4607 | 1259034.6966 | 2604176.9819 | 1259040.5315 | 2604176.9819 | 1259040.5315
165 | 2604196.1465 | 1259066.1509 | 2604220.8846 | 1259058.8961
166 | 2604196.1465 | 1259066.1509 | 2604202.0513 | 1259088.1803
167 | 2604229.9875 | 1259056.2266 | 2604220.8846 | 1259058.8961
168 | 2604202.3054 | 1259089.1282 | 2604202.0513 | 1259088.1803
169 | 2604229.9875 | 1259056.2266 | 2604246.0489 | 1259051.5163
170 | 2604204.5659 | 1259108.7855 | 2604203.6641 | 1259094.1973 | 2604202.3054 | 1259089.1282
171 | 2604254.466 | 1259018.2708 | 2604242.2736 | 1259021.7308
172 | 2604224.763 | 1259026.7 | 2604242.2736 | 1259021.7308
173 | 2604761.2184 | 1258946.1839 | 2604756.3839 | 1258940.3041
174 | 2604756.3839 | 1258940.3041 | 2604750.0529 | 1258932.6042
175 | 2604743.369 | 1258924.4752 | 2604750.0529 | 1258932.6042
176 | 2604738.5339 | 1258918.5947 | 2604743.369 | 1258924.4752
177 | 2604738.5339 | 1258918.5947 | 2604737.5999 | 1258917.4587
178 | 2604767.5269 | 1259150.6937 | 2604751.669 | 1259175.2349
179 | 2604717.7199 | 1259109.2213 | 2604706.5924 | 1259126.5742
180 | 2604706.5924 | 1259126.5742 | 2604704.3518 | 1259130.0683
181 | 2604305.7958 | 1259417.2758 | 2604275.2619 | 1259382.0576
182 | 2604222.0505 | 1259315.2255 | 2604196.2728 | 1259328.7662
183 | 2604222.0505 | 1259315.2255 | 2604219.2208 | 1259309.2084 | 2604217.5852 | 1259298.6223 | 2604218.3947 | 1259293.5822
184 | 2604674.6142 | 1259176.3146 | 2604672.2791 | 1259179.7693
185 | 2604679.3988 | 1259168.9815 | 2604677.1601 | 1259172.4725
186 | 2604664.9564 | 1259190.6026 | 2604672.2791 | 1259179.7693
187 | 2604679.3988 | 1259168.9815 | 2604686.5816 | 1259157.7802
188 | 2604461.4149 | 1259187.8102 | 2604464.2053 | 1259183.0892 | 2604466.3572 | 1259180.196
189 | 2604454.3686 | 1259199.7317 | 2604461.4149 | 1259187.8102
190 | 2604473.1898 | 1259171.0096 | 2604466.3572 | 1259180.196
191 | 2604454.3686 | 1259199.7317 | 2604450.031 | 1259207.0703
192 | 2604473.1898 | 1259171.0096 | 2604478.1272 | 1259164.3712
193 | 2604486.9285 | 1259153.4946 | 2604483.0745 | 1259157.7196 | 2604478.1272 | 1259164.3712
194 | 2604486.9285 | 1259153.4946 | 2604509.944 | 1259128.2643 | 2604511.7227 | 1259126.5176
195 | 2604546.6377 | 1259177.6921 | 2604543.0912 | 1259189.7862 | 2604536.5963 | 1259226.8618 | 2604534.6473 | 1259246.0054
196 | 2604549.4021 | 1259168.2653 | 2604546.6377 | 1259177.6921
197 | 2604533.7706 | 1259254.6164 | 2604534.6473 | 1259246.0054
198 | 2604561.3783 | 1259127.4248 | 2604549.4021 | 1259168.2653
199 | 2604532.7693 | 1259264.4509 | 2604533.7706 | 1259254.6164
200 | 2604561.3783 | 1259127.4248 | 2604565.6562 | 1259113.0893
201 | 2604561.3783 | 1259127.4248 | 2604538.9851 | 1259120.6197
202 | 2604532.7693 | 1259264.4509 | 2604516.8815 | 1259262.0521
203 | 2604532.7693 | 1259264.4509 | 2604532.5063 | 1259275.3751
204 | 2604538.9851 | 1259120.6197 | 2604532.5854 | 1259118.6749 | 2604530.9683 | 1259118.5493
205 | 2604510.5858 | 1259261.1016 | 2604516.8815 | 1259262.0521
206 | 2604532.5063 | 1259275.3751 | 2604531.8754 | 1259301.5782
207 | 2604518.254 | 1259121.0565 | 2604519.1678 | 1259120.3993 | 2604522.2968 | 1259119.0674 | 2604527.0911 | 1259118.2482 | 2604530.9683 | 1259118.5493
208 | 2604580.1802 | 1258972.6428 | 2604578.5668 | 1258964.3949 | 2604569.6903 | 1258914.5429
209 | 2604569.6903 | 1258914.5429 | 2604567.1017 | 1258900.005
210 | 2604564.772 | 1258886.9212 | 2604567.1017 | 1258900.005
211 | 2604564.772 | 1258886.9212 | 2604563.7437 | 1258881.1499 | 2604561.4068 | 1258871.6306 | 2604558.6394 | 1258863.1561 | 2604556.616 | 1258857.6287 | 2604556.3015 | 1258856.9144
212 | 2604693.2531 | 1259147.3762 | 2604699.9236 | 1259136.9739
213 | 2604699.9236 | 1259136.9739 | 2604702.1606 | 1259133.4854
214 | 2604693.2531 | 1259147.3762 | 2604691.0109 | 1259150.8729
215 | 2604702.1606 | 1259133.4854 | 2604704.3518 | 1259130.0683
216 | 2604688.9161 | 1259154.1396 | 2604691.0109 | 1259150.8729
217 | 2604640.0656 | 1259123.9999 | 2604613.4439 | 1259154.3438
218 | 2604676.6772 | 1259082.2696 | 2604640.0656 | 1259123.9999
219 | 2604609.0444 | 1259160.8532 | 2604611.8403 | 1259156.1715 | 2604613.4439 | 1259154.3438
220 | 2604677.7764 | 1259081.0166 | 2604676.6772 | 1259082.2696
221 | 2604604.9629 | 1259173.7057 | 2604605.0614 | 1259169.9978 | 2604607.7122 | 1259163.0841 | 2604609.0444 | 1259160.8532
222 | 2604677.7764 | 1259081.0166 | 2604681.2664 | 1259077.0386 | 2604704.6106 | 1259046.5808
223 | 2604604.9629 | 1259173.7057 | 2604604.8906 | 1259176.4242 | 2604605.8811 | 1259182.1844 | 2604609 | 1259186.3185
224 | 2604704.6106 | 1259046.5808 | 2604704.6106 | 1259046.5808 | 2604716.9219 | 1259023.5861 | 2604720.1913 | 1259016.306 | 2604726.4281 | 1259002.4127 | 2604729.8866 | 1258995.8364
225 | 2604616.8261 | 1259193.2506 | 2604611.98 | 1259190.2612 | 2604609.2468 | 1259186.6456 | 2604609 | 1259186.3185
226 | 2604729.8866 | 1258995.8364 | 2604734.9732 | 1258986.1641 | 2604745.4103 | 1258979.3566
227 | 2604511.7227 | 1259126.5176 | 2604514.628 | 1259123.6647 | 2604518.254 | 1259121.0565
228 | 2604305.7958 | 1259417.2758 | 2604324.787 | 1259361.1723
229 | 2604324.787 | 1259361.1723 | 2604330.7279 | 1259343.6219 | 2604334.0681 | 1259338.4971
230 | 2604357.3616 | 1259318.0307 | 2604375.3358 | 1259307.2325
231 | 2604346.0414 | 1259324.8314 | 2604357.3616 | 1259318.0307
232 | 2604400.2674 | 1259338.102 | 2604386.5433 | 1259337.3137 | 2604370.7649 | 1259331.8874 | 2604354.9779 | 1259328.0067 | 2604346.0414 | 1259324.8314
233 | 2604346.0414 | 1259324.8314 | 2604344.3332 | 1259326.5569
234 | 2604344.3332 | 1259326.5569 | 2604337.0659 | 1259333.8977 | 2604334.0681 | 1259338.4971
235 | 2604890.9014 | 1258933.2117 | 2604850.4924 | 1258902.2152
236 | 2604787.7234 | 1258962.5678 | 2604781.9745 | 1258966.0733
237 | 2604759.7628 | 1258973.6003 | 2604775.9594 | 1258969.7411 | 2604781.9745 | 1258966.0733
238 | 2604616.8261 | 1259193.2506 | 2604626.6703 | 1259199.3231 | 2604637.1061 | 1259204.0956
239 | 2604537.3743 | 1258827.355 | 2604540.5211 | 1258830.7651 | 2604544.9185 | 1258836.7057 | 2604548.4722 | 1258842.1009 | 2604552.1383 | 1258848.3079 | 2604554.5242 | 1258852.8794 | 2604556.3015 | 1258856.9144
240 | 2604490.9916 | 1258784.5358 | 2604522.2188 | 1258812.1833 | 2604535.942 | 1258825.8027 | 2604537.3743 | 1258827.355
241 | 2604531.1641 | 1259331.2075 | 2604531.4621 | 1259318.742 | 2604531.8754 | 1259301.5782
242 | 2604531.1641 | 1259331.2075 | 2604530.6189 | 1259354.0121
243 | 2604510.5858 | 1259261.1016 | 2604507.1614 | 1259260.5846 | 2604498.1925 | 1259260.3999 | 2604490.5028 | 1259262.9515
244 | 2604490.5028 | 1259262.9515 | 2604490.5028 | 1259262.9515 | 2604486.4209 | 1259266.4167
245 | 2604221.5686 | 1259282.2411 | 2604219.6064 | 1259286.0375 | 2604218.3947 | 1259293.5822
246 | 2604228.3752 | 1259269.0719 | 2604221.5686 | 1259282.2411
247 | 2604228.3752 | 1259269.0719 | 2604229.131 | 1259267.6096 | 2604234.1013 | 1259260.7397
248 | 2604189.5393 | 1259332.3032 | 2604196.2728 | 1259328.7662
249 | 2604234.1013 | 1259260.7397 | 2604242.7685 | 1259248.7598
250 | 2604247.9769 | 1259241.5609 | 2604242.7685 | 1259248.7598
251 | 2604725.5568 | 1258902.8117 | 2604743.032 | 1258889.0941 | 2604762.5915 | 1258870.8729
252 | 2604725.5568 | 1258902.8117 | 2604737.5999 | 1258917.4587
253 | 2604269.1994 | 1259230.7382 | 2604254.6204 | 1259238.1729
254 | 2604247.9769 | 1259241.5609 | 2604254.6204 | 1259238.1729
255 | 2604349.4107 | 1259084.9391 | 2604349.4107 | 1259084.9391 | 2604350.6846 | 1259095.158 | 2604349.3977 | 1259102.8289 | 2604346.2797 | 1259107.7998
256 | 2604324.3102 | 1259006.159 | 2604333.3491 | 1259034.5283
257 | 2604340.1557 | 1259055.8917 | 2604333.3491 | 1259034.5283
258 | 2604324.3102 | 1259006.159 | 2604278.2827 | 1258945.9168
259 | 2604340.1557 | 1259055.8917 | 2604340.358 | 1259056.5266
260 | 2604307.1764 | 1258931.5055 | 2604300.3877 | 1258938.4832 | 2604278.2827 | 1258945.9168
261 | 2604345.7506 | 1259073.4516 | 2604340.358 | 1259056.5266
262 | 2604345.7506 | 1259073.4516 | 2604349.4107 | 1259084.9391
263 | 2604687.9676 | 1259155.6187 | 2604686.5816 | 1259157.7802
264 | 2604688.9161 | 1259154.1396 | 2604687.9676 | 1259155.6187
265 | 2604664.9564 | 1259190.6026 | 2604662.6235 | 1259194.0541
266 | 2604490.9916 | 1258784.5358 | 2604376.0672 | 1258736.6577
267 | 2604660.2639 | 1259197.545 | 2604662.6235 | 1259194.0541
268 | 2604651.4134 | 1259210.6387 | 2604660.2639 | 1259197.545
269 | 2604651.4134 | 1259210.6387 | 2604637.1061 | 1259204.0956
270 | 2604486.4209 | 1259266.4167 | 2604481.7091 | 1259270.4166 | 2604480.8167 | 1259272.0108
271 | 2604471.8717 | 1259293.7101 | 2604476.396 | 1259279.9079 | 2604480.8167 | 1259272.0108
272 | 2604391.8043 | 1258986.0167 | 2604388.9343 | 1258977.4132
273 | 2604398.5042 | 1259006.1012 | 2604391.8043 | 1258986.0167
274 | 2604402.6894 | 1259018.6474 | 2604398.5042 | 1259006.1012
275 | 2604402.6894 | 1259018.6474 | 2604403.3325 | 1259020.5751
276 | 2604403.3325 | 1259020.5751 | 2604406.9214 | 1259031.3338 | 2604409.2063 | 1259037.1829
277 | 2604255.9818 | 1259228.7149 | 2604256.0658 | 1259228.5801 | 2604265.1196 | 1259217.421
278 | 2604247.9769 | 1259241.5609 | 2604252.5993 | 1259234.1429
279 | 2604247.9769 | 1259241.5609 | 2604237.5509 | 1259244.7557 | 2604225.2293 | 1259250.866
280 | 2604252.5993 | 1259234.1429 | 2604255.9818 | 1259228.7149
281 | 2604201.027 | 1259262.868 | 2604225.2293 | 1259250.866
282 | 2604201.027 | 1259262.868 | 2604189.0333 | 1259268.8157 | 2604180.6109 | 1259273.9132 | 2604175.1196 | 1259280.2915 | 2604172.0981 | 1259287.2028
283 | 2604759.7628 | 1258973.6003 | 2604756.9842 | 1258974.2624 | 2604747.8415 | 1258978.2865
284 | 2604747.8415 | 1258978.2865 | 2604745.4103 | 1258979.3566 | 2604745.4103 | 1258979.3566
285 | 2604410.3741 | 1259040.1722 | 2604420.969 | 1259067.294
286 | 2604410.3741 | 1259040.1722 | 2604409.2063 | 1259037.1829

## bus_geodata
| x | y | coords
0 | 2604421.4864 | 1259255.3645
1 | 2604409.7655 | 1259275.1949
2 | 2604428.8401 | 1259242.923
3 | 2604403.8637 | 1259285.1801
4 | 2604438.7564 | 1259226.1458
5 | 2604397.7711 | 1259291.4482
6 | 2604440.5324 | 1259223.141
7 | 2604383.2627 | 1259302.4704
8 | 2604440.7615 | 1259222.7533
9 | 2604249.8343 | 1259160.2113
10 | 2604271.424 | 1259154.7882
11 | 2604237.8415 | 1259163.2237
12 | 2604294.3342 | 1259150.8661
13 | 2604229.9281 | 1259165.2114
14 | 2604296.6273 | 1259169.7332
15 | 2604292.4495 | 1259140.8802
16 | 2604211.6121 | 1259169.5069
17 | 2604280.6181 | 1259198.3186
18 | 2604331.4651 | 1259119.4255
19 | 2604287.0347 | 1259122.961
20 | 2604201.6675 | 1259171.4234
21 | 2604150.8542 | 1259102.1042
22 | 2604154.8743 | 1259115.7655
23 | 2604149.5277 | 1259097.5962
24 | 2604156.7858 | 1259122.2614
25 | 2604144.7168 | 1259081.2477
26 | 2604166.2671 | 1259074.9235
27 | 2604141.4108 | 1259082.2173
28 | 2604182.8555 | 1259070.0554
29 | 2604860.3419 | 1259094.8463
30 | 2604842.1282 | 1259123.2416
31 | 2604816.3875 | 1259075.0786
32 | 2604895.6898 | 1259039.7387
33 | 2604908.1702 | 1259020.2817
34 | 2604861.1766 | 1259005.6195
35 | 2604829.5541 | 1259142.8448
36 | 2604836.678 | 1259043.639
37 | 2604762.8227 | 1259036.2544
38 | 2604766.3509 | 1259030.3837
39 | 2604757.5874 | 1259044.9656
40 | 2604924.7573 | 1258994.4223
41 | 2604872.2891 | 1258982.856
42 | 2604779.3395 | 1259009.2777
43 | 2604769.7575 | 1259024.7153
44 | 2604823.9225 | 1259151.8255
45 | 2604751.4318 | 1259055.2083
46 | 2604738.0664 | 1259077.4477
47 | 2604754.5841 | 1259049.9631
48 | 2604807.8539 | 1259177.4501
49 | 2604787.5309 | 1259119.7361
50 | 2604771.7596 | 1259144.1434
51 | 2604718.1276 | 1259108.5856
52 | 2604618.4574 | 1259305.0545
53 | 2604621.9525 | 1259297.3724
54 | 2604632.1833 | 1259274.8854
55 | 2604601.5892 | 1259279.8506
56 | 2604599.2339 | 1259347.307
57 | 2604589.4622 | 1259376.9888
58 | 2604563.8433 | 1259331.8333
59 | 2604578.5378 | 1259312.213
60 | 2604684.915 | 1259278.5414
61 | 2604530.536 | 1259357.4785
62 | 2604696.8232 | 1259378.1915
63 | 2604722.2504 | 1259318.5311
64 | 2604693.8277 | 1259264.7483
65 | 2604746.1552 | 1259270.8852
66 | 2604369.7146 | 1259211.5369
67 | 2604368.7635 | 1259214.0988
68 | 2604373.1322 | 1259202.3309
69 | 2604365.7648 | 1259222.1766
70 | 2604350.3395 | 1259245.2081
71 | 2604342.7554 | 1259253.2947
72 | 2604431.3752 | 1259108.4706
73 | 2604435.8176 | 1259105.3048
74 | 2604376.3443 | 1259161.8473
75 | 2604371.8875 | 1259166.7682
76 | 2604356.2911 | 1259182.5074
77 | 2604334.5579 | 1259197.3903
78 | 2604332.9797 | 1259198.2128
79 | 2604471.0749 | 1259097.2453
80 | 2604429.9278 | 1259090.2276
81 | 2604266.1626 | 1259312.2164
82 | 2604265.5625 | 1259313.15
83 | 2604289.9522 | 1259293.2252
84 | 2604254.2688 | 1259342.9448
85 | 2604290.8918 | 1259292.6387
86 | 2604251.2515 | 1259353.8054
87 | 2604306.7618 | 1259282.7332
88 | 2604256.1687 | 1259360.0353
89 | 2604239.9231 | 1259339.7567
90 | 2604319.3252 | 1259272.7296
91 | 2604280.3113 | 1259100.7109
92 | 2604280.4271 | 1259101.094
93 | 2604279.9465 | 1259099.5036
94 | 2604277.9733 | 1259092.9735
95 | 2604269.8967 | 1259066.2453
96 | 2604259.5098 | 1259048.3613
97 | 2604289.5391 | 1259220.3658
98 | 2604481.4803 | 1259028.6569
99 | 2604474.6762 | 1259012.8559
100 | 2604481.8238 | 1259029.4548
101 | 2604467.0903 | 1258995.2394
102 | 2604481.8584 | 1259029.5349
103 | 2604459.6196 | 1258977.8904
104 | 2604488.1405 | 1259044.1238
105 | 2604447.9715 | 1258950.8401
106 | 2604488.1641 | 1259044.1786
107 | 2604584.743 | 1259042.0909
108 | 2604584.6301 | 1259042.8524
109 | 2604584.8015 | 1259041.696
110 | 2604581.1871 | 1259061.044
111 | 2604585.6744 | 1259026.3162
112 | 2604574.7524 | 1259082.6073
113 | 2604585.1906 | 1259006.039
114 | 2604570.5869 | 1259096.5662
115 | 2604564.4787 | 1259022.823
116 | 2604583.4103 | 1258988.2257
117 | 2604723.8231 | 1259218.3285
118 | 2604747.3034 | 1259181.991
119 | 2604764.0424 | 1259243.8375
120 | 2604678.3303 | 1259181.5764
121 | 2604747.762 | 1259181.2812
122 | 2604786.4747 | 1259209.9169
123 | 2604676.2164 | 1259173.9443
124 | 2604336.1963 | 1259116.0534
125 | 2604488.2029 | 1259044.2688
126 | 2604498.1393 | 1259067.3439
127 | 2604503.9121 | 1259080.75
128 | 2604509.1113 | 1259077.9166
129 | 2604483.515 | 1259092.6317
130 | 2604520.163 | 1259071.8938
131 | 2604482.4252 | 1259093.0632
132 | 2604186.4771 | 1259174.3509
133 | 2604169.2022 | 1259178.1345
134 | 2604166.6346 | 1259178.9016
135 | 2604634.8129 | 1258949.2755
136 | 2604617.1934 | 1258963.1469
137 | 2604639.4075 | 1258946.3628
138 | 2604598.2471 | 1258979.3982
139 | 2604650.6584 | 1258958.2714
140 | 2604684.7719 | 1258924.4147
141 | 2604682.1807 | 1258991.6365
142 | 2604685.9386 | 1258923.8588
143 | 2604581.7958 | 1258980.4901
144 | 2604710.4239 | 1258911.3711
145 | 2604179.3725 | 1259056.2295
146 | 2604176.9819 | 1259040.5315
147 | 2604180.4607 | 1259034.6966
148 | 2604196.1465 | 1259066.1509
149 | 2604220.8846 | 1259058.8961
150 | 2604202.0513 | 1259088.1803
151 | 2604229.9875 | 1259056.2266
152 | 2604202.3054 | 1259089.1282
153 | 2604242.2736 | 1259021.7308
154 | 2604254.466 | 1259018.2708
155 | 2604224.763 | 1259026.7
156 | 2604246.0489 | 1259051.5163
157 | 2604761.2184 | 1258946.1839
158 | 2604756.3839 | 1258940.3041
159 | 2604750.0529 | 1258932.6042
160 | 2604743.369 | 1258924.4752
161 | 2604738.5339 | 1258918.5947
162 | 2604767.5269 | 1259150.6937
163 | 2604751.669 | 1259175.2349
164 | 2604717.7199 | 1259109.2213
165 | 2604706.5924 | 1259126.5742
166 | 2604275.2619 | 1259382.0576
167 | 2604249.966 | 1259375.829
168 | 2604222.0505 | 1259315.2255
169 | 2604674.6142 | 1259176.3146
170 | 2604677.1601 | 1259172.4725
171 | 2604672.2791 | 1259179.7693
172 | 2604679.3988 | 1259168.9815
173 | 2604461.4149 | 1259187.8102
174 | 2604466.3572 | 1259180.196
175 | 2604454.3686 | 1259199.7317
176 | 2604473.1898 | 1259171.0095
177 | 2604450.031 | 1259207.0703
178 | 2604478.1272 | 1259164.3712
179 | 2604486.9285 | 1259153.4946
180 | 2604325.1637 | 1259267.8866
181 | 2604546.6377 | 1259177.6921
182 | 2604534.6473 | 1259246.0054
183 | 2604549.4021 | 1259168.2653
184 | 2604533.7706 | 1259254.6164
185 | 2604561.3783 | 1259127.4248
186 | 2604532.7693 | 1259264.4509
187 | 2604565.6562 | 1259113.0893
188 | 2604538.9851 | 1259120.6197
189 | 2604516.8815 | 1259262.0521
190 | 2604532.5063 | 1259275.3751
191 | 2604530.9683 | 1259118.5493
192 | 2604580.1802 | 1258972.6428
193 | 2604569.6903 | 1258914.5429
194 | 2604567.1017 | 1258900.005
195 | 2604564.772 | 1258886.9212
196 | 2604552.8064 | 1259050.6059
197 | 2604699.9236 | 1259136.9739
198 | 2604693.2531 | 1259147.3762
199 | 2604702.1606 | 1259133.4854
200 | 2604691.0109 | 1259150.8729
201 | 2604640.0656 | 1259123.9999
202 | 2604613.4439 | 1259154.3438
203 | 2604676.6772 | 1259082.2696
204 | 2604609.0444 | 1259160.8532
205 | 2604677.7764 | 1259081.0166
206 | 2604604.9629 | 1259173.7057
207 | 2604704.6106 | 1259046.5808
208 | 2604609 | 1259186.3185
209 | 2604729.8866 | 1258995.8364
210 | 2604511.7227 | 1259126.5176
211 | 2604518.254 | 1259121.0565
212 | 2604305.7958 | 1259417.2758
213 | 2604324.787 | 1259361.1723
214 | 2604375.3358 | 1259307.2325
215 | 2604357.3616 | 1259318.0307
216 | 2604346.0414 | 1259324.8314
217 | 2604400.2674 | 1259338.102
218 | 2604344.3332 | 1259326.5569
219 | 2604334.0681 | 1259338.4971
220 | 2604204.5659 | 1259108.7855
221 | 2604890.9014 | 1258933.2117
222 | 2604787.7234 | 1258962.5678
223 | 2604781.9745 | 1258966.0733
224 | 2604704.3518 | 1259130.0683
225 | 2604616.8261 | 1259193.2506
226 | 2604556.3015 | 1258856.9144
227 | 2604537.3743 | 1258827.355
228 | 2604531.8754 | 1259301.5782
229 | 2604531.1641 | 1259331.2075
230 | 2604530.6189 | 1259354.0121
231 | 2604510.5858 | 1259261.1016
232 | 2604490.5028 | 1259262.9515
233 | 2604529.5938 | 1259368.2673
234 | 2604218.3947 | 1259293.5822
235 | 2604221.5686 | 1259282.2411
236 | 2604228.3752 | 1259269.0719
237 | 2604196.2728 | 1259328.7662
238 | 2604234.1013 | 1259260.7397
239 | 2604189.5393 | 1259332.3032
240 | 2604242.7685 | 1259248.7598
241 | 2604762.5915 | 1258870.8729
242 | 2604725.5568 | 1258902.8117
243 | 2604737.5999 | 1258917.4587
244 | 2604850.4924 | 1258902.2152
245 | 2604269.1994 | 1259230.7382
246 | 2604254.6204 | 1259238.1729
247 | 2604346.2797 | 1259107.7998
248 | 2604333.3491 | 1259034.5283
249 | 2604324.3102 | 1259006.159
250 | 2604340.1557 | 1259055.8917
251 | 2604278.2827 | 1258945.9168
252 | 2604340.358 | 1259056.5266
253 | 2604307.1764 | 1258931.5055
254 | 2604345.7506 | 1259073.4516
255 | 2604349.4107 | 1259084.9391
256 | 2604686.5816 | 1259157.7802
257 | 2604687.9676 | 1259155.6187
258 | 2604688.9161 | 1259154.1396
259 | 2604664.9565 | 1259190.6026
260 | 2604490.9916 | 1258784.5358
261 | 2604662.6235 | 1259194.0541
262 | 2604660.2639 | 1259197.545
263 | 2604651.4134 | 1259210.6387
264 | 2604637.1061 | 1259204.0956
265 | 2604376.0672 | 1258736.6577
266 | 2604486.4209 | 1259266.4167
267 | 2604480.8167 | 1259272.0108
268 | 2604471.8717 | 1259293.7101
269 | 2604388.9343 | 1258977.4132
270 | 2604391.8043 | 1258986.0167
271 | 2604398.5042 | 1259006.1012
272 | 2604402.6894 | 1259018.6474
273 | 2604403.3325 | 1259020.5751
274 | 2604265.1196 | 1259217.421
275 | 2604247.9769 | 1259241.5609
276 | 2604252.5993 | 1259234.1429
277 | 2604225.2293 | 1259250.866
278 | 2604255.9818 | 1259228.7149
279 | 2604201.027 | 1259262.868
280 | 2604172.0981 | 1259287.2028
281 | 2604759.7628 | 1258973.6003
282 | 2604747.8415 | 1258978.2865
283 | 2604745.4103 | 1258979.3566
284 | 2604410.3741 | 1259040.1722
285 | 2604420.969 | 1259067.294
286 | 2604409.2063 | 1259037.1829
287 | 2604446.9611 | 1258948.4937
288 | 2604561.3783 | 1259127.4248

## line_std_types
| c_nf_per_km | r_ohm_per_km | x_ohm_per_km | max_i_ka | type | q_mm2 | alpha | voltage_rating
NAYY 4x50 SE | 210 | 0.642 | 0.083 | 0.142 | cs | 50 | 0.00403 | LV
NAYY 4x120 SE | 264 | 0.225 | 0.08 | 0.242 | cs | 120 | 0.00403 | LV
NAYY 4x150 SE | 261 | 0.208 | 0.08 | 0.27 | cs | 150 | 0.00403 | LV
NA2XS2Y 1x95 RM/25 12/20 kV | 216 | 0.313 | 0.132 | 0.252 | cs | 95 | 0.00403 | MV
NA2XS2Y 1x185 RM/25 12/20 kV | 273 | 0.161 | 0.117 | 0.362 | cs | 185 | 0.00403 | MV
NA2XS2Y 1x240 RM/25 12/20 kV | 304 | 0.122 | 0.112 | 0.421 | cs | 240 | 0.00403 | MV
NA2XS2Y 1x95 RM/25 6/10 kV | 315 | 0.313 | 0.123 | 0.249 | cs | 95 | 0.00403 | MV
NA2XS2Y 1x185 RM/25 6/10 kV | 406 | 0.161 | 0.11 | 0.358 | cs | 185 | 0.00403 | MV
NA2XS2Y 1x240 RM/25 6/10 kV | 456 | 0.122 | 0.105 | 0.416 | cs | 240 | 0.00403 | MV
NA2XS2Y 1x150 RM/25 12/20 kV | 250 | 0.206 | 0.116 | 0.319 | cs | 150 | 0.00403 | MV
NA2XS2Y 1x120 RM/25 12/20 kV | 230 | 0.253 | 0.119 | 0.283 | cs | 120 | 0.00403 | MV
NA2XS2Y 1x70 RM/25 12/20 kV | 190 | 0.443 | 0.132 | 0.22 | cs | 70 | 0.00403 | MV
NA2XS2Y 1x150 RM/25 6/10 kV | 360 | 0.206 | 0.11 | 0.315 | cs | 150 | 0.00403 | MV
NA2XS2Y 1x120 RM/25 6/10 kV | 340 | 0.253 | 0.113 | 0.28 | cs | 120 | 0.00403 | MV
NA2XS2Y 1x70 RM/25 6/10 kV | 280 | 0.443 | 0.123 | 0.217 | cs | 70 | 0.00403 | MV
N2XS(FL)2Y 1x120 RM/35 64/110 kV | 112 | 0.153 | 0.166 | 0.366 | cs | 120 | 0.00393 | HV
N2XS(FL)2Y 1x185 RM/35 64/110 kV | 125 | 0.099 | 0.156 | 0.457 | cs | 185 | 0.00393 | HV
N2XS(FL)2Y 1x240 RM/35 64/110 kV | 135 | 0.075 | 0.149 | 0.526 | cs | 240 | 0.00393 | HV
N2XS(FL)2Y 1x300 RM/35 64/110 kV | 144 | 0.06 | 0.144 | 0.588 | cs | 300 | 0.00393 | HV
15-AL1/3-ST1A 0.4 | 11 | 1.8769 | 0.35 | 0.105 | ol | 16 | 0.00403 | LV
24-AL1/4-ST1A 0.4 | 11.25 | 1.2012 | 0.335 | 0.14 | ol | 24 | 0.00403 | LV
48-AL1/8-ST1A 0.4 | 12.2 | 0.5939 | 0.3 | 0.21 | ol | 48 | 0.00403 | LV
94-AL1/15-ST1A 0.4 | 13.2 | 0.306 | 0.29 | 0.35 | ol | 94 | 0.00403 | LV
34-AL1/6-ST1A 10.0 | 9.7 | 0.8342 | 0.36 | 0.17 | ol | 34 | 0.00403 | MV
48-AL1/8-ST1A 10.0 | 10.1 | 0.5939 | 0.35 | 0.21 | ol | 48 | 0.00403 | MV
70-AL1/11-ST1A 10.0 | 10.4 | 0.4132 | 0.339 | 0.29 | ol | 70 | 0.00403 | MV
94-AL1/15-ST1A 10.0 | 10.75 | 0.306 | 0.33 | 0.35 | ol | 94 | 0.00403 | MV
122-AL1/20-ST1A 10.0 | 11.1 | 0.2376 | 0.323 | 0.41 | ol | 122 | 0.00403 | MV
149-AL1/24-ST1A 10.0 | 11.25 | 0.194 | 0.315 | 0.47 | ol | 149 | 0.00403 | MV
34-AL1/6-ST1A 20.0 | 9.15 | 0.8342 | 0.382 | 0.17 | ol | 34 | 0.00403 | MV
48-AL1/8-ST1A 20.0 | 9.5 | 0.5939 | 0.372 | 0.21 | ol | 48 | 0.00403 | MV
70-AL1/11-ST1A 20.0 | 9.7 | 0.4132 | 0.36 | 0.29 | ol | 70 | 0.00403 | MV
94-AL1/15-ST1A 20.0 | 10 | 0.306 | 0.35 | 0.35 | ol | 94 | 0.00403 | MV
122-AL1/20-ST1A 20.0 | 10.3 | 0.2376 | 0.344 | 0.41 | ol | 122 | 0.00403 | MV
149-AL1/24-ST1A 20.0 | 10.5 | 0.194 | 0.337 | 0.47 | ol | 149 | 0.00403 | MV
184-AL1/30-ST1A 20.0 | 10.75 | 0.1571 | 0.33 | 0.535 | ol | 184 | 0.00403 | MV
243-AL1/39-ST1A 20.0 | 11 | 0.1188 | 0.32 | 0.645 | ol | 243 | 0.00403 | MV
48-AL1/8-ST1A 110.0 | 8 | 0.5939 | 0.46 | 0.21 | ol | 48 | 0.00403 | HV
70-AL1/11-ST1A 110.0 | 8.4 | 0.4132 | 0.45 | 0.29 | ol | 70 | 0.00403 | HV
94-AL1/15-ST1A 110.0 | 8.65 | 0.306 | 0.44 | 0.35 | ol | 94 | 0.00403 | HV
122-AL1/20-ST1A 110.0 | 8.5 | 0.2376 | 0.43 | 0.41 | ol | 122 | 0.00403 | HV
149-AL1/24-ST1A 110.0 | 8.75 | 0.194 | 0.41 | 0.47 | ol | 149 | 0.00403 | HV
184-AL1/30-ST1A 110.0 | 8.8 | 0.1571 | 0.4 | 0.535 | ol | 184 | 0.00403 | HV
243-AL1/39-ST1A 110.0 | 9 | 0.1188 | 0.39 | 0.645 | ol | 243 | 0.00403 | HV
305-AL1/39-ST1A 110.0 | 9.2 | 0.0949 | 0.38 | 0.74 | ol | 305 | 0.00403 | HV
490-AL1/64-ST1A 110.0 | 9.75 | 0.059 | 0.37 | 0.96 | ol | 490 | 0.00403 | HV
679-AL1/86-ST1A 110.0 | 9.95 | 0.042 | 0.36 | 1.15 | ol | 679 | 0.00403 | HV
490-AL1/64-ST1A 220.0 | 10 | 0.059 | 0.285 | 0.96 | ol | 490 | 0.00403 | HV
679-AL1/86-ST1A 220.0 | 11.7 | 0.042 | 0.275 | 1.15 | ol | 679 | 0.00403 | HV
490-AL1/64-ST1A 380.0 | 11 | 0.059 | 0.253 | 0.96 | ol | 490 | 0.00403 | HV
679-AL1/86-ST1A 380.0 | 14.6 | 0.042 | 0.25 | 1.15 | ol | 679 | 0.00403 | HV

## trafo_std_types
| i0_percent | pfe_kw | vkr_percent | sn_mva | vn_lv_kv | vn_hv_kv | vk_percent | shift_degree | vector_group | tap_side | tap_neutral | tap_min | tap_max | tap_step_degree | tap_step_percent | tap_phase_shifter
160 MVA 380/110 kV | 0.06 | 60 | 0.25 | 160 | 110 | 380 | 12.2 | 0 | Yy0 | hv | 0 | -9 | 9 | 0 | 1.5 | FALSE
100 MVA 220/110 kV | 0.06 | 55 | 0.26 | 100 | 110 | 220 | 12 | 0 | Yy0 | hv | 0 | -9 | 9 | 0 | 1.5 | FALSE
63 MVA 110/20 kV | 0.04 | 22 | 0.32 | 63 | 20 | 110 | 18 | 150 | YNd5 | hv | 0 | -9 | 9 | 0 | 1.5 | FALSE
40 MVA 110/20 kV | 0.05 | 18 | 0.34 | 40 | 20 | 110 | 16.2 | 150 | YNd5 | hv | 0 | -9 | 9 | 0 | 1.5 | FALSE
25 MVA 110/20 kV | 0.07 | 14 | 0.41 | 25 | 20 | 110 | 12 | 150 | YNd5 | hv | 0 | -9 | 9 | 0 | 1.5 | FALSE
63 MVA 110/10 kV | 0.04 | 22 | 0.32 | 63 | 10 | 110 | 18 | 150 | YNd5 | hv | 0 | -9 | 9 | 0 | 1.5 | FALSE
40 MVA 110/10 kV | 0.05 | 18 | 0.34 | 40 | 10 | 110 | 16.2 | 150 | YNd5 | hv | 0 | -9 | 9 | 0 | 1.5 | FALSE
25 MVA 110/10 kV | 0.07 | 14 | 0.41 | 25 | 10 | 110 | 12 | 150 | YNd5 | hv | 0 | -9 | 9 | 0 | 1.5 | FALSE
0.25 MVA 20/0.4 kV | 0.32 | 0.8 | 1.44 | 0.25 | 0.4 | 20 | 6 | 150 | Yzn5 | hv | 0 | -2 | 2 | 0 | 2.5 | FALSE
0.4 MVA 20/0.4 kV | 0.3375 | 1.35 | 1.425 | 0.4 | 0.4 | 20 | 6 | 150 | Dyn5 | hv | 0 | -2 | 2 | 0 | 2.5 | FALSE
0.63 MVA 20/0.4 kV | 0.2619 | 1.65 | 1.206 | 0.63 | 0.4 | 20 | 6 | 150 | Dyn5 | hv | 0 | -2 | 2 | 0 | 2.5 | FALSE
0.25 MVA 10/0.4 kV | 0.24 | 0.6 | 1.2 | 0.25 | 0.4 | 10 | 4 | 150 | Dyn5 | hv | 0 | -2 | 2 | 0 | 2.5 | FALSE
0.4 MVA 10/0.4 kV | 0.2375 | 0.95 | 1.325 | 0.4 | 0.4 | 10 | 4 | 150 | Dyn5 | hv | 0 | -2 | 2 | 0 | 2.5 | FALSE
0.63 MVA 10/0.4 kV | 0.1873 | 1.18 | 1.0794 | 0.63 | 0.4 | 10 | 4 | 150 | Dyn5 | hv | 0 | -2 | 2 | 0 | 2.5 | FALSE

## trafo3w_std_types
| sn_hv_mva | sn_mv_mva | sn_lv_mva | vn_hv_kv | vn_mv_kv | vn_lv_kv | vk_hv_percent | vk_mv_percent | vk_lv_percent | vkr_hv_percent | vkr_mv_percent | vkr_lv_percent | pfe_kw | i0_percent | shift_mv_degree | shift_lv_degree | vector_group | tap_side | tap_neutral | tap_min | tap_max | tap_step_percent
63/25/38 MVA 110/20/10 kV | 63 | 25 | 38 | 110 | 20 | 10 | 10.4 | 10.4 | 10.4 | 0.28 | 0.32 | 0.35 | 35 | 0.89 | 0 | 0 | YN0yn0yn0 | hv | 0 | -10 | 10 | 1.2
63/25/38 MVA 110/10/10 kV | 63 | 25 | 38 | 110 | 10 | 10 | 10.4 | 10.4 | 10.4 | 0.28 | 0.32 | 0.35 | 35 | 0.89 | 0 | 0 | YN0yn0yn0 | hv | 0 | -10 | 10 | 1.2

## fuse_std_types
| fuse_type | i_rated_a | t_avg | t_min | t_total | x_avg | x_min | x_total
HV 100A | HV 100A | 100 | 0 | [10.0, 3.64, 0.854, 0.281, 0.1, 0.0531, 0.022, 0.01] | [10.0, 4.267, 1.21, 0.403, 0.1, 0.058, 0.022, 0.01] | 0 | [300.0, 350.0, 450.0, 550.0, 700.0, 850.0, 1200.0, 1752.0] | [600.0, 700.0, 900.0, 1150.0, 1665.0, 2000.0, 3000.0, 4313.0]
HV 10A | HV 10A | 10 | 0 | [10.0, 1675.0, 0.344, 0.156, 0.1, 0.0417, 0.0171, 0.01] | [10.0, 1.3, 0.3, 0.155, 0.1, 0.0555, 0.023, 0.01] | 0 | [30.0, 32.0, 35.0, 37.0, 39.0, 50.0, 70.0, 88.0] | [60.0, 70.0, 80.0, 87.0, 94.0, 110.0, 150.0, 216.0]
HV 125A | HV 125A | 125 | 0 | [10.0, 1.82, 0.344, 0.1, 0.0467, 0.0269, 0.01] | [10.0, 2.478, 0.426, 0.1, 0.0427, 0.0211, 0.01] | 0 | [375.0, 500.0, 700.0, 925.0, 1200.0, 1500.0, 2341.0] | [750.0, 1000.0, 1500.0, 2200.0, 3000.0, 4000.0, 5765.0]
HV 160A | HV 160A | 160 | 0 | [10.0, 4.15, 1.03, 0.198, 0.1, 0.051, 0.0172, 0.01] | [10.0, 2.3, 0.734, 0.274, 0.1, 0.046, 0.0177, 0.01] | 0 | [480.0, 550.0, 700.0, 1000.0, 1260.0, 1600.0, 2500.0, 3227.0] | [960.0, 1300.0, 1700.0, 2200.0, 2996.0, 4000.0, 6000.0, 7946.0]
HV 16A | HV 16A | 16 | 0 | [10.0, 0.352, 0.164, 0.1, 0.0649, 0.0342, 0.01] | [10.0, 2.34, 0.722, 0.181, 0.1, 0.055, 0.0296, 0.01] | 0 | [48.0, 60.0, 65.0, 71.0, 80.0, 100.0, 162.0] | [96.0, 110.0, 125.0, 150.0, 168.0, 200.0, 250.0, 398.0]
HV 200A | HV 200A | 200 | 0 | [10.0, 4.267, 1.21, 0.403, 0.1, 0.058, 0.022, 0.01] | [10.0, 3.73, 1.654, 0.328, 0.1, 0.0531, 0.019, 0.01] | 0 | [600.0, 700.0, 900.0, 1150.0, 1665.0, 2000.0, 3000.0, 4313.0] | [1200.0, 1500.0, 1800.0, 2700.0, 3960.0, 5000.0, 7500.0, 10620.0]
HV 20A | HV 20A | 20 | 0 | [10.0, 1.3, 0.3, 0.155, 0.1, 0.0555, 0.023, 0.01] | [10.0, 1.3, 0.161, 0.1, 0.0611, 0.0399, 0.0141, 0.01] | 0 | [60.0, 70.0, 80.0, 87.0, 94.0, 110.0, 150.0, 216.0] | [120.0, 150.0, 200.0, 223.0, 260.0, 300.0, 450.0, 532.0]
HV 25A | HV 25A | 25 | 0 | [10.0, 2.512, 0.833, 0.299, 0.1, 0.0372, 0.0223, 0.01] | [10.0, 3.125, 0.597, 0.198, 0.1, 0.0378, 0.022, 0.01] | 0 | [75.0, 82.0, 90.0, 100.0, 124.0, 170.0, 200.0, 289.0] | [150.0, 170.0, 210.0, 250.0, 294.0, 400.0, 500.0, 711.0]
HV 31.5A | HV 31.5A | 31.5 | 0 | [10.0, 2.34, 0.722, 0.181, 0.1, 0.055, 0.0296, 0.01] | [10.0, 2.84, 0.368, 0.164, 0.1, 0.0621, 0.0378, 0.0195, 0.01] | 0 | [95.0, 110.0, 125.0, 150.0, 165.0, 200.0, 250.0, 390.0] | [189.0, 220.0, 300.0, 350.0, 393.0, 450.0, 530.0, 700.0, 960.0]
HV 40A | HV 40A | 40 | 0 | [10.0, 1.3, 0.161, 0.1, 0.0611, 0.0399, 0.0141, 0.01] | [10.0, 2.05, 0.369, 0.198, 0.1, 0.051, 0.0298, 0.01] | 0 | [120.0, 150.0, 200.0, 223.0, 260.0, 300.0, 450.0, 532.0] | [240.0, 300.0, 400.0, 450.0, 530.0, 650.0, 800.0, 1311.0]
HV 50A | HV 50A | 50 | 0 | [10.0, 3.215, 0.597, 0.198, 0.1, 0.0378, 0.022, 0.01] | [10.0, 3.64, 0.854, 0.281, 0.1, 0.0531, 0.022, 0.01] | 0 | [150.0, 170.0, 210.0, 250.0, 294.0, 400.0, 500.0, 711.0] | [300.0, 350.0, 450.0, 550.0, 700.0, 850.0, 1200.0, 1752.0]
HV 6.3A | HV 6.3A | 6.3 | 0 | [10.0, 1.39, 0.344, 0.168, 0.1, 0.056, 0.0263, 0.01] | [10.0, 1.711, 0.516, 0.198, 0.1, 0.0634, 0.0303, 0.01] | 0 | [19.0, 19.5, 20.4, 20.8, 22.0, 25.0, 32.0, 48.0] | [38.0, 40.0, 43.0, 48.0, 53.0, 60.0, 75.0, 118.0]
HV 63A | HV 63A | 63 | 0 | [10.0, 2.84, 0.368, 0.164, 0.1, 0.0621, 0.0378, 0.0195, 0.01] | [10.0, 1.82, 0.344, 0.1, 0.0467, 0.0269, 0.01] | 0 | [189.0, 220.0, 300.0, 350.0, 393.0, 450.0, 530.0, 700.0, 961.0] | [378.0, 500.0, 700.0, 934.0, 1200.0, 1500.0, 2366.0]
HV 80A | HV 80A | 80 | 0 | [10.0, 2.05, 0.369, 0.198, 0.1, 0.051, 0.0298, 0.01] | [10.0, 4.15, 1.03, 0.198, 0.1, 0.051, 0.0172, 0.01] | 0 | [240.0, 300.0, 400.0, 450.0, 530.0, 650.0, 800.0, 1311.0] | [480.0, 550.0, 700.0, 1000.0, 1260.0, 1600.0, 2500.0, 3227.0]
Siemens NH-1-100 | Siemens NH-1-100 | 100 | [5400.0, 2000.0, 400.0, 20.0, 1.0, 0.2, 0.012, 0.004] | 0 | 0 | [150.0, 190.0, 250.0, 430.0, 900.0, 1250.0, 2700.0, 3600.0] | 0 | 0
Siemens NH-1-125 | Siemens NH-1-125 | 125 | [4800.0, 120.0, 7.0, 0.1, 0.004] | 0 | 0 | [180.0, 400.0, 740.0, 2000.0, 4250.0] | 0 | 0
Siemens NH-1-16 | Siemens NH-1-16 | 16 | [4000.0, 400.0, 2.0, 0.1, 0.04, 0.01] | 0 | 0 | [26.0, 35.0, 75.0, 150.0, 200.0, 300.0] | 0 | 0
Siemens NH-1-160 | Siemens NH-1-160 | 160 | [4800.0, 120.0, 7.0, 0.1, 0.004] | 0 | 0 | [210.0, 500.0, 900.0, 2300.0, 5000.0] | 0 | 0
Siemens NH-1-25 | Siemens NH-1-25 | 25 | [4000.0, 1000.0, 10.0, 0.2, 0.02, 0.01] | 0 | 0 | [40.0, 50.0, 100.0, 210.0, 400.0, 500.0] | 0 | 0
Siemens NH-1-50 | Siemens NH-1-50 | 50 | [4000.0, 40.0, 4.0, 1.0, 0.02, 0.01] | 0 | 0 | [86.0, 200.0, 300.0, 400.0, 1000.0, 1280.0] | 0 | 0
Siemens NH-1-63 | Siemens NH-1-63 | 63 | [4000.0, 100.0, 10.0, 2.0, 0.04, 0.01] | 0 | 0 | [100.0, 200.0, 300.0, 400.0, 1000.0, 1500.0] | 0 | 0
Siemens NH-1-80 | Siemens NH-1-80 | 80 | [4800.0, 120.0, 7.0, 0.1, 0.01] | 0 | 0 | [150.58, 250.0, 450.0, 1150.0, 2470.0] | 0 | 0
Siemens NH-2-1000 | Siemens NH-2-1000 | 1000 | [4800.0, 120.0, 7.0, 0.1, 0.004] | 0 | 0 | [1900.0, 3500.0, 8400.0, 24000.0, 52000.0] | 0 | 0
Siemens NH-2-200 | Siemens NH-2-200 | 200 | [4800.0, 120.0, 7.0, 0.1, 0.004] | 0 | 0 | [280.0, 650.0, 1200.0, 3000.0, 7000.0] | 0 | 0
Siemens NH-2-224 | Siemens NH-2-224 | 224 | [4800.0, 120.0, 7.0, 0.2, 0.04, 0.004] | 0 | 0 | [400.0, 750.0, 1453.0, 3025.0, 4315.0, 7600.0] | 0 | 0
Siemens NH-2-250 | Siemens NH-2-250 | 250 | [4800.0, 120.0, 7.0, 0.1, 0.004] | 0 | 0 | [450.0, 800.0, 1650.0, 4000.0, 8500.0] | 0 | 0
Siemens NH-2-315 | Siemens NH-2-315 | 315 | [4800.0, 120.0, 7.0, 0.1, 0.004] | 0 | 0 | [550.0, 920.0, 1900.0, 5000.0, 11000.0] | 0 | 0
Siemens NH-2-355 | Siemens NH-2-355 | 355 | [4800.0, 120.0, 6.0, 0.1, 0.004] | 0 | 0 | [650.0, 1116.27, 2350.0, 5840.0, 12790.0] | 0 | 0
Siemens NH-2-400 | Siemens NH-2-400 | 400 | [4800.0, 120.0, 7.0, 0.1, 0.004] | 0 | 0 | [720.0, 1350.0, 2800.0, 6500.0, 15000.0] | 0 | 0
Siemens NH-2-425 | Siemens NH-2-425 | 425 | [4800.0, 120.0, 7.0, 0.1, 0.004] | 0 | 0 | [850.0, 1500.0, 3050.0, 7500.0, 16500.0] | 0 | 0
Siemens NH-2-630 | Siemens NH-2-630 | 630 | [4800.0, 120.0, 7.0, 0.1, 0.004] | 0 | 0 | [1200.0, 2000.0, 4800.0, 12000.0, 26000.0] | 0 | 0

## res_bus
| vm_pu | va_degree | p_mw | q_mvar
0 | 0.99429 | -0.10801 | 0.0020052 | 0.00050256
1 | 0.99325 | -0.12775 | 0.001553 | 0.00038923
2 | 0.99495 | -0.095542 | 0.0018068 | 0.00045282
3 | 0.99273 | -0.13765 | 0.0022246 | 0.00055753
4 | 0.99584 | -0.07863 | 0.0022551 | 0.00056518
5 | 0.99235 | -0.14504 | 0.0016841 | 0.00042208
6 | 0.996 | -0.075577 | 0.0017919 | 0.00044908
7 | 0.99154 | -0.16049 | 0.0042349 | 0.0010614
8 | 0.99602 | -0.07518 | 0.0018073 | 0.00045296
9 | 0.97565 | -0.46848 | 0.0021454 | 0.00053768
10 | 0.97607 | -0.46028 | 0.003662 | 0.00091778
11 | 0.97544 | -0.47255 | 0.0028021 | 0.00070227
12 | 0.97658 | -0.45016 | 0 | 0
13 | 0.97533 | -0.47482 | 0.0020906 | 0.00052395
14 | 0.97697 | -0.44246 | 0.0025942 | 0.00065017
15 | 0.97642 | -0.45339 | 0 | 0
16 | 0.9751 | -0.47934 | 0.0020467 | 0.00051296
17 | 0.97768 | -0.42865 | 0.0023533 | 0.00058978
18 | 0.97529 | -0.47549 | 0.0054482 | 0.0013654
19 | 0.97621 | -0.45748 | 0.0027824 | 0.00069734
20 | 0.97499 | -0.48139 | 0.0035557 | 0.00089113
21 | 0.97024 | -0.57514 | 0.0026411 | 0.00066192
22 | 0.97017 | -0.5764 | 0.0010649 | 0.00026689
23 | 0.97027 | -0.5745 | 0.0021548 | 0.00054003
24 | 0.97015 | -0.57686 | 0.0036881 | 0.00092431
25 | 0.97042 | -0.57149 | 0 | 0
26 | 0.97067 | -0.56658 | 0.0027102 | 0.00067925
27 | 0.97042 | -0.57163 | 0.0022471 | 0.00056318
28 | 0.9709 | -0.56194 | 0 | 0
29 | 0.97413 | -0.49817 | 0.0020154 | 0.0005051
30 | 0.97473 | -0.4862 | 0.0021645 | 0.00054246
31 | 0.97335 | -0.51352 | 0.0014986 | 0.0003756
32 | 0.97201 | -0.54005 | 0.0016434 | 0.00041188
33 | 0.97192 | -0.54185 | 0.002895 | 0.00072556
34 | 0.97227 | -0.53482 | 0.0016295 | 0.00040839
35 | 0.9752 | -0.47702 | 0 | 0
36 | 0.9728 | -0.52441 | 0.0033362 | 0.00083614
37 | 0.97323 | -0.5159 | 0.0012073 | 0.00030259
38 | 0.97321 | -0.51642 | 0.0013455 | 0.00033721
39 | 0.97328 | -0.51492 | 0.0042323 | 0.0010607
40 | 0.97188 | -0.54259 | 0.0013072 | 0.00032763
41 | 0.97215 | -0.53716 | 0.0011435 | 0.00028658
42 | 0.97316 | -0.5173 | 0.0016454 | 0.00041238
43 | 0.97319 | -0.51675 | 0.0010854 | 0.00027203
44 | 0.97541 | -0.47284 | 0.0023653 | 0.0005928
45 | 0.97339 | -0.5127 | 0.0010834 | 0.00027152
46 | 0.97368 | -0.50713 | 0.0072659 | 0.001821
47 | 0.97333 | -0.5139 | 0.0010791 | 0.00027046
48 | 0.97609 | -0.45962 | 0.0022482 | 0.00056345
49 | 0.9761 | -0.45936 | 0.0034635 | 0.00086804
50 | 0.9762 | -0.45752 | 0.0027967 | 0.00070091
51 | 0.97433 | -0.49426 | 0.0012243 | 0.00030685
52 | 0.98273 | -0.32985 | 0.0003424 | 8.5814e-05
53 | 0.98273 | -0.32979 | 0.00034066 | 8.5377e-05
54 | 0.98208 | -0.34243 | 0.00079071 | 0.00019817
55 | 0.98344 | -0.316 | 0.0020657 | 0.00051772
56 | 0.98479 | -0.28993 | 0.0042201 | 0.0010576
57 | 0.9846 | -0.29372 | 0.0067348 | 0.0016879
58 | 0.98518 | -0.28233 | 0.001614 | 0.0004045
59 | 0.98451 | -0.29534 | 0.003336 | 0.00083609
60 | 0.9807 | -0.36937 | 0.00061844 | 0.000155
61 | 0.9865 | -0.25689 | 0 | 0
62 | 0.97838 | -0.41476 | 0.0039165 | 0.00098156
63 | 0.97861 | -0.41013 | 0.0021105 | 0.00052893
64 | 0.98027 | -0.37772 | 0.0014326 | 0.00035905
65 | 0.97891 | -0.40428 | 0.0024176 | 0.00060591
66 | 0.97976 | -0.38826 | 0.0014822 | 0.00037148
67 | 0.97977 | -0.38807 | 0.0013872 | 0.00034766
68 | 0.97974 | -0.38865 | 0.0021809 | 0.00054659
69 | 0.97981 | -0.38728 | 0.0014672 | 0.00036773
70 | 0.97998 | -0.384 | 0.0019394 | 0.00048605
71 | 0.98006 | -0.38229 | 0.0017303 | 0.00043366
72 | 0.97212 | -0.53704 | 0.0031606 | 0.00079213
73 | 0.97214 | -0.53672 | 0 | 0
74 | 0.97754 | -0.4314 | 0.0013728 | 0.00034406
75 | 0.97755 | -0.43123 | 0.0013747 | 0.00034452
76 | 0.97761 | -0.43012 | 0.0033547 | 0.00084077
77 | 0.97776 | -0.42718 | 0.0015008 | 0.00037613
78 | 0.97777 | -0.42693 | 0.0025593 | 0.00064142
79 | 0.97278 | -0.52394 | 0.0034477 | 0.00086408
80 | 0.9719 | -0.54151 | 0.0021029 | 0.00052704
81 | 0.98155 | -0.3531 | 0.0021959 | 0.00055034
82 | 0.98158 | -0.35259 | 0.0024768 | 0.00062076
83 | 0.98089 | -0.366 | 0.0034284 | 0.00085925
84 | 0.9824 | -0.33652 | 0.0027232 | 0.00068249
85 | 0.98087 | -0.36639 | 0.0024798 | 0.0006215
86 | 0.98272 | -0.33034 | 0 | 0
87 | 0.98058 | -0.37217 | 0.002749 | 0.00068896
88 | 0.98301 | -0.3247 | 0 | 0
89 | 0.98216 | -0.3412 | 0.0017805 | 0.00044624
90 | 0.98037 | -0.37634 | 0.0018337 | 0.00045958
91 | 0.97558 | -0.46978 | 0.0027939 | 0.00070021
92 | 0.9756 | -0.46938 | 0.0030417 | 0.00076232
93 | 0.97552 | -0.47096 | 0.0026942 | 0.00067522
94 | 0.97521 | -0.47701 | 0.0034296 | 0.00085954
95 | 0.97404 | -0.50007 | 0.0028101 | 0.00070429
96 | 0.97319 | -0.5168 | 0 | 0
97 | 0.97823 | -0.4179 | 0.0029307 | 0.00073449
98 | 0.97276 | -0.52441 | 0.0021905 | 0.00054899
99 | 0.97261 | -0.52742 | 0.0021971 | 0.00055065
100 | 0.97277 | -0.52422 | 0.0013581 | 0.00034036
101 | 0.97248 | -0.53 | 0.0015994 | 0.00040086
102 | 0.97277 | -0.5242 | 0.00084268 | 0.0002112
103 | 0.97238 | -0.53198 | 0.0010255 | 0.00025701
104 | 0.97298 | -0.52014 | 0.00084417 | 0.00021157
105 | 0.97225 | -0.53452 | 0.0027776 | 0.00069613
106 | 0.97298 | -0.52012 | 0.00084515 | 0.00021182
107 | 0.98348 | -0.31489 | 0.00082199 | 0.00020601
108 | 0.98357 | -0.31313 | 0.0006223 | 0.00015596
109 | 0.98343 | -0.3158 | 0.00066204 | 0.00016592
110 | 0.98577 | -0.27061 | 0.0023929 | 0.00059972
111 | 0.98163 | -0.35071 | 0.00091499 | 0.00022932
112 | 0.98849 | -0.21828 | 0.0025509 | 0.00063932
113 | 0.97928 | -0.39657 | 0 | 0
114 | 0.99029 | -0.18389 | 0.002802 | 0.00070225
115 | 0.97779 | -0.4256 | 0.0022338 | 0.00055983
116 | 0.97811 | -0.41938 | 0 | 0
117 | 0.97725 | -0.4368 | 0.0022218 | 0.00055683
118 | 0.97663 | -0.44906 | 0.0015514 | 0.00038881
119 | 0.97812 | -0.41967 | 0.0028137 | 0.00070518
120 | 0.97637 | -0.45408 | 0.0030604 | 0.000767
121 | 0.97662 | -0.44927 | 0.0015482 | 0.000388
122 | 0.97703 | -0.44107 | 0.002735 | 0.00068545
123 | 0.97624 | -0.45671 | 0 | 0
124 | 0.97518 | -0.47779 | 0.0029535 | 0.00074022
125 | 0.97298 | -0.52009 | 0.001972 | 0.00049424
126 | 0.97339 | -0.51198 | 0.0022147 | 0.00055504
127 | 0.97366 | -0.50667 | 0 | 0
128 | 0.97392 | -0.5016 | 0.0018982 | 0.00047574
129 | 0.97307 | -0.51836 | 0.0020261 | 0.00050779
130 | 0.97449 | -0.49037 | 0.0012223 | 0.00030635
131 | 0.97304 | -0.5189 | 0.0022398 | 0.00056135
132 | 0.97489 | -0.48351 | 0.0016431 | 0.0004118
133 | 0.97479 | -0.48541 | 0.0026767 | 0.00067086
134 | 0.97478 | -0.48556 | 0.0031646 | 0.00079312
135 | 0.97682 | -0.4448 | 0.0029998 | 0.00075182
136 | 0.97722 | -0.4369 | 0.0021732 | 0.00054467
137 | 0.97674 | -0.44642 | 0 | 0
138 | 0.97772 | -0.42715 | 0.0029535 | 0.00074021
139 | 0.97669 | -0.44727 | 0.0025381 | 0.00063611
140 | 0.97611 | -0.45877 | 0.0018787 | 0.00047084
141 | 0.97668 | -0.44753 | 0.00030317 | 7.5982e-05
142 | 0.97609 | -0.45904 | 0.0018787 | 0.00047084
143 | 0.97778 | -0.42595 | 0.010663 | 0.0026723
144 | 0.97585 | -0.4639 | 0.0015056 | 0.00037735
145 | 0.97081 | -0.56382 | 0.0018777 | 0.00047061
146 | 0.97073 | -0.56539 | 0.0031144 | 0.00078054
147 | 0.97072 | -0.56565 | 0.0021321 | 0.00053436
148 | 0.97118 | -0.55642 | 0 | 0
149 | 0.97189 | -0.54253 | 0.0027067 | 0.00067837
150 | 0.97102 | -0.5596 | 0.0037484 | 0.00093943
151 | 0.97217 | -0.53695 | 0.0027141 | 0.00068022
152 | 0.97102 | -0.55967 | 0.0022656 | 0.0005678
153 | 0.97298 | -0.52093 | 0.0022436 | 0.0005623
154 | 0.97304 | -0.51973 | 0 | 0
155 | 0.97293 | -0.52189 | 0.002881 | 0.00072204
156 | 0.97271 | -0.52628 | 0.0024675 | 0.00061841
157 | 0.9755 | -0.47067 | 0.00097629 | 0.00024468
158 | 0.97551 | -0.47053 | 0.00097691 | 0.00024484
159 | 0.97553 | -0.47018 | 0.0012952 | 0.00032461
160 | 0.97556 | -0.46955 | 0.00097581 | 0.00024456
161 | 0.97559 | -0.46896 | 0.00097768 | 0.00024503
162 | 0.97624 | -0.45662 | 0.0044421 | 0.0011133
163 | 0.97653 | -0.45091 | 0.001712 | 0.00042906
164 | 0.97434 | -0.49398 | 0.00022549 | 5.6513e-05
165 | 0.97473 | -0.48626 | 0.0013679 | 0.00034283
166 | 0.98408 | -0.30382 | 0.0018436 | 0.00046206
167 | 0.98298 | -0.32527 | 0.0018189 | 0.00045586
168 | 0.98122 | -0.35939 | 0 | 0
169 | 0.97621 | -0.45715 | 0.0013119 | 0.00032879
170 | 0.97618 | -0.45787 | 0.0013094 | 0.00032816
171 | 0.97618 | -0.45777 | 0.0013707 | 0.00034354
172 | 0.97604 | -0.4605 | 0.0013689 | 0.00034307
173 | 0.99793 | -0.03902 | 0.0020148 | 0.00050496
174 | 0.99836 | -0.030818 | 0.001958 | 0.00049072
175 | 0.99727 | -0.051433 | 0.0017005 | 0.00042619
176 | 0.99892 | -0.020418 | 0.0016942 | 0.00042461
177 | 0.99687 | -0.059031 | 0.0016945 | 0.00042467
178 | 0.99932 | -0.012861 | 0.0016194 | 0.00040587
179 | 1 | 0 | -0.61573 | -0.15842
180 | 0.98028 | -0.37806 | 0.0022849 | 0.00057266
181 | 0.99253 | -0.14124 | 0.0017742 | 0.00044465
182 | 0.99011 | -0.18749 | 0.0011412 | 0.00028602
183 | 0.99288 | -0.13466 | 0.0017656 | 0.0004425
184 | 0.98981 | -0.19323 | 0.00090896 | 0.00022781
185 | 0.99439 | -0.10593 | 0 | 0
186 | 0.98947 | -0.19976 | 0 | 0
187 | 0.99246 | -0.14249 | 0.0029928 | 0.00075005
188 | 0.99582 | -0.078778 | 0.0023363 | 0.00058553
189 | 0.98935 | -0.20213 | 0.00069833 | 0.00017502
190 | 0.98911 | -0.20666 | 0.0029887 | 0.00074904
191 | 0.99633 | -0.069087 | 0.002348 | 0.00058847
192 | 0.97752 | -0.43105 | 0.0031136 | 0.00078033
193 | 0.97577 | -0.4654 | 0.0091988 | 0.0023054
194 | 0.97546 | -0.47153 | 0.0056097 | 0.0014059
195 | 0.97525 | -0.47567 | 0 | 0
196 | 0.97631 | -0.45455 | 0.002598 | 0.00065111
197 | 0.975 | -0.48103 | 0.0013674 | 0.00034272
198 | 0.9753 | -0.4752 | 0.0013741 | 0.00034437
199 | 0.97491 | -0.48289 | 0.0013092 | 0.00032813
200 | 0.9754 | -0.47313 | 0.0013102 | 0.00032837
201 | 0.97503 | -0.48049 | 0.002322 | 0.00058196
202 | 0.97546 | -0.47197 | 0.0013731 | 0.00034414
203 | 0.97395 | -0.50158 | 0.00023191 | 5.8121e-05
204 | 0.9755 | -0.47126 | 0.0013093 | 0.00032814
205 | 0.97392 | -0.5022 | 0.00022549 | 5.6514e-05
206 | 0.97556 | -0.46997 | 0.0013093 | 0.00032814
207 | 0.9731 | -0.51846 | 0.00088023 | 0.00022061
208 | 0.97563 | -0.46861 | 0.0013694 | 0.0003432
209 | 0.97207 | -0.53869 | 0.0067463 | 0.0016908
210 | 0.99769 | -0.043439 | 0.0025167 | 0.00063073
211 | 0.99716 | -0.053514 | 0.0025033 | 0.00062738
212 | 0.98582 | -0.27021 | 0 | 0
213 | 0.98803 | -0.22767 | 0.0036647 | 0.00091846
214 | 0.99114 | -0.16813 | 0.0026366 | 0.00066078
215 | 0.99024 | -0.1853 | 0.0030492 | 0.0007642
216 | 0.98968 | -0.19598 | 0 | 0
217 | 0.98896 | -0.20998 | 0.01403 | 0.0035163
218 | 0.98959 | -0.19783 | 0.0026574 | 0.00066601
219 | 0.98897 | -0.2097 | 0.0063699 | 0.0015965
220 | 0.97099 | -0.56023 | 0.0015255 | 0.00038233
221 | 0.97196 | -0.54094 | 0.0027458 | 0.00068815
222 | 0.9717 | -0.54604 | 0.00086962 | 0.00021795
223 | 0.97171 | -0.54594 | 0.00085983 | 0.00021549
224 | 0.97482 | -0.4846 | 0.0013124 | 0.00032893
225 | 0.97569 | -0.46751 | 0.0046174 | 0.0011572
226 | 0.97475 | -0.48543 | 0.0076927 | 0.001928
227 | 0.97445 | -0.49147 | 0.007453 | 0.0018679
228 | 0.98826 | -0.22295 | 0.0028249 | 0.000708
229 | 0.98732 | -0.24111 | 0.0034714 | 0.00087001
230 | 0.98661 | -0.25482 | 0.0017173 | 0.0004304
231 | 0.98931 | -0.20299 | 0.00069877 | 0.00017513
232 | 0.98918 | -0.20551 | 0.0018019 | 0.00045159
233 | 0.98644 | -0.25805 | 0.00597 | 0.0014962
234 | 0.98057 | -0.37218 | 0.0020979 | 0.00052577
235 | 0.98022 | -0.37888 | 0.0020962 | 0.00052535
236 | 0.9798 | -0.38711 | 0.0020955 | 0.00052519
237 | 0.98102 | -0.36345 | 0.0018151 | 0.00045491
238 | 0.97952 | -0.39265 | 0.0020939 | 0.00052479
239 | 0.98098 | -0.36426 | 0.0058886 | 0.0014758
240 | 0.97911 | -0.40065 | 0.0020849 | 0.00052253
241 | 0.97565 | -0.46777 | 0.0014305 | 0.00035852
242 | 0.97572 | -0.46649 | 0 | 0
243 | 0.9756 | -0.46882 | 0.0015068 | 0.00037764
244 | 0.97191 | -0.54198 | 0.0011104 | 0.00027829
245 | 0.97851 | -0.41245 | 0.0025475 | 0.00063846
246 | 0.97874 | -0.40779 | 0.0020898 | 0.00052376
247 | 0.97495 | -0.48225 | 0.0049788 | 0.0012478
248 | 0.9742 | -0.49708 | 0.0022407 | 0.00056156
249 | 0.97408 | -0.49943 | 0.0018854 | 0.00047253
250 | 0.97433 | -0.49438 | 0.0018224 | 0.00045674
251 | 0.97391 | -0.50279 | 0 | 0
252 | 0.97434 | -0.49428 | 0.0021292 | 0.00053364
253 | 0.97383 | -0.50425 | 0.0024124 | 0.00060459
254 | 0.97451 | -0.49086 | 0.0014182 | 0.00035543
255 | 0.97465 | -0.48822 | 0.0016931 | 0.00042432
256 | 0.97563 | -0.46864 | 0.0013681 | 0.00034287
257 | 0.97555 | -0.47015 | 0.0019982 | 0.0005008
258 | 0.9755 | -0.47111 | 0.0015954 | 0.00039985
259 | 0.97609 | -0.45963 | 0.0017367 | 0.00043525
260 | 0.97434 | -0.49365 | 0.0016414 | 0.00041138
261 | 0.97606 | -0.4602 | 0.0016249 | 0.00040725
262 | 0.97603 | -0.46075 | 0.0013069 | 0.00032754
263 | 0.97593 | -0.46274 | 0 | 0
264 | 0.97583 | -0.46472 | 0.0013651 | 0.00034212
265 | 0.97431 | -0.49419 | 0.00023417 | 5.8689e-05
266 | 0.98915 | -0.20599 | 0.0020217 | 0.00050667
267 | 0.98913 | -0.20643 | 0.0018059 | 0.0004526
268 | 0.9891 | -0.20695 | 0.001251 | 0.00031353
269 | 0.97101 | -0.55907 | 0.0009193 | 0.0002304
270 | 0.97102 | -0.55891 | 0.0010647 | 0.00026685
271 | 0.97105 | -0.55814 | 0.0015509 | 0.00038869
272 | 0.9711 | -0.55727 | 0.0018408 | 0.00046135
273 | 0.97111 | -0.55707 | 0.0015965 | 0.00040013
274 | 0.97821 | -0.4183 | 0.0024823 | 0.00062213
275 | 0.97887 | -0.40539 | 0 | 0
276 | 0.97867 | -0.40927 | 0.002027 | 0.00050801
277 | 0.97871 | -0.40853 | 0.0030385 | 0.00076151
278 | 0.97853 | -0.41206 | 0.0019124 | 0.00047928
279 | 0.97861 | -0.41049 | 0.002287 | 0.00057319
280 | 0.97855 | -0.41169 | 0.0016839 | 0.00042201
281 | 0.97175 | -0.54518 | 0.00088967 | 0.00022297
282 | 0.97178 | -0.54456 | 0.0059584 | 0.0014933
283 | 0.9718 | -0.54414 | 0.0040331 | 0.0010108
284 | 0.97125 | -0.55429 | 0.0034142 | 0.00085568
285 | 0.97158 | -0.54783 | 0.0018936 | 0.00047458
286 | 0.97122 | -0.5548 | 0.0016272 | 0.0004078
287 | 0.97225 | -0.53461 | 0.0018932 | 0.00047448
288 | 0.99998 | 149.9956 | 0 | 0

## res_line
| p_from_mw | q_from_mvar | p_to_mw | q_to_mvar | pl_mw | ql_mvar | i_from_ka | i_to_ka | i_ka | vm_from_pu | va_from_degree | vm_to_pu | va_to_degree | loading_percent
0 | 0.24624 | 0.063042 | -0.246 | -0.062893 | 0.00023522 | 0.00014905 | 0.36899 | 0.36899 | 0.36899 | 0.99429 | -0.10801 | 0.99325 | -0.12775 | 20.2739
1 | -0.24824 | -0.063544 | 0.24839 | 0.063639 | 0.00014999 | 9.5053e-05 | 0.37199 | 0.37199 | 0.37199 | 0.99429 | -0.10801 | 0.99495 | -0.095542 | 20.4388
2 | 0.24445 | 0.062504 | -0.24433 | -0.062429 | 0.00011695 | 7.4099e-05 | 0.36666 | 0.36666 | 0.36666 | 0.99325 | -0.12775 | 0.99273 | -0.13765 | 20.1461
3 | -0.2502 | -0.064092 | 0.25041 | 0.064222 | 0.0002052 | 0.00013006 | 0.37469 | 0.37469 | 0.37469 | 0.99495 | -0.095542 | 0.99584 | -0.07863 | 20.5872
4 | 0.24211 | 0.061872 | -0.24202 | -0.061817 | 8.6541e-05 | 5.4822e-05 | 0.36332 | 0.36332 | 0.36332 | 0.99273 | -0.13765 | 0.99235 | -0.14504 | 19.9629
5 | -0.25266 | -0.064787 | 0.2527 | 0.064811 | 3.7416e-05 | 2.3719e-05 | 0.37806 | 0.37806 | 0.37806 | 0.99584 | -0.07863 | 0.996 | -0.075577 | 20.7724
6 | 0.24034 | 0.061395 | -0.24016 | -0.061281 | 0.00017935 | 0.0001136 | 0.3608 | 0.3608 | 0.3608 | 0.99235 | -0.14504 | 0.99154 | -0.16049 | 19.8242
7 | -0.25449 | -0.06526 | 0.2545 | 0.065263 | 4.8958e-06 | 3.104e-06 | 0.38073 | 0.38073 | 0.38073 | 0.996 | -0.075577 | 0.99602 | -0.07518 | 20.9194
8 | 0.23592 | 0.06022 | -0.23584 | -0.060165 | 8.7131e-05 | 5.5168e-05 | 0.35444 | 0.35445 | 0.35445 | 0.99154 | -0.16049 | 0.99114 | -0.16813 | 19.475
9 | -0.2563 | -0.065716 | 0.2565 | 0.065844 | 0.00020088 | 0.00012738 | 0.38343 | 0.38343 | 0.38343 | 0.99602 | -0.07518 | 0.99687 | -0.059031 | 21.0678
10 | -0.020135 | -0.0050493 | 0.020143 | 0.0050541 | 7.8729e-06 | 4.7605e-06 | 0.03071 | 0.03071 | 0.03071 | 0.97565 | -0.46848 | 0.97607 | -0.46028 | 8.4369
11 | 0.01799 | 0.0045116 | -0.017986 | -0.0045096 | 3.491e-06 | 2.0799e-06 | 0.027438 | 0.027438 | 0.027438 | 0.97565 | -0.46848 | 0.97544 | -0.47255 | 7.538
12 | -0.023805 | -0.0059719 | 0.023817 | 0.0059789 | 1.1489e-05 | 7.062e-06 | 0.036293 | 0.036293 | 0.036293 | 0.97607 | -0.46028 | 0.97658 | -0.45016 | 9.9706
13 | 0.015184 | 0.0038073 | -0.015183 | -0.0038063 | 1.6417e-06 | 9.4888e-07 | 0.023164 | 0.023164 | 0.023164 | 0.97544 | -0.47255 | 0.97533 | -0.47482 | 6.3637
14 | -0.11082 | -0.027882 | 0.11086 | 0.027907 | 4.082e-05 | 2.4931e-05 | 0.16889 | 0.16889 | 0.16889 | 0.97658 | -0.45016 | 0.97697 | -0.44246 | 9.2796
15 | 0.086999 | 0.021903 | -0.086985 | -0.021896 | 1.34e-05 | 7.9403e-06 | 0.1326 | 0.1326 | 0.1326 | 0.97658 | -0.45016 | 0.97642 | -0.45339 | 7.2855
16 | 0.013092 | 0.0032824 | -0.013089 | -0.0032808 | 2.8156e-06 | 1.5672e-06 | 0.019974 | 0.019974 | 0.019974 | 0.97533 | -0.47482 | 0.9751 | -0.47934 | 5.4875
17 | -0.11345 | -0.028557 | 0.11353 | 0.028603 | 7.4901e-05 | 4.5842e-05 | 0.17284 | 0.17284 | 0.17284 | 0.97697 | -0.44246 | 0.97768 | -0.42865 | 9.4967
18 | 0.027026 | 0.0067868 | -0.026997 | -0.0067692 | 2.8469e-05 | 1.7661e-05 | 0.041191 | 0.041191 | 0.041191 | 0.97642 | -0.45339 | 0.97529 | -0.47549 | 11.3162
19 | 0.05996 | 0.015109 | -0.059948 | -0.015102 | 1.173e-05 | 6.3368e-06 | 0.091405 | 0.091406 | 0.091406 | 0.97642 | -0.45339 | 0.97621 | -0.45748 | 5.0223
20 | 0.011042 | 0.0027679 | -0.011041 | -0.0027673 | 1.0784e-06 | 5.6388e-07 | 0.016851 | 0.016851 | 0.016851 | 0.9751 | -0.47934 | 0.97499 | -0.48139 | 4.6294
21 | -0.11588 | -0.029193 | 0.11594 | 0.029228 | 5.7421e-05 | 3.5206e-05 | 0.17642 | 0.17642 | 0.17642 | 0.97768 | -0.42865 | 0.97821 | -0.4183 | 9.6934
22 | 0.021549 | 0.0054037 | -0.021547 | -0.0054023 | 2.3583e-06 | 1.4367e-06 | 0.032879 | 0.032879 | 0.032879 | 0.97529 | -0.47549 | 0.97518 | -0.47779 | 9.0326
23 | 0.057166 | 0.014405 | -0.057133 | -0.014385 | 3.2542e-05 | 2.0256e-05 | 0.087165 | 0.087165 | 0.087165 | 0.97621 | -0.45748 | 0.9756 | -0.46938 | 11.9732
24 | 0.0074857 | 0.0018762 | -0.007485 | -0.0018759 | 7.5719e-07 | 2.9169e-07 | 0.011425 | 0.011425 | 0.011425 | 0.97499 | -0.48139 | 0.97489 | -0.48351 | 3.1386
25 | 0.0047533 | 0.0011912 | -0.004753 | -0.0011912 | 2.838e-07 | 5.7711e-09 | 0.0072899 | 0.00729 | 0.00729 | 0.97024 | -0.57514 | 0.97017 | -0.5764 | 2.0027
26 | -0.0073944 | -0.0018531 | 0.0073946 | 0.0018532 | 2.2663e-07 | 8.7004e-08 | 0.01134 | 0.01134 | 0.01134 | 0.97024 | -0.57514 | 0.97027 | -0.5745 | 3.1155
27 | 0.0036881 | 0.00092428 | -0.0036881 | -0.00092431 | 8.1251e-08 | -3.1611e-08 | 0.0056567 | 0.0056567 | 0.0056567 | 0.97017 | -0.5764 | 0.97015 | -0.57686 | 1.554
28 | -0.0095494 | -0.0023932 | 0.0095508 | 0.0023939 | 1.3706e-06 | 6.6669e-07 | 0.014645 | 0.014645 | 0.014645 | 0.97027 | -0.5745 | 0.97042 | -0.57149 | 4.0234
29 | -0.011798 | -0.002957 | 0.011801 | 0.0029585 | 2.7563e-06 | 1.4865e-06 | 0.018091 | 0.018091 | 0.018091 | 0.97042 | -0.57149 | 0.97067 | -0.56658 | 4.9699
30 | 0.0022471 | 0.00056315 | -0.0022471 | -0.00056318 | 1.5339e-08 | -3.2748e-08 | 0.0034457 | 0.0034457 | 0.0034457 | 0.97042 | -0.57149 | 0.97042 | -0.57163 | 0.94662
31 | -0.014511 | -0.0036378 | 0.014514 | 0.0036396 | 3.2081e-06 | 1.8394e-06 | 0.022245 | 0.022245 | 0.022245 | 0.97067 | -0.56658 | 0.9709 | -0.56194 | 6.1113
32 | -0.021639 | -0.0054253 | 0.021645 | 0.0054288 | 5.6984e-06 | 3.4761e-06 | 0.033165 | 0.033165 | 0.033165 | 0.9709 | -0.56194 | 0.97118 | -0.55642 | 9.1114
33 | 0.0071253 | 0.0017857 | -0.0071247 | -0.0017855 | 6.3761e-07 | 2.3176e-07 | 0.01092 | 0.01092 | 0.01092 | 0.9709 | -0.56194 | 0.97081 | -0.56382 | 3.0001
34 | -0.019355 | -0.0048582 | 0.019366 | 0.0048648 | 1.106e-05 | 6.6584e-06 | 0.029569 | 0.029568 | 0.029569 | 0.97413 | -0.49817 | 0.97473 | -0.4862 | 8.1232
35 | 0.01734 | 0.0043531 | -0.017327 | -0.0043456 | 1.2682e-05 | 7.5173e-06 | 0.02649 | 0.02649 | 0.02649 | 0.97413 | -0.49817 | 0.97335 | -0.51352 | 7.2775
36 | -0.021531 | -0.0054073 | 0.02154 | 0.0054131 | 9.4375e-06 | 5.7496e-06 | 0.032873 | 0.032873 | 0.032873 | 0.97473 | -0.4862 | 0.9752 | -0.47702 | 9.031
37 | 0.015829 | 0.00397 | -0.01582 | -0.0039652 | 8.2172e-06 | 4.7942e-06 | 0.024199 | 0.024199 | 0.024199 | 0.97335 | -0.51352 | 0.9728 | -0.52441 | 6.6482
38 | 0.0042027 | 0.0010528 | -0.0042023 | -0.0010528 | 3.588e-07 | -5.6862e-08 | 0.0064336 | 0.0064337 | 0.0064337 | 0.97201 | -0.54005 | 0.97192 | -0.54185 | 1.7675
39 | -0.0058461 | -0.0014647 | 0.0058476 | 0.001465 | 1.4576e-06 | 3.3115e-07 | 0.0089495 | 0.0089493 | 0.0089495 | 0.97201 | -0.54005 | 0.97227 | -0.53482 | 2.4586
40 | 0.0013073 | 0.00032728 | -0.0013072 | -0.00032763 | 4.6149e-08 | -3.5118e-07 | 0.0020014 | 0.0020015 | 0.0020015 | 0.97192 | -0.54185 | 0.97188 | -0.54259 | 0.54986
41 | 0.0050009 | 0.0012523 | -0.0050004 | -0.0012522 | 5.5851e-07 | 4.2143e-08 | 0.0076533 | 0.0076534 | 0.0076534 | 0.97227 | -0.53482 | 0.97215 | -0.53716 | 2.1026
42 | -0.012478 | -0.0031256 | 0.012484 | 0.003129 | 6.1851e-06 | 3.3972e-06 | 0.019096 | 0.019096 | 0.019096 | 0.97227 | -0.53482 | 0.9728 | -0.52441 | 5.2463
43 | -0.02154 | -0.0054131 | 0.021545 | 0.0054157 | 4.2956e-06 | 2.6169e-06 | 0.032873 | 0.032873 | 0.032873 | 0.9752 | -0.47702 | 0.97541 | -0.47284 | 9.0309
44 | 0.0040765 | 0.0010213 | -0.0040764 | -0.0010214 | 9.9775e-08 | -2.1254e-08 | 0.0062326 | 0.0062326 | 0.0062326 | 0.97323 | -0.5159 | 0.97321 | -0.51642 | 1.7123
45 | -0.0052838 | -0.0013239 | 0.0052841 | 0.001324 | 2.4874e-07 | 3.289e-08 | 0.0080786 | 0.0080785 | 0.0080786 | 0.97323 | -0.5159 | 0.97328 | -0.51492 | 2.2194
46 | 0.0027309 | 0.00068415 | -0.0027309 | -0.00068421 | 4.3236e-08 | -5.4502e-08 | 0.0041754 | 0.0041754 | 0.0041754 | 0.97321 | -0.51642 | 0.97319 | -0.51675 | 1.1471
47 | -0.0095164 | -0.0023847 | 0.0095168 | 0.0023849 | 4.6282e-07 | 2.2374e-07 | 0.014549 | 0.014549 | 0.014549 | 0.97328 | -0.51492 | 0.97333 | -0.5139 | 3.997
48 | 0.0038569 | 0.00096563 | -0.0038562 | -0.00096585 | 6.933e-07 | -2.1394e-07 | 0.0059032 | 0.0059034 | 0.0059034 | 0.97215 | -0.53716 | 0.97196 | -0.54094 | 1.6218
49 | -0.0016454 | -0.00041238 | 0.0016455 | 0.00041218 | 4.3136e-08 | -1.9819e-07 | 0.0025159 | 0.0025159 | 0.0025159 | 0.97316 | -0.5173 | 0.97319 | -0.51675 | 0.69119
50 | -0.02391 | -0.0060085 | 0.023925 | 0.0060177 | 1.5095e-05 | 9.2829e-06 | 0.036481 | 0.036481 | 0.036481 | 0.97541 | -0.47284 | 0.97609 | -0.45962 | 10.0222
51 | -0.01168 | -0.0029272 | 0.011683 | 0.0029289 | 3.1019e-06 | 1.6626e-06 | 0.017855 | 0.017855 | 0.017855 | 0.97339 | -0.5127 | 0.97368 | -0.50713 | 4.9052
52 | 0.010597 | 0.0026557 | -0.010596 | -0.0026554 | 6.0218e-07 | 3.0933e-07 | 0.016199 | 0.016199 | 0.016199 | 0.97339 | -0.5127 | 0.97333 | -0.5139 | 4.4502
53 | -0.018949 | -0.0047499 | 0.018961 | 0.0047568 | 1.1628e-05 | 6.9817e-06 | 0.028959 | 0.028959 | 0.028959 | 0.97368 | -0.50713 | 0.97433 | -0.49426 | 7.9558
54 | -0.026173 | -0.0065812 | 0.026196 | 0.0065956 | 2.3217e-05 | 1.4373e-05 | 0.039908 | 0.039908 | 0.039908 | 0.97609 | -0.45962 | 0.97703 | -0.44107 | 10.9637
55 | -0.0034635 | -0.00086804 | 0.0034638 | 0.00086787 | 3.0379e-07 | -1.6885e-07 | 0.00528 | 0.0052798 | 0.00528 | 0.9761 | -0.45936 | 0.9762 | -0.45752 | 1.4505
56 | -0.0062605 | -0.0015688 | 0.0062608 | 0.0015689 | 2.6633e-07 | 7.2941e-08 | 0.0095428 | 0.0095428 | 0.0095428 | 0.9762 | -0.45752 | 0.97624 | -0.45662 | 2.6216
57 | -0.020185 | -0.0050637 | 0.020185 | 0.0050638 | 2.6917e-07 | 1.6286e-07 | 0.030829 | 0.030829 | 0.030829 | 0.97433 | -0.49426 | 0.97434 | -0.49398 | 8.4694
58 | -0.0003424 | -8.5814e-05 | 0.0003424 | 8.5708e-05 | 8.5066e-10 | -1.0639e-07 | 0.00051845 | 0.00051842 | 0.00051845 | 0.98273 | -0.32985 | 0.98273 | -0.32979 | 0.14243
59 | 0.14258 | 0.036101 | -0.14249 | -0.036047 | 8.6459e-05 | 5.377e-05 | 0.21601 | 0.21601 | 0.21601 | 0.98273 | -0.32979 | 0.98208 | -0.34243 | 11.8689
60 | -0.14326 | -0.036272 | 0.14335 | 0.036331 | 9.4917e-05 | 5.9044e-05 | 0.21705 | 0.21705 | 0.21705 | 0.98273 | -0.32979 | 0.98344 | -0.316 | 11.9257
61 | 0.1417 | 0.035849 | -0.14151 | -0.035735 | 0.00018294 | 0.00011374 | 0.21482 | 0.21482 | 0.21482 | 0.98208 | -0.34243 | 0.9807 | -0.36937 | 11.8032
62 | -0.14542 | -0.036849 | 0.14556 | 0.036938 | 0.00014449 | 8.9947e-05 | 0.22017 | 0.22017 | 0.22017 | 0.98344 | -0.316 | 0.98451 | -0.29534 | 12.0974
63 | 0.006736 | 0.0016883 | -0.0067348 | -0.0016879 | 1.2157e-06 | 3.7996e-07 | 0.010178 | 0.010178 | 0.010178 | 0.98479 | -0.28993 | 0.9846 | -0.29372 | 2.7962
64 | -0.010956 | -0.0027459 | 0.01096 | 0.002748 | 3.9695e-06 | 2.0488e-06 | 0.016555 | 0.016554 | 0.016555 | 0.98479 | -0.28993 | 0.98518 | -0.28233 | 4.5479
65 | 0.14899 | 0.037833 | -0.1489 | -0.037775 | 9.3249e-05 | 5.812e-05 | 0.22521 | 0.22521 | 0.22521 | 0.98518 | -0.28233 | 0.98451 | -0.29534 | 12.3744
66 | -0.16157 | -0.040985 | 0.16176 | 0.041109 | 0.0001979 | 0.00012384 | 0.24421 | 0.2442 | 0.24421 | 0.98518 | -0.28233 | 0.9865 | -0.25689 | 13.4179
67 | 0.1409 | 0.03558 | -0.14084 | -0.035545 | 5.6341e-05 | 3.5023e-05 | 0.21388 | 0.21388 | 0.21388 | 0.9807 | -0.36937 | 0.98027 | -0.37772 | 11.7516
68 | -0.16773 | -0.042605 | 0.16775 | 0.042616 | 1.6673e-05 | 1.045e-05 | 0.25321 | 0.25321 | 0.25321 | 0.9865 | -0.25689 | 0.98661 | -0.25482 | 13.9126
69 | 0.0059703 | 0.0014963 | -0.00597 | -0.0014962 | 3.2936e-07 | 7.2526e-08 | 0.0090054 | 0.0090055 | 0.0090055 | 0.9865 | -0.25689 | 0.98644 | -0.25805 | 2.474
70 | -0.0039165 | -0.00098156 | 0.0039173 | 0.00098129 | 8.6353e-07 | -2.6262e-07 | 0.0059566 | 0.0059563 | 0.0059566 | 0.97838 | -0.41476 | 0.97861 | -0.41013 | 1.6364
71 | -0.0060278 | -0.0015102 | 0.0060295 | 0.0015106 | 1.6804e-06 | 4.0501e-07 | 0.0091653 | 0.0091651 | 0.0091653 | 0.97861 | -0.41013 | 0.97891 | -0.40428 | 2.5179
72 | 0.13941 | 0.035186 | -0.13923 | -0.035076 | 0.0001771 | 0.00011003 | 0.2117 | 0.21171 | 0.21171 | 0.98027 | -0.37772 | 0.97891 | -0.40428 | 11.6322
73 | 0.13078 | 0.032959 | -0.13069 | -0.0329 | 9.6182e-05 | 5.952e-05 | 0.19887 | 0.19887 | 0.19887 | 0.97891 | -0.40428 | 0.97812 | -0.41967 | 10.9267
74 | -0.0036632 | -0.00091797 | 0.0036632 | 0.00091796 | 3.1719e-08 | -1.4115e-08 | 0.0055635 | 0.0055634 | 0.0055635 | 0.97976 | -0.38826 | 0.97977 | -0.38807 | 1.5284
75 | 0.002181 | 0.0005465 | -0.0021809 | -0.00054659 | 4.0403e-08 | -9.7807e-08 | 0.0033123 | 0.0033124 | 0.0033124 | 0.97976 | -0.38826 | 0.97974 | -0.38865 | 0.90999
76 | -0.0050504 | -0.0012656 | 0.0050506 | 0.0012656 | 1.901e-07 | 1.3143e-08 | 0.0076702 | 0.0076702 | 0.0076702 | 0.97977 | -0.38807 | 0.97981 | -0.38728 | 2.1072
77 | -0.0065179 | -0.0016334 | 0.0065189 | 0.0016337 | 1.0185e-06 | 3.0264e-07 | 0.0098985 | 0.0098983 | 0.0098985 | 0.97981 | -0.38728 | 0.97998 | -0.384 | 2.7194
78 | -0.0084582 | -0.0021197 | 0.0084589 | 0.00212 | 6.9281e-07 | 3.0227e-07 | 0.012843 | 0.012843 | 0.012843 | 0.97998 | -0.384 | 0.98006 | -0.38229 | 3.5283
79 | -0.010189 | -0.0025537 | 0.010191 | 0.0025547 | 2.0512e-06 | 1.0247e-06 | 0.01547 | 0.01547 | 0.01547 | 0.98006 | -0.38229 | 0.98028 | -0.37806 | 4.25
80 | -0.0031606 | -0.00079213 | 0.0031607 | 0.00079209 | 4.788e-08 | -3.699e-08 | 0.004838 | 0.0048379 | 0.004838 | 0.97212 | -0.53704 | 0.97214 | -0.53672 | 1.3291
81 | -0.019184 | -0.0048111 | 0.019195 | 0.0048182 | 1.17e-05 | 7.0388e-06 | 0.029365 | 0.029365 | 0.029365 | 0.97214 | -0.53672 | 0.97278 | -0.52394 | 8.0673
82 | 0.016023 | 0.004019 | -0.016019 | -0.0040169 | 3.6516e-06 | 2.1364e-06 | 0.024527 | 0.024527 | 0.024527 | 0.97214 | -0.53672 | 0.9719 | -0.54151 | 6.7382
83 | -0.0013728 | -0.00034406 | 0.0013728 | 0.00034398 | 1.0872e-08 | -7.6276e-08 | 0.0020897 | 0.0020897 | 0.0020897 | 0.97754 | -0.4314 | 0.97755 | -0.43123 | 0.57409
84 | -0.0027475 | -0.00068851 | 0.0027476 | 0.00068832 | 1.455e-07 | -1.8502e-07 | 0.0041822 | 0.0041821 | 0.0041822 | 0.97755 | -0.43123 | 0.97761 | -0.43012 | 1.1489
85 | -0.0061024 | -0.0015291 | 0.0061032 | 0.0015293 | 8.543e-07 | 2.1561e-07 | 0.0092883 | 0.0092882 | 0.0092883 | 0.97761 | -0.43012 | 0.97776 | -0.42718 | 2.5517
86 | -0.007604 | -0.0019054 | 0.0076041 | 0.0019055 | 8.9404e-08 | 3.4889e-08 | 0.011572 | 0.011572 | 0.011572 | 0.97776 | -0.42718 | 0.97777 | -0.42693 | 3.1792
87 | -0.010163 | -0.0025469 | 0.010168 | 0.0025491 | 4.3745e-06 | 2.1878e-06 | 0.015467 | 0.015467 | 0.015467 | 0.97777 | -0.42693 | 0.97823 | -0.4179 | 4.2492
88 | -0.022643 | -0.0056822 | 0.022649 | 0.0056856 | 5.4451e-06 | 3.3346e-06 | 0.034639 | 0.034638 | 0.034639 | 0.97278 | -0.52394 | 0.97304 | -0.5189 | 9.5161
89 | 0.013916 | 0.0034898 | -0.013912 | -0.0034875 | 4.1919e-06 | 2.3778e-06 | 0.021307 | 0.021307 | 0.021307 | 0.9719 | -0.54151 | 0.97158 | -0.54783 | 5.8537
90 | -0.025186 | -0.0063208 | 0.025187 | 0.0063212 | 6.0682e-07 | 3.7434e-07 | 0.038185 | 0.038185 | 0.038185 | 0.98155 | -0.3531 | 0.98158 | -0.35259 | 10.4903
91 | 0.02299 | 0.0057705 | -0.022976 | -0.0057618 | 1.4135e-05 | 8.6546e-06 | 0.034856 | 0.034856 | 0.034856 | 0.98155 | -0.3531 | 0.98089 | -0.366 | 9.5758
92 | -0.027664 | -0.0069419 | 0.027685 | 0.0069551 | 2.1219e-05 | 1.3173e-05 | 0.04194 | 0.041939 | 0.04194 | 0.98158 | -0.35259 | 0.9824 | -0.33652 | 11.5218
93 | 0.019548 | 0.0049026 | -0.019547 | -0.0049023 | 3.6527e-07 | 2.1979e-07 | 0.029655 | 0.029655 | 0.029655 | 0.98089 | -0.366 | 0.98087 | -0.36639 | 8.147
94 | -0.030408 | -0.0076376 | 0.030417 | 0.0076432 | 8.9692e-06 | 5.5975e-06 | 0.046064 | 0.046064 | 0.046064 | 0.9824 | -0.33652 | 0.98272 | -0.33034 | 12.655
95 | 0.017068 | 0.0042808 | -0.017063 | -0.0042781 | 4.7035e-06 | 2.7742e-06 | 0.025893 | 0.025893 | 0.025893 | 0.98087 | -0.36639 | 0.98058 | -0.37217 | 7.1135
96 | -0.19813 | -0.050092 | 0.19818 | 0.050126 | 5.3571e-05 | 3.3783e-05 | 0.30016 | 0.30016 | 0.30016 | 0.98272 | -0.33034 | 0.98301 | -0.3247 | 16.4923
97 | 0.16771 | 0.042449 | -0.16762 | -0.042394 | 8.7391e-05 | 5.4787e-05 | 0.2541 | 0.2541 | 0.2541 | 0.98272 | -0.33034 | 0.98216 | -0.3412 | 13.9613
98 | 0.014314 | 0.0035891 | -0.014311 | -0.0035875 | 2.8448e-06 | 1.6179e-06 | 0.021722 | 0.021722 | 0.021722 | 0.98058 | -0.37217 | 0.98037 | -0.37634 | 5.9675
99 | -0.2 | -0.050581 | 0.2002 | 0.050708 | 0.00020058 | 0.00012652 | 0.30291 | 0.30291 | 0.30291 | 0.98301 | -0.3247 | 0.98408 | -0.30382 | 16.6436
100 | 0.0018189 | 0.00045567 | -0.0018189 | -0.00045586 | 4.8949e-08 | -1.8694e-07 | 0.0027533 | 0.0027534 | 0.0027534 | 0.98301 | -0.3247 | 0.98298 | -0.32527 | 0.75643
101 | 0.16584 | 0.041948 | -0.1657 | -0.041857 | 0.00014455 | 9.0581e-05 | 0.2514 | 0.2514 | 0.2514 | 0.98216 | -0.3412 | 0.98122 | -0.35939 | 13.8132
102 | 0.012477 | 0.0031279 | -0.012476 | -0.0031274 | 1.0203e-06 | 5.5733e-07 | 0.018938 | 0.018938 | 0.018938 | 0.98037 | -0.37634 | 0.98028 | -0.37806 | 5.2029
103 | -0.05409 | -0.013622 | 0.054091 | 0.013622 | 1.0222e-06 | 6.4918e-07 | 0.082526 | 0.082526 | 0.082526 | 0.97558 | -0.46978 | 0.9756 | -0.46938 | 22.6719
104 | 0.051296 | 0.012922 | -0.051294 | -0.01292 | 2.897e-06 | 1.8383e-06 | 0.078264 | 0.078264 | 0.078264 | 0.97558 | -0.46978 | 0.97552 | -0.47096 | 21.5012
105 | 0.048599 | 0.012245 | -0.048585 | -0.012236 | 1.4067e-05 | 8.9177e-06 | 0.074155 | 0.074155 | 0.074155 | 0.97552 | -0.47096 | 0.97521 | -0.47701 | 20.3722
106 | 0.045156 | 0.011376 | -0.045106 | -0.011345 | 4.9738e-05 | 3.1484e-05 | 0.068922 | 0.068922 | 0.068922 | 0.97521 | -0.47701 | 0.97404 | -0.50007 | 18.9346
107 | 0.042296 | 0.01064 | -0.042262 | -0.010619 | 3.3775e-05 | 2.1348e-05 | 0.064629 | 0.064629 | 0.064629 | 0.97404 | -0.50007 | 0.97319 | -0.5168 | 17.7552
108 | 0.037136 | 0.0093346 | -0.03712 | -0.0093241 | 1.68e-05 | 1.058e-05 | 0.056792 | 0.056792 | 0.056792 | 0.97319 | -0.5168 | 0.97271 | -0.52628 | 15.6021
109 | 0.0051257 | 0.0012843 | -0.005125 | -0.0012842 | 7.1594e-07 | 7.2049e-08 | 0.0078372 | 0.0078373 | 0.0078373 | 0.97319 | -0.5168 | 0.97304 | -0.51973 | 2.1531
110 | -0.013098 | -0.0032836 | 0.013102 | 0.0032855 | 3.399e-06 | 1.8887e-06 | 0.019925 | 0.019925 | 0.019925 | 0.97823 | -0.4179 | 0.97851 | -0.41245 | 5.4738
111 | 0.0094962 | 0.0023802 | -0.0094949 | -0.0023795 | 1.3613e-06 | 6.5771e-07 | 0.014526 | 0.014526 | 0.014526 | 0.97276 | -0.52441 | 0.97261 | -0.52742 | 3.9908
112 | -0.011687 | -0.0029292 | 0.011687 | 0.0029293 | 1.0411e-07 | 5.5844e-08 | 0.017877 | 0.017877 | 0.017877 | 0.97276 | -0.52441 | 0.97277 | -0.52422 | 4.9113
113 | 0.0072977 | 0.0018289 | -0.0072968 | -0.0018286 | 8.9661e-07 | 3.3583e-07 | 0.011165 | 0.011165 | 0.011165 | 0.97261 | -0.52742 | 0.97248 | -0.53 | 3.0673
114 | -0.013045 | -0.0032696 | 0.013045 | 0.0032696 | 1.303e-08 | 7.256e-09 | 0.019954 | 0.019954 | 0.019954 | 0.97277 | -0.52422 | 0.97277 | -0.5242 | 5.482
115 | 0.0056974 | 0.0014277 | -0.0056969 | -0.0014276 | 5.3833e-07 | 1.102e-07 | 0.0087177 | 0.0087177 | 0.0087177 | 0.97248 | -0.53 | 0.97238 | -0.53198 | 2.395
116 | -0.013888 | -0.0034808 | 0.01389 | 0.0034823 | 2.6881e-06 | 1.5231e-06 | 0.021243 | 0.021243 | 0.021243 | 0.97277 | -0.5242 | 0.97298 | -0.52014 | 5.8361
117 | 0.0046714 | 0.0011706 | -0.0046708 | -0.0011706 | 5.6438e-07 | -4.0831e-09 | 0.0071484 | 0.0071486 | 0.0071486 | 0.97238 | -0.53198 | 0.97225 | -0.53452 | 1.9639
118 | -0.014734 | -0.0036939 | 0.014734 | 0.0036939 | 1.1354e-08 | 6.5274e-09 | 0.022534 | 0.022534 | 0.022534 | 0.97298 | -0.52014 | 0.97298 | -0.52012 | 6.1908
119 | 0.0018932 | 0.00047445 | -0.0018932 | -0.00047448 | 8.0431e-09 | -2.6534e-08 | 0.0028975 | 0.0028975 | 0.0028975 | 0.97225 | -0.53452 | 0.97225 | -0.53461 | 0.79602
120 | -0.01558 | -0.0039057 | 0.01558 | 0.0039057 | 2.091e-08 | 1.2163e-08 | 0.023827 | 0.023827 | 0.023827 | 0.97298 | -0.52012 | 0.97298 | -0.52009 | 6.5459
121 | -0.12801 | -0.032473 | 0.12802 | 0.03248 | 1.0845e-05 | 6.9308e-06 | 0.19383 | 0.19383 | 0.19383 | 0.98348 | -0.31489 | 0.98357 | -0.31313 | 53.2489
122 | 0.12719 | 0.032267 | -0.12719 | -0.032264 | 5.5517e-06 | 3.548e-06 | 0.19258 | 0.19258 | 0.19258 | 0.98348 | -0.31489 | 0.98343 | -0.3158 | 52.9072
123 | -0.12865 | -0.032636 | 0.12891 | 0.032804 | 0.00026358 | 0.00016846 | 0.19477 | 0.19477 | 0.19477 | 0.98357 | -0.31313 | 0.98577 | -0.27061 | 53.5075
124 | 0.12652 | 0.032098 | -0.12631 | -0.031962 | 0.00021205 | 0.00013552 | 0.19158 | 0.19158 | 0.19158 | 0.98343 | -0.3158 | 0.98163 | -0.35071 | 52.632
125 | -0.1313 | -0.033404 | 0.13163 | 0.033616 | 0.0003321 | 0.00021225 | 0.19838 | 0.19838 | 0.19838 | 0.98577 | -0.27061 | 0.98849 | -0.21828 | 54.4998
126 | 0.1254 | 0.031733 | -0.12512 | -0.031557 | 0.00027534 | 0.00017596 | 0.19019 | 0.19019 | 0.19019 | 0.98163 | -0.35071 | 0.97928 | -0.39657 | 52.251
127 | -0.13419 | -0.034256 | 0.13441 | 0.034399 | 0.00022338 | 0.00014278 | 0.20222 | 0.20222 | 0.20222 | 0.98849 | -0.21828 | 0.99029 | -0.18389 | 55.5547
128 | 0.054933 | 0.013892 | -0.054856 | -0.013844 | 7.6377e-05 | 4.8514e-05 | 0.083515 | 0.083515 | 0.083515 | 0.97928 | -0.39657 | 0.97779 | -0.4256 | 22.9438
129 | 0.070188 | 0.017665 | -0.070112 | -0.017616 | 7.6403e-05 | 4.8673e-05 | 0.10668 | 0.10668 | 0.10668 | 0.97928 | -0.39657 | 0.97811 | -0.41938 | 29.3072
130 | -0.13721 | -0.035101 | 0.13749 | 0.035277 | 0.00027554 | 0.00017613 | 0.20643 | 0.20643 | 0.20643 | 0.99029 | -0.18389 | 0.99246 | -0.14249 | 56.7114
131 | 0.052622 | 0.013284 | -0.05255 | -0.013238 | 7.2873e-05 | 4.626e-05 | 0.080116 | 0.080116 | 0.080116 | 0.97779 | -0.4256 | 0.97631 | -0.45455 | 22.01
132 | 0.045702 | 0.011487 | -0.045688 | -0.011478 | 1.433e-05 | 9.0719e-06 | 0.069539 | 0.069539 | 0.069539 | 0.97811 | -0.41938 | 0.97778 | -0.42595 | 19.1041
133 | 0.02441 | 0.0061291 | -0.024401 | -0.0061236 | 9.045e-06 | 5.5694e-06 | 0.03714 | 0.03714 | 0.03714 | 0.97811 | -0.41938 | 0.97772 | -0.42715 | 10.2032
134 | 0.015527 | 0.0038954 | -0.015518 | -0.0038901 | 9.0702e-06 | 5.2632e-06 | 0.023644 | 0.023645 | 0.023645 | 0.97725 | -0.4368 | 0.97663 | -0.44906 | 6.4958
135 | -0.098832 | -0.024846 | 0.098912 | 0.024895 | 8.0921e-05 | 4.8803e-05 | 0.15051 | 0.15051 | 0.15051 | 0.97725 | -0.4368 | 0.97812 | -0.41967 | 8.27
136 | 0.081082 | 0.020394 | -0.081015 | -0.020355 | 6.6887e-05 | 3.9147e-05 | 0.12349 | 0.12349 | 0.12349 | 0.97725 | -0.4368 | 0.97637 | -0.45408 | 6.7851
137 | 0.013967 | 0.0035013 | -0.013967 | -0.0035013 | 1.4351e-07 | 8.127e-08 | 0.021281 | 0.021281 | 0.021281 | 0.97663 | -0.44906 | 0.97662 | -0.44927 | 5.8464
138 | 0.028961 | 0.0072995 | -0.028931 | -0.007281 | 2.9623e-05 | 1.8449e-05 | 0.044073 | 0.044073 | 0.044073 | 0.97812 | -0.41967 | 0.97703 | -0.44107 | 12.108
139 | 0.077955 | 0.019588 | -0.077945 | -0.019582 | 9.7917e-06 | 5.6885e-06 | 0.11882 | 0.11882 | 0.11882 | 0.97637 | -0.45408 | 0.97624 | -0.45671 | 6.5288
140 | 0.012419 | 0.0031133 | -0.012418 | -0.0031127 | 9.6657e-07 | 5.2853e-07 | 0.018922 | 0.018922 | 0.018922 | 0.97662 | -0.44927 | 0.97653 | -0.45091 | 5.1984
141 | 0.041804 | 0.010501 | -0.041803 | -0.010501 | 8.7143e-07 | 3.7887e-07 | 0.063729 | 0.063729 | 0.063729 | 0.97624 | -0.45671 | 0.97621 | -0.45715 | 3.5016
142 | 0.036141 | 0.0090808 | -0.036139 | -0.0090796 | 1.9903e-06 | 1.2519e-06 | 0.055096 | 0.055096 | 0.055096 | 0.97624 | -0.45671 | 0.97618 | -0.45787 | 15.1362
143 | 0.018593 | 0.0046621 | -0.018589 | -0.0046597 | 3.9508e-06 | 2.3653e-06 | 0.028372 | 0.028372 | 0.028372 | 0.97518 | -0.47779 | 0.97495 | -0.48225 | 7.7945
144 | -0.017552 | -0.0044 | 0.017558 | 0.004404 | 6.7884e-06 | 4.0324e-06 | 0.026843 | 0.026843 | 0.026843 | 0.97298 | -0.52009 | 0.97339 | -0.51198 | 7.3744
145 | -0.019773 | -0.0049591 | 0.019778 | 0.0049621 | 5.0015e-06 | 3.0195e-06 | 0.030228 | 0.030228 | 0.030228 | 0.97339 | -0.51198 | 0.97366 | -0.50667 | 8.3045
146 | -0.046708 | -0.011727 | 0.04672 | 0.011734 | 1.1316e-05 | 7.1689e-06 | 0.07139 | 0.07139 | 0.07139 | 0.97366 | -0.50667 | 0.97392 | -0.5016 | 19.6127
147 | 0.02693 | 0.0067644 | -0.026915 | -0.0067551 | 1.5008e-05 | 9.3116e-06 | 0.041162 | 0.041162 | 0.041162 | 0.97366 | -0.50667 | 0.97307 | -0.51836 | 11.3083
148 | -0.048618 | -0.012209 | 0.048644 | 0.012226 | 2.6049e-05 | 1.6515e-05 | 0.07429 | 0.07429 | 0.07429 | 0.97392 | -0.5016 | 0.97449 | -0.49037 | 20.4094
149 | 0.024889 | 0.0062473 | -0.024888 | -0.0062469 | 6.3687e-07 | 3.9303e-07 | 0.038064 | 0.038064 | 0.038064 | 0.97307 | -0.51836 | 0.97304 | -0.5189 | 10.4571
150 | -0.049866 | -0.012532 | 0.049952 | 0.012586 | 8.5428e-05 | 5.4184e-05 | 0.076157 | 0.076157 | 0.076157 | 0.97449 | -0.49037 | 0.97631 | -0.45455 | 20.9222
151 | 0.0058419 | 0.0014641 | -0.0058414 | -0.001464 | 5.2777e-07 | 1.1709e-07 | 0.0089167 | 0.0089168 | 0.0089168 | 0.97489 | -0.48351 | 0.97479 | -0.48541 | 2.4497
152 | 0.0031646 | 0.0007931 | -0.0031646 | -0.00079312 | 2.3451e-08 | -1.8397e-08 | 0.0048308 | 0.0048308 | 0.0048308 | 0.97479 | -0.48541 | 0.97478 | -0.48556 | 1.3271
153 | -0.019257 | -0.0048283 | 0.019264 | 0.0048326 | 7.2523e-06 | 4.3601e-06 | 0.029336 | 0.029336 | 0.029336 | 0.97682 | -0.4448 | 0.97722 | -0.4369 | 8.0592
154 | 0.016257 | 0.0040765 | -0.016256 | -0.0040757 | 1.2513e-06 | 7.3272e-07 | 0.024766 | 0.024766 | 0.024766 | 0.97682 | -0.4448 | 0.97674 | -0.44642 | 6.8038
155 | -0.021438 | -0.0053773 | 0.021448 | 0.0053834 | 9.9753e-06 | 6.0713e-06 | 0.032645 | 0.032645 | 0.032645 | 0.97722 | -0.4369 | 0.97772 | -0.42715 | 8.9683
156 | 0.0028414 | 0.00071139 | -0.0028413 | -0.00071152 | 1.1511e-07 | -1.3137e-07 | 0.0043285 | 0.0043286 | 0.0043286 | 0.97674 | -0.44642 | 0.97669 | -0.44727 | 1.1892
157 | 0.013415 | 0.0033643 | -0.013407 | -0.0033599 | 7.8939e-06 | 4.4217e-06 | 0.020437 | 0.020438 | 0.020438 | 0.97674 | -0.44642 | 0.97611 | -0.45877 | 5.6148
158 | 0.00030318 | 7.541e-05 | -0.00030317 | -7.5982e-05 | 3.6707e-09 | -5.7209e-07 | 0.00046169 | 0.0004619 | 0.0004619 | 0.97669 | -0.44727 | 0.97668 | -0.44753 | 0.12689
159 | 0.011528 | 0.0028891 | -0.011528 | -0.002889 | 1.4967e-07 | 7.9636e-08 | 0.017574 | 0.017574 | 0.017574 | 0.97611 | -0.45877 | 0.97609 | -0.45904 | 4.828
160 | 0.0096492 | 0.0024182 | -0.009647 | -0.0024171 | 2.2316e-06 | 1.0845e-06 | 0.01471 | 0.01471 | 0.01471 | 0.97609 | -0.45904 | 0.97585 | -0.4639 | 4.0412
161 | 0.035025 | 0.0088055 | -0.035017 | -0.0088001 | 8.5394e-06 | 5.3647e-06 | 0.053312 | 0.053312 | 0.053312 | 0.97778 | -0.42595 | 0.97752 | -0.43105 | 14.6462
162 | 0.0081414 | 0.0020397 | -0.0081404 | -0.0020393 | 1.0048e-06 | 4.2587e-07 | 0.012414 | 0.012414 | 0.012414 | 0.97585 | -0.4639 | 0.97572 | -0.46649 | 3.4105
163 | 0.0052469 | 0.0013149 | -0.0052465 | -0.0013148 | 3.9052e-07 | 5.0866e-08 | 0.0080422 | 0.0080423 | 0.0080423 | 0.97081 | -0.56382 | 0.97073 | -0.56539 | 2.2094
164 | 0.0021322 | 0.00053429 | -0.0021321 | -0.00053436 | 2.7212e-08 | -6.6564e-08 | 0.0032683 | 0.0032683 | 0.0032683 | 0.97073 | -0.56539 | 0.97072 | -0.56565 | 0.8979
165 | -0.029186 | -0.0073186 | 0.029205 | 0.0073307 | 1.9333e-05 | 1.2054e-05 | 0.044719 | 0.044719 | 0.044719 | 0.97118 | -0.55642 | 0.97189 | -0.54253 | 12.2854
166 | 0.0075407 | 0.0018898 | -0.0075395 | -0.0018893 | 1.1416e-06 | 4.4849e-07 | 0.011554 | 0.011554 | 0.011554 | 0.97118 | -0.55642 | 0.97102 | -0.5596 | 3.1741
167 | -0.031912 | -0.008009 | 0.03192 | 0.0080143 | 8.4934e-06 | 5.3182e-06 | 0.048863 | 0.048863 | 0.048863 | 0.97189 | -0.54253 | 0.97217 | -0.53695 | 13.4239
168 | 0.0037911 | 0.00094991 | -0.0037911 | -0.00094991 | 1.2421e-08 | -4.1905e-09 | 0.0058095 | 0.0058095 | 0.0058095 | 0.97102 | -0.5596 | 0.97102 | -0.55967 | 1.596
169 | -0.034634 | -0.0086946 | 0.034652 | 0.0087056 | 1.7643e-05 | 1.1084e-05 | 0.053017 | 0.053017 | 0.053017 | 0.97217 | -0.53695 | 0.97271 | -0.52628 | 14.5652
170 | 0.0015256 | 0.00038211 | -0.0015255 | -0.00038233 | 4.071e-08 | -2.1965e-07 | 0.0023377 | 0.0023378 | 0.0023378 | 0.97102 | -0.55967 | 0.97099 | -0.56023 | 0.64226
171 | -0.0051247 | -0.0012842 | 0.005125 | 0.0012842 | 2.9193e-07 | 2.9416e-08 | 0.0078374 | 0.0078373 | 0.0078374 | 0.97298 | -0.52093 | 0.97304 | -0.51973 | 2.1531
172 | 0.0028811 | 0.0007219 | -0.002881 | -0.00072204 | 1.3252e-07 | -1.4124e-07 | 0.0044061 | 0.0044062 | 0.0044062 | 0.97298 | -0.52093 | 0.97293 | -0.52189 | 1.2105
173 | -0.00097629 | -0.00024468 | 0.0009763 | 0.00024459 | 6.3306e-09 | -9.0982e-08 | 0.0014892 | 0.0014892 | 0.0014892 | 0.9755 | -0.47067 | 0.97551 | -0.47053 | 0.40913
174 | -0.0019532 | -0.00048943 | 0.0019532 | 0.00048933 | 3.3181e-08 | -1.0322e-07 | 0.0029793 | 0.0029793 | 0.0029793 | 0.97551 | -0.47053 | 0.97553 | -0.47018 | 0.8185
175 | -0.0032485 | -0.00081394 | 0.0032486 | 0.00081387 | 9.6893e-08 | -6.9387e-08 | 0.004955 | 0.0049549 | 0.004955 | 0.97553 | -0.47018 | 0.97556 | -0.46955 | 1.3613
176 | -0.0042244 | -0.0010584 | 0.0042245 | 0.0010584 | 1.1852e-07 | -1.9203e-08 | 0.0064433 | 0.0064433 | 0.0064433 | 0.97556 | -0.46955 | 0.97559 | -0.46896 | 1.7701
177 | -0.0052022 | -0.0013034 | 0.0052022 | 0.0013034 | 3.472e-08 | 3.857e-09 | 0.0079345 | 0.0079345 | 0.0079345 | 0.97559 | -0.46896 | 0.9756 | -0.46882 | 2.1798
178 | -0.010703 | -0.0026822 | 0.010706 | 0.0026837 | 2.916e-06 | 1.5008e-06 | 0.016314 | 0.016313 | 0.016314 | 0.97624 | -0.45662 | 0.97653 | -0.45091 | 4.4818
179 | -0.020411 | -0.0051204 | 0.020418 | 0.0051249 | 7.512e-06 | 4.5508e-06 | 0.031173 | 0.031173 | 0.031173 | 0.97434 | -0.49398 | 0.97473 | -0.48626 | 8.564
180 | -0.021786 | -0.0054677 | 0.021788 | 0.0054688 | 1.722e-06 | 1.0504e-06 | 0.033261 | 0.033261 | 0.033261 | 0.97473 | -0.48626 | 0.97482 | -0.4846 | 9.1377
181 | -0.20205 | -0.05117 | 0.20237 | 0.051376 | 0.0003267 | 0.00020612 | 0.3057 | 0.3057 | 0.3057 | 0.98408 | -0.30382 | 0.98582 | -0.27021 | 16.7967
182 | 0.0077055 | 0.0019314 | -0.007704 | -0.0019308 | 1.491e-06 | 5.8652e-07 | 0.011685 | 0.011685 | 0.011685 | 0.98122 | -0.35939 | 0.98102 | -0.36345 | 3.2103
183 | 0.15799 | 0.039926 | -0.1579 | -0.039865 | 9.6821e-05 | 6.0547e-05 | 0.23971 | 0.23971 | 0.23971 | 0.98122 | -0.35939 | 0.98057 | -0.37218 | 13.1711
184 | 0.040492 | 0.010172 | -0.04049 | -0.010172 | 1.1917e-06 | 5.0202e-07 | 0.061729 | 0.061729 | 0.061729 | 0.97621 | -0.45715 | 0.97618 | -0.45777 | 3.3917
185 | 0.03483 | 0.0087514 | -0.034825 | -0.0087487 | 4.385e-06 | 2.7545e-06 | 0.0531 | 0.0531 | 0.0531 | 0.97618 | -0.45787 | 0.97604 | -0.4605 | 14.5879
186 | 0.03912 | 0.0098283 | -0.039116 | -0.0098268 | 3.4883e-06 | 1.4152e-06 | 0.05964 | 0.05964 | 0.05964 | 0.97618 | -0.45777 | 0.97609 | -0.45963 | 3.2769
187 | 0.033456 | 0.0084056 | -0.033443 | -0.0083974 | 1.2985e-05 | 8.1444e-06 | 0.051013 | 0.051013 | 0.051013 | 0.97604 | -0.4605 | 0.97563 | -0.46864 | 14.0145
188 | -0.26217 | -0.067359 | 0.26227 | 0.067426 | 0.00010449 | 6.6281e-05 | 0.3915 | 0.3915 | 0.3915 | 0.99793 | -0.03902 | 0.99836 | -0.030818 | 21.5112
189 | 0.26015 | 0.066854 | -0.25999 | -0.066755 | 0.00015676 | 9.9422e-05 | 0.3885 | 0.3885 | 0.3885 | 0.99793 | -0.03902 | 0.99727 | -0.051433 | 21.3461
190 | -0.26423 | -0.067916 | 0.26436 | 0.068001 | 0.00013358 | 8.4743e-05 | 0.39442 | 0.39442 | 0.39442 | 0.99836 | -0.030818 | 0.99892 | -0.020418 | 21.6715
191 | 0.25829 | 0.066329 | -0.2582 | -0.066268 | 9.5242e-05 | 6.0399e-05 | 0.38596 | 0.38596 | 0.38596 | 0.99727 | -0.051433 | 0.99687 | -0.059031 | 21.2067
192 | -0.26606 | -0.068426 | 0.26615 | 0.068488 | 9.7768e-05 | 6.203e-05 | 0.39695 | 0.39694 | 0.39695 | 0.99892 | -0.020418 | 0.99932 | -0.012861 | 21.8102
193 | -0.26777 | -0.068894 | 0.26794 | 0.069 | 0.00016756 | 0.00010632 | 0.39936 | 0.39936 | 0.39936 | 0.99932 | -0.012861 | 1 | 0 | 21.9426
194 | 0.34614 | 0.089422 | -0.34541 | -0.088956 | 0.00073179 | 0.00046595 | 0.51602 | 0.51602 | 0.51602 | 1 | 0 | 0.99769 | -0.043439 | 28.3525
195 | 0.19008 | 0.048589 | -0.18966 | -0.048322 | 0.00042422 | 0.00026702 | 0.28531 | 0.28531 | 0.28531 | 0.99253 | -0.14124 | 0.99011 | -0.18749 | 15.6765
196 | -0.19185 | -0.049033 | 0.19192 | 0.049072 | 6.1099e-05 | 3.8468e-05 | 0.28797 | 0.28797 | 0.28797 | 0.99253 | -0.14124 | 0.99288 | -0.13466 | 15.8225
197 | 0.18852 | 0.048036 | -0.18846 | -0.048003 | 5.221e-05 | 3.2858e-05 | 0.2836 | 0.2836 | 0.2836 | 0.99011 | -0.18749 | 0.98981 | -0.19323 | 15.5822
198 | -0.19368 | -0.049514 | 0.19395 | 0.049684 | 0.00026959 | 0.00016978 | 0.29062 | 0.29061 | 0.29062 | 0.99288 | -0.13466 | 0.99439 | -0.10593 | 15.9679
199 | 0.18755 | 0.047775 | -0.18749 | -0.047738 | 5.9055e-05 | 3.716e-05 | 0.28223 | 0.28223 | 0.28223 | 0.98981 | -0.19323 | 0.98947 | -0.19976 | 15.5072
200 | 0.14073 | 0.036187 | -0.14048 | -0.036027 | 0.00024957 | 0.00015953 | 0.21092 | 0.21092 | 0.21092 | 0.99439 | -0.10593 | 0.99246 | -0.14249 | 57.944
201 | -0.33468 | -0.08587 | 0.33512 | 0.086152 | 0.00044152 | 0.00028106 | 0.50153 | 0.50153 | 0.50153 | 0.99439 | -0.10593 | 0.99582 | -0.078778 | 27.5566
202 | 0.0082798 | 0.002075 | -0.0082789 | -0.0020746 | 9.3419e-07 | 3.9152e-07 | 0.012452 | 0.012452 | 0.012452 | 0.98947 | -0.19976 | 0.98935 | -0.20213 | 3.4208
203 | 0.17922 | 0.045663 | -0.17916 | -0.045625 | 5.9648e-05 | 3.7473e-05 | 0.26978 | 0.26978 | 0.26978 | 0.98947 | -0.19976 | 0.98911 | -0.20666 | 14.823
204 | -0.33746 | -0.086737 | 0.33762 | 0.086838 | 0.00015897 | 0.0001012 | 0.50502 | 0.50502 | 0.50502 | 0.99582 | -0.078778 | 0.99633 | -0.069087 | 27.7484
205 | 0.0075805 | 0.0018996 | -0.0075802 | -0.0018995 | 3.1037e-07 | 1.1688e-07 | 0.011401 | 0.011401 | 0.011401 | 0.98935 | -0.20213 | 0.98931 | -0.20299 | 3.1322
206 | 0.17617 | 0.044876 | -0.17603 | -0.044789 | 0.00013834 | 8.686e-05 | 0.26528 | 0.26528 | 0.26528 | 0.98911 | -0.20666 | 0.98826 | -0.22295 | 14.576
207 | -0.33996 | -0.087427 | 0.34022 | 0.087591 | 0.00025755 | 0.00016396 | 0.50853 | 0.50853 | 0.50853 | 0.99633 | -0.069087 | 0.99716 | -0.053514 | 27.9411
208 | 0.031903 | 0.0080198 | -0.031851 | -0.0079871 | 5.2236e-05 | 3.2692e-05 | 0.048573 | 0.048573 | 0.048573 | 0.97752 | -0.43105 | 0.97577 | -0.4654 | 13.3442
209 | 0.022652 | 0.0056817 | -0.022645 | -0.0056776 | 6.6082e-06 | 4.0448e-06 | 0.034545 | 0.034545 | 0.034545 | 0.97577 | -0.4654 | 0.97546 | -0.47153 | 9.4904
210 | 0.017036 | 0.0042717 | -0.017032 | -0.0042697 | 3.3657e-06 | 1.9882e-06 | 0.025988 | 0.025988 | 0.025988 | 0.97546 | -0.47153 | 0.97525 | -0.47567 | 7.1395
211 | 0.017032 | 0.0042697 | -0.017024 | -0.004265 | 7.9133e-06 | 4.6748e-06 | 0.025988 | 0.025988 | 0.025988 | 0.97525 | -0.47567 | 0.97475 | -0.48543 | 7.1395
212 | -0.025781 | -0.0064711 | 0.025788 | 0.0064755 | 7.1752e-06 | 4.438e-06 | 0.03935 | 0.03935 | 0.03935 | 0.975 | -0.48103 | 0.9753 | -0.4752 | 10.8104
213 | 0.024414 | 0.0061283 | -0.024411 | -0.006127 | 2.1578e-06 | 1.3293e-06 | 0.037263 | 0.037263 | 0.037263 | 0.975 | -0.48103 | 0.97491 | -0.48289 | 10.237
214 | -0.027162 | -0.0068199 | 0.027165 | 0.0068215 | 2.6758e-06 | 1.6607e-06 | 0.041446 | 0.041446 | 0.041446 | 0.9753 | -0.4752 | 0.9754 | -0.47313 | 11.3863
215 | 0.023102 | 0.0057989 | -0.0231 | -0.0057977 | 1.893e-06 | 1.1609e-06 | 0.035264 | 0.035264 | 0.035264 | 0.97491 | -0.48289 | 0.97482 | -0.4846 | 9.688
216 | -0.028475 | -0.0071499 | 0.028478 | 0.0071516 | 2.7467e-06 | 1.7094e-06 | 0.043445 | 0.043445 | 0.043445 | 0.9754 | -0.47313 | 0.9755 | -0.47111 | 11.9354
217 | -0.023076 | -0.0058038 | 0.023086 | 0.0058088 | 9.3909e-06 | 5.0028e-06 | 0.035224 | 0.035224 | 0.035224 | 0.97503 | -0.48049 | 0.97546 | -0.47197 | 4.8385
218 | 0.020754 | 0.0052218 | -0.020733 | -0.0052091 | 2.0894e-05 | 1.2681e-05 | 0.031681 | 0.031681 | 0.031681 | 0.97503 | -0.48049 | 0.97395 | -0.50158 | 8.7036
219 | -0.024459 | -0.0061529 | 0.024459 | 0.0061529 | 8.2354e-07 | 3.4929e-08 | 0.037319 | 0.037319 | 0.037319 | 0.97546 | -0.47197 | 0.9755 | -0.47126 | 2.0505
220 | 0.020501 | 0.005151 | -0.020501 | -0.0051506 | 6.1342e-07 | 3.7185e-07 | 0.031327 | 0.031327 | 0.031327 | 0.97395 | -0.50158 | 0.97392 | -0.5022 | 8.6062
221 | -0.025769 | -0.0064811 | 0.02577 | 0.0064812 | 1.5896e-06 | 1.6138e-07 | 0.039316 | 0.039315 | 0.039316 | 0.9755 | -0.47126 | 0.97556 | -0.46997 | 2.1602
222 | 0.020275 | 0.0050941 | -0.020259 | -0.0050846 | 1.5718e-05 | 9.5168e-06 | 0.030982 | 0.030982 | 0.030982 | 0.97392 | -0.5022 | 0.9731 | -0.51846 | 8.5116
223 | -0.02708 | -0.0068094 | 0.027081 | 0.0068096 | 1.7591e-06 | 2.6782e-07 | 0.041312 | 0.041312 | 0.041312 | 0.97556 | -0.46997 | 0.97563 | -0.46861 | 2.2699
224 | 0.019379 | 0.004864 | -0.019361 | -0.0048527 | 1.8683e-05 | 1.1253e-05 | 0.029636 | 0.029637 | 0.029637 | 0.9731 | -0.51846 | 0.97207 | -0.53869 | 8.1419
225 | -0.028451 | -0.0071528 | 0.028452 | 0.0071531 | 1.5026e-06 | 2.9751e-07 | 0.043401 | 0.0434 | 0.043401 | 0.97563 | -0.46861 | 0.97569 | -0.46751 | 2.3847
226 | 0.012614 | 0.003162 | -0.012611 | -0.0031602 | 3.2704e-06 | 1.8032e-06 | 0.01931 | 0.01931 | 0.01931 | 0.97207 | -0.53869 | 0.9718 | -0.54414 | 5.3049
227 | 0.34289 | 0.088325 | -0.34273 | -0.088218 | 0.00016804 | 0.00010699 | 0.51226 | 0.51226 | 0.51226 | 0.99769 | -0.043439 | 0.99716 | -0.053514 | 28.1463
228 | -0.20237 | -0.051376 | 0.20279 | 0.051638 | 0.00041514 | 0.0002619 | 0.3057 | 0.3057 | 0.3057 | 0.98582 | -0.27021 | 0.98803 | -0.22767 | 16.7966
229 | -0.20645 | -0.052556 | 0.20663 | 0.052669 | 0.00017903 | 0.000113 | 0.31122 | 0.31122 | 0.31122 | 0.98803 | -0.22767 | 0.98897 | -0.2097 | 17.0998
230 | 0.2332 | 0.059504 | -0.23301 | -0.059382 | 0.00019318 | 0.00012229 | 0.35049 | 0.35049 | 0.35049 | 0.99114 | -0.16813 | 0.99024 | -0.1853 | 19.2575
231 | 0.22996 | 0.058618 | -0.22984 | -0.058543 | 0.00011851 | 7.4996e-05 | 0.34591 | 0.34591 | 0.34591 | 0.99024 | -0.1853 | 0.98968 | -0.19598 | 19.0058
232 | 0.01404 | 0.0035216 | -0.01403 | -0.0035163 | 9.3612e-06 | 5.2718e-06 | 0.02111 | 0.02111 | 0.02111 | 0.98968 | -0.19598 | 0.98896 | -0.20998 | 5.7995
233 | 0.2158 | 0.055021 | -0.21578 | -0.055009 | 1.921e-05 | 1.2138e-05 | 0.3248 | 0.3248 | 0.3248 | 0.98968 | -0.19598 | 0.98959 | -0.19783 | 17.8459
234 | 0.21312 | 0.054343 | -0.213 | -0.054266 | 0.0001221 | 7.7131e-05 | 0.3208 | 0.3208 | 0.3208 | 0.98959 | -0.19783 | 0.98897 | -0.2097 | 17.6264
235 | 0.0011104 | 0.00027769 | -0.0011104 | -0.00027829 | 5.5188e-08 | -5.9584e-07 | 0.0016998 | 0.0017 | 0.0017 | 0.97196 | -0.54094 | 0.97191 | -0.54198 | 0.46704
236 | -0.00086962 | -0.00021795 | 0.00086963 | 0.00021787 | 4.4778e-09 | -8.0543e-08 | 0.0013317 | 0.0013317 | 0.0013317 | 0.9717 | -0.54604 | 0.97171 | -0.54594 | 0.36585
237 | -0.0017295 | -0.00043336 | 0.0017295 | 0.00043311 | 6.232e-08 | -2.5365e-07 | 0.0026484 | 0.0026483 | 0.0026484 | 0.97171 | -0.54594 | 0.97175 | -0.54518 | 0.72757
238 | -0.03307 | -0.0083104 | 0.033074 | 0.0083117 | 4.3971e-06 | 1.3751e-06 | 0.050442 | 0.050442 | 0.050442 | 0.97569 | -0.46751 | 0.97583 | -0.46472 | 2.7716
239 | 0.0093315 | 0.002337 | -0.0093288 | -0.0023358 | 2.6834e-06 | 1.2779e-06 | 0.014244 | 0.014245 | 0.014245 | 0.97475 | -0.48543 | 0.97445 | -0.49147 | 3.9134
240 | 0.0018758 | 0.00046786 | -0.0018756 | -0.00046852 | 1.9422e-07 | -6.6234e-07 | 0.0028636 | 0.0028639 | 0.0028639 | 0.97445 | -0.49147 | 0.97434 | -0.49365 | 0.78678
241 | 0.1732 | 0.044081 | -0.17305 | -0.043986 | 0.00015146 | 9.5036e-05 | 0.26103 | 0.26103 | 0.26103 | 0.98826 | -0.22295 | 0.98732 | -0.24111 | 14.3424
242 | 0.16958 | 0.043116 | -0.16947 | -0.043046 | 0.00011195 | 7.0188e-05 | 0.2558 | 0.2558 | 0.2558 | 0.98732 | -0.24111 | 0.98661 | -0.25482 | 14.0549
243 | 0.0068815 | 0.0017243 | -0.0068806 | -0.0017241 | 8.25e-07 | 2.6435e-07 | 0.01035 | 0.01035 | 0.01035 | 0.98931 | -0.20299 | 0.98918 | -0.20551 | 2.8435
244 | 0.0050788 | 0.0012725 | -0.0050787 | -0.0012725 | 1.172e-07 | 6.2734e-09 | 0.0076398 | 0.0076399 | 0.0076399 | 0.98918 | -0.20551 | 0.98915 | -0.20599 | 2.0989
245 | 0.1558 | 0.039339 | -0.15575 | -0.039308 | 4.9995e-05 | 3.1246e-05 | 0.23653 | 0.23653 | 0.23653 | 0.98057 | -0.37218 | 0.98022 | -0.37888 | 12.9962
246 | 0.15365 | 0.038783 | -0.15359 | -0.038745 | 6.0541e-05 | 3.7812e-05 | 0.23335 | 0.23335 | 0.23335 | 0.98022 | -0.37888 | 0.9798 | -0.38711 | 12.8214
247 | 0.1515 | 0.03822 | -0.15146 | -0.038195 | 4.0231e-05 | 2.511e-05 | 0.23017 | 0.23017 | 0.23017 | 0.9798 | -0.38711 | 0.97952 | -0.39265 | 12.6466
248 | 0.0058888 | 0.0014759 | -0.0058886 | -0.0014758 | 2.2756e-07 | 4.9614e-08 | 0.0089322 | 0.0089323 | 0.0089323 | 0.98102 | -0.36345 | 0.98098 | -0.36426 | 2.4539
249 | 0.14936 | 0.03767 | -0.14931 | -0.037634 | 5.7138e-05 | 3.5638e-05 | 0.22699 | 0.22699 | 0.22699 | 0.97952 | -0.39265 | 0.97911 | -0.40065 | 12.4718
250 | 0.14722 | 0.037112 | -0.14719 | -0.037091 | 3.3384e-05 | 2.0807e-05 | 0.22382 | 0.22382 | 0.22382 | 0.97911 | -0.40065 | 0.97887 | -0.40539 | 12.2977
251 | -0.0014305 | -0.00035852 | 0.0014306 | 0.00035797 | 8.7366e-08 | -5.554e-07 | 0.0021818 | 0.0021816 | 0.0021818 | 0.97565 | -0.46777 | 0.97572 | -0.46649 | 0.59939
252 | 0.0067098 | 0.0016813 | -0.006709 | -0.0016811 | 7.4456e-07 | 2.3971e-07 | 0.010233 | 0.010233 | 0.010233 | 0.97572 | -0.46649 | 0.9756 | -0.46882 | 2.8112
253 | -0.015649 | -0.0039239 | 0.015653 | 0.003926 | 3.4758e-06 | 2.0189e-06 | 0.023799 | 0.023799 | 0.023799 | 0.97851 | -0.41245 | 0.97874 | -0.40779 | 6.5381
254 | -0.017743 | -0.0044497 | 0.017745 | 0.0044509 | 2.035e-06 | 1.2087e-06 | 0.026976 | 0.026976 | 0.026976 | 0.97874 | -0.40779 | 0.97887 | -0.40539 | 7.4109
255 | 0.01361 | 0.0034119 | -0.013606 | -0.0034097 | 3.8746e-06 | 2.1813e-06 | 0.020773 | 0.020773 | 0.020773 | 0.97495 | -0.48225 | 0.97465 | -0.48822 | 5.7069
256 | 0.0042988 | 0.0010761 | -0.0042983 | -0.0010761 | 4.8133e-07 | -6.2628e-08 | 0.0065657 | 0.0065658 | 0.0065658 | 0.9742 | -0.49708 | 0.97408 | -0.49943 | 1.8038
257 | -0.0065395 | -0.0016376 | 0.0065403 | 0.0016379 | 8.388e-07 | 2.5762e-07 | 0.0099881 | 0.009988 | 0.0099881 | 0.9742 | -0.49708 | 0.97433 | -0.49438 | 2.744
258 | 0.0024129 | 0.00060359 | -0.0024125 | -0.00060429 | 3.8621e-07 | -6.9638e-07 | 0.0036856 | 0.0036859 | 0.0036859 | 0.97408 | -0.49943 | 0.97391 | -0.50279 | 1.0126
259 | -0.0083627 | -0.0020946 | 0.0083628 | 0.0020946 | 4.0757e-08 | 1.7785e-08 | 0.012771 | 0.012771 | 0.012771 | 0.97433 | -0.49438 | 0.97434 | -0.49428 | 3.5086
260 | 0.0024125 | 0.00060429 | -0.0024124 | -0.00060459 | 1.6803e-07 | -3.0282e-07 | 0.0036859 | 0.0036861 | 0.0036861 | 0.97391 | -0.50279 | 0.97383 | -0.50425 | 1.0127
261 | -0.010492 | -0.0026283 | 0.010494 | 0.0026292 | 1.7102e-06 | 8.7323e-07 | 0.016023 | 0.016023 | 0.016023 | 0.97434 | -0.49428 | 0.97451 | -0.49086 | 4.4019
262 | -0.011912 | -0.0029846 | 0.011913 | 0.0029854 | 1.4957e-06 | 8.07e-07 | 0.018188 | 0.018188 | 0.018188 | 0.97451 | -0.49086 | 0.97465 | -0.48822 | 4.9968
263 | 0.032075 | 0.0080546 | -0.032073 | -0.0080531 | 2.305e-06 | 1.4431e-06 | 0.048926 | 0.048926 | 0.048926 | 0.97563 | -0.46864 | 0.97555 | -0.47015 | 13.4413
264 | 0.030075 | 0.0075523 | -0.030073 | -0.0075515 | 1.3869e-06 | 8.6566e-07 | 0.045878 | 0.045878 | 0.045878 | 0.97555 | -0.47015 | 0.9755 | -0.47111 | 12.604
265 | 0.037379 | 0.0093916 | -0.037378 | -0.0093912 | 1.0149e-06 | 3.8917e-07 | 0.056992 | 0.056992 | 0.056992 | 0.97609 | -0.45963 | 0.97606 | -0.4602 | 3.1315
266 | 0.00023418 | 5.7143e-05 | -0.00023417 | -5.8689e-05 | 5.9623e-09 | -1.5467e-06 | 0.00035709 | 0.00035764 | 0.00035764 | 0.97434 | -0.49365 | 0.97431 | -0.49419 | 0.098253
267 | 0.035754 | 0.008984 | -0.035753 | -0.0089836 | 9.3917e-07 | 3.3776e-07 | 0.054515 | 0.054515 | 0.054515 | 0.97606 | -0.4602 | 0.97603 | -0.46075 | 2.9953
268 | 0.034446 | 0.0086561 | -0.034442 | -0.008655 | 3.2699e-06 | 1.1052e-06 | 0.052523 | 0.052523 | 0.052523 | 0.97603 | -0.46075 | 0.97593 | -0.46274 | 2.8859
269 | 0.034442 | 0.008655 | -0.034439 | -0.0086539 | 3.2551e-06 | 1.1005e-06 | 0.052523 | 0.052524 | 0.052524 | 0.97593 | -0.46274 | 0.97583 | -0.46472 | 2.8859
270 | 0.003057 | 0.00076579 | -0.0030569 | -0.00076585 | 6.3504e-08 | -6.2144e-08 | 0.0045986 | 0.0045987 | 0.0045987 | 0.98915 | -0.20599 | 0.98913 | -0.20643 | 1.2634
271 | 0.001251 | 0.00031325 | -0.001251 | -0.00031353 | 3.1312e-08 | -2.8255e-07 | 0.0018819 | 0.001882 | 0.001882 | 0.98913 | -0.20643 | 0.9891 | -0.20695 | 0.51704
272 | -0.0009193 | -0.0002304 | 0.00091931 | 0.00023029 | 6.7499e-09 | -1.0787e-07 | 0.0014088 | 0.0014087 | 0.0014088 | 0.97101 | -0.55907 | 0.97102 | -0.55891 | 0.38703
273 | -0.0019841 | -0.00049714 | 0.0019841 | 0.00049693 | 7.3392e-08 | -2.1494e-07 | 0.0030404 | 0.0030403 | 0.0030404 | 0.97102 | -0.55891 | 0.97105 | -0.55814 | 0.83527
274 | -0.003535 | -0.00088562 | 0.0035352 | 0.00088555 | 1.4553e-07 | -7.0484e-08 | 0.0054169 | 0.0054168 | 0.0054169 | 0.97105 | -0.55814 | 0.9711 | -0.55727 | 1.4881
275 | -0.005376 | -0.0013469 | 0.005376 | 0.0013469 | 5.171e-08 | 7.9526e-09 | 0.0082375 | 0.0082375 | 0.0082375 | 0.9711 | -0.55727 | 0.97111 | -0.55707 | 2.263
276 | -0.0069726 | -0.001747 | 0.0069733 | 0.0017473 | 7.5425e-07 | 2.6468e-07 | 0.010684 | 0.010684 | 0.010684 | 0.97111 | -0.55707 | 0.97122 | -0.5548 | 2.9351
277 | -0.11842 | -0.02985 | 0.11845 | 0.029872 | 3.5382e-05 | 2.1732e-05 | 0.1802 | 0.1802 | 0.1802 | 0.97821 | -0.4183 | 0.97853 | -0.41206 | 9.9009
278 | 0.12243 | 0.030883 | -0.12241 | -0.030869 | 2.2724e-05 | 1.3994e-05 | 0.18619 | 0.18619 | 0.18619 | 0.97887 | -0.40539 | 0.97867 | -0.40927 | 10.23
279 | 0.0070109 | 0.0017565 | -0.0070098 | -0.0017562 | 1.0502e-06 | 3.6224e-07 | 0.010657 | 0.010657 | 0.010657 | 0.97887 | -0.40539 | 0.97871 | -0.40853 | 2.9279
280 | 0.12038 | 0.030361 | -0.12037 | -0.030351 | 1.6082e-05 | 9.8907e-06 | 0.1831 | 0.1831 | 0.1831 | 0.97867 | -0.40927 | 0.97853 | -0.41206 | 10.0606
281 | 0.0039714 | 0.00099467 | -0.003971 | -0.00099477 | 3.6932e-07 | -1.0308e-07 | 0.0060378 | 0.0060379 | 0.0060379 | 0.97871 | -0.40853 | 0.97861 | -0.41049 | 1.6588
282 | 0.001684 | 0.00042158 | -0.0016839 | -0.00042201 | 9.6352e-08 | -4.3071e-07 | 0.0025604 | 0.0025605 | 0.0025605 | 0.97861 | -0.41049 | 0.97855 | -0.41169 | 0.70345
283 | -0.0026192 | -0.00065608 | 0.0026193 | 0.00065597 | 7.7481e-08 | -1.0955e-07 | 0.0040106 | 0.0040105 | 0.0040106 | 0.97175 | -0.54518 | 0.97178 | -0.54456 | 1.1018
284 | -0.0085777 | -0.0021493 | 0.0085778 | 0.0021494 | 1.7184e-07 | 7.7065e-08 | 0.013134 | 0.013134 | 0.013134 | 0.97178 | -0.54456 | 0.9718 | -0.54414 | 3.6083
285 | -0.012015 | -0.0030109 | 0.012019 | 0.0030129 | 3.6998e-06 | 2.0074e-06 | 0.018407 | 0.018407 | 0.018407 | 0.97125 | -0.55429 | 0.97158 | -0.54783 | 5.057
286 | 0.0086007 | 0.0021552 | -0.0086005 | -0.0021551 | 2.0896e-07 | 9.4018e-08 | 0.013177 | 0.013177 | 0.013177 | 0.97125 | -0.55429 | 0.97122 | -0.5548 | 3.62

## res_trafo
| p_hv_mw | q_hv_mvar | p_lv_mw | q_lv_mvar | pl_mw | ql_mvar | i_hv_ka | i_lv_ka | vm_hv_pu | va_hv_degree | vm_lv_pu | va_lv_degree | loading_percent
0 | -1.2729e-15 | -1.3162e-15 | 0.00165 | 1.2699e-07 | 0.00165 | 1.2699e-07 | 5.2857e-17 | 0.0023815 | 0.99998 | 149.9956 | 1 | 0 | 0.2619

## res_ext_grid
| p_mw | q_mvar
0 | 0.61761 | 0.15889

## res_load
| p_mw | q_mvar
0 | 0.0020052 | 0.00050256
1 | 0.001553 | 0.00038923
2 | 0.0018068 | 0.00045282
3 | 0.0022246 | 0.00055753
4 | 0.0022551 | 0.00056518
5 | 0.0016841 | 0.00042208
6 | 0.0017919 | 0.00044908
7 | 0.0042349 | 0.0010614
8 | 0.0018073 | 0.00045296
9 | 0.0021454 | 0.00053768
10 | 0.003662 | 0.00091778
11 | 0.0028021 | 0.00070227
12 | 0.0020906 | 0.00052395
13 | 0.0025942 | 0.00065017
14 | 0.0020467 | 0.00051296
15 | 0.0023533 | 0.00058978
16 | 0.0054482 | 0.0013654
17 | 0.0027824 | 0.00069734
18 | 0.0035557 | 0.00089113
19 | 0.0026411 | 0.00066192
20 | 0.0010649 | 0.00026689
21 | 0.0021548 | 0.00054003
22 | 0.0036881 | 0.00092431
23 | 0.0027102 | 0.00067925
24 | 0.0022471 | 0.00056318
25 | 0.0020154 | 0.0005051
26 | 0.0021645 | 0.00054246
27 | 0.0014986 | 0.0003756
28 | 0.0016434 | 0.00041188
29 | 0.002895 | 0.00072556
30 | 0.0016295 | 0.00040839
31 | 0.0033362 | 0.00083614
32 | 0.0012073 | 0.00030259
33 | 0.0013455 | 0.00033721
34 | 0.0042323 | 0.0010607
35 | 0.0013072 | 0.00032763
36 | 0.0011435 | 0.00028658
37 | 0.0016454 | 0.00041238
38 | 0.0010854 | 0.00027203
39 | 0.0023653 | 0.0005928
40 | 0.0010834 | 0.00027152
41 | 0.0072659 | 0.001821
42 | 0.0010791 | 0.00027046
43 | 0.0022482 | 0.00056345
44 | 0.0034635 | 0.00086804
45 | 0.0027967 | 0.00070091
46 | 0.0012243 | 0.00030685
47 | 0.0003424 | 8.5814e-05
48 | 0.00034066 | 8.5377e-05
49 | 0.00079071 | 0.00019817
50 | 0.0020657 | 0.00051772
51 | 0.0042201 | 0.0010576
52 | 0.0067348 | 0.0016879
53 | 0.001614 | 0.0004045
54 | 0.003336 | 0.00083609
55 | 0.00061844 | 0.000155
56 | 0.0039165 | 0.00098156
57 | 0.0021105 | 0.00052893
58 | 0.0014326 | 0.00035905
59 | 0.0024176 | 0.00060591
60 | 0.0014822 | 0.00037148
61 | 0.0013872 | 0.00034766
62 | 0.0021809 | 0.00054659
63 | 0.0014672 | 0.00036773
64 | 0.0019394 | 0.00048605
65 | 0.0017303 | 0.00043366
66 | 0.0031606 | 0.00079213
67 | 0.0013728 | 0.00034406
68 | 0.0013747 | 0.00034452
69 | 0.0033547 | 0.00084077
70 | 0.0015008 | 0.00037613
71 | 0.0025593 | 0.00064142
72 | 0.0034477 | 0.00086408
73 | 0.0021029 | 0.00052704
74 | 0.0021959 | 0.00055034
75 | 0.0024768 | 0.00062076
76 | 0.0034284 | 0.00085925
77 | 0.0027232 | 0.00068249
78 | 0.0024798 | 0.0006215
79 | 0.002749 | 0.00068896
80 | 0.0017805 | 0.00044624
81 | 0.0018337 | 0.00045958
82 | 0.0027939 | 0.00070021
83 | 0.0030417 | 0.00076232
84 | 0.0026942 | 0.00067522
85 | 0.0034296 | 0.00085954
86 | 0.0028101 | 0.00070429
87 | 0.0029307 | 0.00073449
88 | 0.0021905 | 0.00054899
89 | 0.0021971 | 0.00055065
90 | 0.0013581 | 0.00034036
91 | 0.0015994 | 0.00040086
92 | 0.00084268 | 0.0002112
93 | 0.0010255 | 0.00025701
94 | 0.00084417 | 0.00021157
95 | 0.0027776 | 0.00069613
96 | 0.00084515 | 0.00021182
97 | 0.00082199 | 0.00020601
98 | 0.0006223 | 0.00015596
99 | 0.00066204 | 0.00016592
100 | 0.0023929 | 0.00059972
101 | 0.00091499 | 0.00022932
102 | 0.0025509 | 0.00063932
103 | 0.002802 | 0.00070225
104 | 0.0022338 | 0.00055983
105 | 0.0022218 | 0.00055683
106 | 0.0015514 | 0.00038881
107 | 0.0028137 | 0.00070518
108 | 0.0030604 | 0.000767
109 | 0.0015482 | 0.000388
110 | 0.002735 | 0.00068545
111 | 0.0029535 | 0.00074022
112 | 0.001972 | 0.00049424
113 | 0.0022147 | 0.00055504
114 | 0.0018982 | 0.00047574
115 | 0.0020261 | 0.00050779
116 | 0.0012223 | 0.00030635
117 | 0.0022398 | 0.00056135
118 | 0.0016431 | 0.0004118
119 | 0.0026767 | 0.00067086
120 | 0.0031646 | 0.00079312
121 | 0.0029998 | 0.00075182
122 | 0.0021732 | 0.00054467
123 | 0.0029535 | 0.00074021
124 | 0.0025381 | 0.00063611
125 | 0.0018787 | 0.00047084
126 | 0.00030317 | 7.5982e-05
127 | 0.0018787 | 0.00047084
128 | 0.010663 | 0.0026723
129 | 0.0015056 | 0.00037735
130 | 0.0018777 | 0.00047061
131 | 0.0031144 | 0.00078054
132 | 0.0021321 | 0.00053436
133 | 0.0027067 | 0.00067837
134 | 0.0037484 | 0.00093943
135 | 0.0027141 | 0.00068022
136 | 0.0022656 | 0.0005678
137 | 0.0022436 | 0.0005623
138 | 0.002881 | 0.00072204
139 | 0.0024675 | 0.00061841
140 | 0.00097629 | 0.00024468
141 | 0.00097691 | 0.00024484
142 | 0.0012952 | 0.00032461
143 | 0.00097581 | 0.00024456
144 | 0.00097768 | 0.00024503
145 | 0.0044421 | 0.0011133
146 | 0.001712 | 0.00042906
147 | 0.00022549 | 5.6513e-05
148 | 0.0013679 | 0.00034283
149 | 0.0018436 | 0.00046206
150 | 0.0018189 | 0.00045586
151 | 0.0013119 | 0.00032879
152 | 0.0013094 | 0.00032816
153 | 0.0013707 | 0.00034354
154 | 0.0013689 | 0.00034307
155 | 0.0020148 | 0.00050496
156 | 0.001958 | 0.00049072
157 | 0.0017005 | 0.00042619
158 | 0.0016942 | 0.00042461
159 | 0.0016945 | 0.00042467
160 | 0.0016194 | 0.00040587
161 | 0.0018825 | 0.00047181
162 | 0.0022849 | 0.00057266
163 | 0.0017742 | 0.00044465
164 | 0.0011412 | 0.00028602
165 | 0.0017656 | 0.0004425
166 | 0.00090896 | 0.00022781
167 | 0.0029928 | 0.00075005
168 | 0.0023363 | 0.00058553
169 | 0.00069833 | 0.00017502
170 | 0.0029887 | 0.00074904
171 | 0.002348 | 0.00058847
172 | 0.0031136 | 0.00078033
173 | 0.0091988 | 0.0023054
174 | 0.0056097 | 0.0014059
175 | 0.002598 | 0.00065111
176 | 0.0013674 | 0.00034272
177 | 0.0013741 | 0.00034437
178 | 0.0013092 | 0.00032813
179 | 0.0013102 | 0.00032837
180 | 0.002322 | 0.00058196
181 | 0.0013731 | 0.00034414
182 | 0.00023191 | 5.8121e-05
183 | 0.0013093 | 0.00032814
184 | 0.00022549 | 5.6514e-05
185 | 0.0013093 | 0.00032814
186 | 0.00088023 | 0.00022061
187 | 0.0013694 | 0.0003432
188 | 0.0067463 | 0.0016908
189 | 0.0025167 | 0.00063073
190 | 0.0025033 | 0.00062738
191 | 0.0036647 | 0.00091846
192 | 0.0026366 | 0.00066078
193 | 0.0030492 | 0.0007642
194 | 0.01403 | 0.0035163
195 | 0.0026574 | 0.00066601
196 | 0.0063699 | 0.0015965
197 | 0.0015255 | 0.00038233
198 | 0.0027458 | 0.00068815
199 | 0.00086962 | 0.00021795
200 | 0.00085983 | 0.00021549
201 | 0.0013124 | 0.00032893
202 | 0.0046174 | 0.0011572
203 | 0.0076927 | 0.001928
204 | 0.007453 | 0.0018679
205 | 0.0028249 | 0.000708
206 | 0.0034714 | 0.00087001
207 | 0.0017173 | 0.0004304
208 | 0.00069877 | 0.00017513
209 | 0.0018019 | 0.00045159
210 | 0.00597 | 0.0014962
211 | 0.0020979 | 0.00052577
212 | 0.0020962 | 0.00052535
213 | 0.0020955 | 0.00052519
214 | 0.0018151 | 0.00045491
215 | 0.0020939 | 0.00052479
216 | 0.0058886 | 0.0014758
217 | 0.0020849 | 0.00052253
218 | 0.0014305 | 0.00035852
219 | 0.0015068 | 0.00037764
220 | 0.0011104 | 0.00027829
221 | 0.0025475 | 0.00063846
222 | 0.0020898 | 0.00052376
223 | 0.0049788 | 0.0012478
224 | 0.0022407 | 0.00056156
225 | 0.0018854 | 0.00047253
226 | 0.0018224 | 0.00045674
227 | 0.0021292 | 0.00053364
228 | 0.0024124 | 0.00060459
229 | 0.0014182 | 0.00035543
230 | 0.0016931 | 0.00042432
231 | 0.0013681 | 0.00034287
232 | 0.0019982 | 0.0005008
233 | 0.0015954 | 0.00039985
234 | 0.0017367 | 0.00043525
235 | 0.0016414 | 0.00041138
236 | 0.0016249 | 0.00040725
237 | 0.0013069 | 0.00032754
238 | 0.0013651 | 0.00034212
239 | 0.00023417 | 5.8689e-05
240 | 0.0020217 | 0.00050667
241 | 0.0018059 | 0.0004526
242 | 0.001251 | 0.00031353
243 | 0.0009193 | 0.0002304
244 | 0.0010647 | 0.00026685
245 | 0.0015509 | 0.00038869
246 | 0.0018408 | 0.00046135
247 | 0.0015965 | 0.00040013
248 | 0.0024823 | 0.00062213
249 | 0.002027 | 0.00050801
250 | 0.0030385 | 0.00076151
251 | 0.0019124 | 0.00047928
252 | 0.002287 | 0.00057319
253 | 0.0016839 | 0.00042201
254 | 0.00088967 | 0.00022297
255 | 0.0059584 | 0.0014933
256 | 0.0040331 | 0.0010108
257 | 0.0034142 | 0.00085568
258 | 0.0018936 | 0.00047458
259 | 0.0016272 | 0.0004078
260 | 0.0018932 | 0.00047448

## dtypes
| element | column | dtype
0 | bus | name | object
1 | bus | vn_kv | float64
2 | bus | type | object
3 | bus | zone | object
4 | bus | in_service | bool
5 | load | name | object
6 | load | bus | uint32
7 | load | p_mw | float64
8 | load | q_mvar | float64
9 | load | const_z_percent | float64
10 | load | const_i_percent | float64
11 | load | sn_mva | float64
12 | load | scaling | float64
13 | load | in_service | bool
14 | load | type | object
15 | ext_grid | name | object
16 | ext_grid | bus | uint32
17 | ext_grid | vm_pu | float64
18 | ext_grid | va_degree | float64
19 | ext_grid | slack_weight | float64
20 | ext_grid | in_service | bool
21 | line | name | object
22 | line | std_type | object
23 | line | from_bus | uint32
24 | line | to_bus | uint32
25 | line | length_km | float64
26 | line | r_ohm_per_km | float64
27 | line | x_ohm_per_km | float64
28 | line | c_nf_per_km | float64
29 | line | g_us_per_km | float64
30 | line | max_i_ka | float64
31 | line | df | float64
32 | line | parallel | uint32
33 | line | type | object
34 | line | in_service | bool
35 | trafo | name | object
36 | trafo | std_type | object
37 | trafo | hv_bus | uint32
38 | trafo | lv_bus | uint32
39 | trafo | sn_mva | float64
40 | trafo | vn_hv_kv | float64
41 | trafo | vn_lv_kv | float64
42 | trafo | vk_percent | float64
43 | trafo | vkr_percent | float64
44 | trafo | pfe_kw | float64
45 | trafo | i0_percent | float64
46 | trafo | shift_degree | float64
47 | trafo | tap_side | object
48 | trafo | tap_neutral | int32
49 | trafo | tap_min | int32
50 | trafo | tap_max | int32
51 | trafo | tap_step_percent | float64
52 | trafo | tap_step_degree | float64
53 | trafo | tap_pos | int32
54 | trafo | tap_phase_shifter | bool
55 | trafo | parallel | uint32
56 | trafo | df | float64
57 | trafo | in_service | bool
58 | line_geodata | coords | object
59 | bus_geodata | x | float64
60 | bus_geodata | y | float64
61 | bus_geodata | coords | object
62 | res_bus | vm_pu | float64
63 | res_bus | va_degree | float64
64 | res_bus | p_mw | float64
65 | res_bus | q_mvar | float64
66 | res_line | p_from_mw | float64
67 | res_line | q_from_mvar | float64
68 | res_line | p_to_mw | float64
69 | res_line | q_to_mvar | float64
70 | res_line | pl_mw | float64
71 | res_line | ql_mvar | float64
72 | res_line | i_from_ka | float64
73 | res_line | i_to_ka | float64
74 | res_line | i_ka | float64
75 | res_line | vm_from_pu | float64
76 | res_line | va_from_degree | float64
77 | res_line | vm_to_pu | float64
78 | res_line | va_to_degree | float64
79 | res_line | loading_percent | float64
80 | res_trafo | p_hv_mw | float64
81 | res_trafo | q_hv_mvar | float64
82 | res_trafo | p_lv_mw | float64
83 | res_trafo | q_lv_mvar | float64
84 | res_trafo | pl_mw | float64
85 | res_trafo | ql_mvar | float64
86 | res_trafo | i_hv_ka | float64
87 | res_trafo | i_lv_ka | float64
88 | res_trafo | vm_hv_pu | float64
89 | res_trafo | va_hv_degree | float64
90 | res_trafo | vm_lv_pu | float64
91 | res_trafo | va_lv_degree | float64
92 | res_trafo | loading_percent | float64
93 | res_ext_grid | p_mw | float64
94 | res_ext_grid | q_mvar | float64
95 | res_load | p_mw | float64
96 | res_load | q_mvar | float64

## parameters
| version | format_version | converged | OPF_converged | name | f_hz | sn_mva
0 | 2.14.6 | 2.14.0 | TRUE | FALSE |  | 50 | 1